## ColumnDescription
Field Name | Field Comments | PrimaryKey | WMS Tool Fields
DBProjectId | Unique Id assigned to each WMS project entered by the RWPG consultant | Y
wmsProjectNameDatabase | The name of the project as defined by the RWPG consultant | N
wmsProjectNameSWP | The name of the project used in the SWP Appendix A.2 | N | WMS Description
wmsProjectSponsorRegion | The primary sponsor region associated with the project as defined by the RWPG consultant | N
DBwmsTypeId | WMS Type Id assigned at the project level | N
wmsTypeNameDatabase | WMS Type name assigned at the project level. Possible values: 'Existing Source or Expanded Use of an Existing Source (Surface Water or Groundwater)', 'Conservation', 'Reuse', 'New Surface Water or New Groundwater Source', 'Brush Control', 'Weather Modification', 'Drought Management', 'Aquifer Storage and Recovery' | N
wmsTypeId | WMS Type Id assigned at the entity level | N
wmsTypeNameSWP | WMS Type assigned at the entity level. This field was used to determine the SWP project category type. Possible Values: 'Groundwater', 'Other Surface Water', 'Irrigation Conservation', 'Municipal Conservation', 'Reuse', 'Groundwater Desalination', 'Seawater Desalination', 'New Major Reservoir', 'Other Conservation', 'Conjunctive Use', 'Other - Brush Control', 'Other - Weather Modification', 'Other - Drought Management', 'Other - ASR', 'Other - Surface Water Desalination' | N | WMS Type
DBwmsInfId | WMS Infrastructure type Id assigned at the project level | N
wmsInfrastructureName | Infrastructure type label assigned at the project level. Possible values: 'No Infrastructure', 'Other Infrastructure', 'Pipeline', 'Pipeline, Water Treatment Plant, and Other', 'Pipeline and Water Treatment Plant', Water Treatment Plant' | N
wmsProjectRegionalComments | Comments listed here are at the project level and come from the table labeled WMSProject. | N
DBwmsSoId | Unique ID associated with the project's source | Y
DBsoId | Unique ID associated with source | N
SourceName | Name of project's source | N | Source Name
SourceRegion | Project's source region | N | Source Region
SourceCountyId | Project's source countyId from table ref_County | N
SourceCounty | Project's source county | N | Source County
SourceBasinId | Project's source countyId from table ref_Basin | N
SourceBasin | Project's source basin | N | Source Basin
SoTypeId | Project's source source type Id | N
SourceTypeDescription | Project's source type description. Possible values: 'Groundwater', 'Surface Water', 'Conservation', 'Reuse', 'Weather Modification', and 'Drought Management' | N
DBwmsWqImpId | WMS Water Quality Improvement Id assigned at the source level | N
WaterQualityImprovements | WMS Water Quality Improvement label assigned at the source level. Possible values: 'No Water Quality Improvements', 'Groundwater Desalination', 'Seawater Desalination', 'Surface Water Desalination', 'Other Water Quality Enhancement' | N
wmsProjectSourceRegionalComments | Comments listed here are at the WMS source level and come from the table labeled WMSSource. | N
GroupedProjectId | TWDB assigned grouping of related entities to a specific project or projects. | N
GroupedProjectTier | TWDB assigned field: Tier 1: A DBProjectId that contains all parts of a strategy or a project that has to be implemented before other projects listed with the GroupedProjectId can occur. Tier 2: A DBProjectId can only be considered tier 2, if it is dependent on another project occurring before it can be implemented. | N
GroupedProjectName | TWDB assigned name of a grouping of related entities to a specific projects or projects. | N
wmsSponsorEntityId | Unique Id assigned to each entity. A unique ID is assigned to each WWP that is not also a WUG. If the entity is a WUG or both a WUG and WWP and the municipal category is city, utility, or CRU, the entityId is assigned for each CityId. If the WUG is a county aggregated WUG like Irrigation or County-Other one entityId is assigned for each data category and county combination. | Y
wmsSponsorEntityName | The entity name of a project sponsor. All entities with records from the WMSWUG tables were listed once in the sponsor name and again as a recipient. Their costs are at the whole entity level and their supplies are at the split entity level. If the data comes from the WMSWWP tables, then the WWP is listed as the sponsor and the WUGs receiving the water are listed as the project recipients. The costs are listed with the WWP and the supplies are listed with the customers or recipients. | N | Sponsor Entity - Use when displaying costs
wmsSponsorEntityPrimaryRegion | The primary region of the entity is determined by the region covering the greatest amount of the entity's defined area. | N | Sponsor Entity Primary Region - Use when displaying costs
wmsSponsorEntityType | Possible Values: 'WUG', 'WWP', 'BOTH' | N
wmsSponsorEntityDataCategory | Possible Values: 'Irrigation', 'Livestock', 'Manufacturing', 'Mining', 'Municipal', 'Steam Electric'. If the field contains 'N/A', then the entity is a WWP and not a WUG. | N
wmsSponsorEntityCityId | Cities: 0001-3999 except for 0757 & 1001-1005 County-Other: 0757 Irrigation: 1004 Livestock: 1005 Manufacturing: 1001 Mining: 1003 Steam Electric: 1002 Utilities: 4000-7999 CRUs: >=8000 If the field contains 'N/A', then the entity is a WWP and not a WUG. | N
wmsSponsorEntityMunicipalCategory | Possible Values: 'City', 'County-Other', 'Utility', and 'CRU'. If the field contains 'N/A', it does not meet the criteria of one of the values listed. | N
wmsSponsorEntityRegionalComments | Comments listed here are at the entity level. | N
IsIBT | Field that identifies projects that are potential interbasin transfers. This field is at the split WUG level in the WMSWUG table. In order to display the data at the entity level, if the data was from the WMSWUG table and at least one split WUG associated with the WUG entity has a value of IsIBT = 'Y' the entity was assigned an IsIBT = 'Y'. When the data is from the WMSWWP' table, the IsIBT chosen by the RWPG consultant was used. | N
RegionReportedOnlineDate | Online date provided by the RWP consultant | N
CalculatedOnlineDate | The earliest supply decade associated with the WugOrWwpCustEntity. If all supply decades have a value of zero, then the earliest annual cost decade associated with the WWP or WUG entity. If all supply and annual cost decades have a value of zero, the online date entered by the consultant is used for records that come from the WMSWWP table and the minimum online date entered by the consultant is used for records that come from the WMSWUG table. | N | Online Date - Use this field as the online date. When grouping above the level of recipient entity, recipient region, recipient county, use the minimum online date.
AC2010 | WMS entity's Annual Costs associated with decade 2010. Annual costs may have come from the WMS WUG entity level if they are from the WMSWUGCost table or the WMS WWP level if they are from the WMSWWP table. | N
AC2020 | WMS entity's Annual Costs associated with decade 2020. Annual costs may have come from the WMS WUG entity level if they are from the WMSWUGCost table or the WMS WWP level if they are from the WMSWWP table. | N
AC2030 | WMS entity's Annual Costs associated with decade 2030. Annual costs may have come from the WMS WUG entity level if they are from the WMSWUGCost table or the WMS WWP level if they are from the WMSWWP table. | N
AC2040 | WMS entity's Annual Costs associated with decade 2040. Annual costs may have come from the WMS WUG entity level if they are from the WMSWUGCost table or the WMS WWP level if they are from the WMSWWP table. | N
AC2050 | WMS entity's Annual Costs associated with decade 2050. Annual costs may have come from the WMS WUG entity level if they are from the WMSWUGCost table or the WMS WWP level if they are from the WMSWWP table. | N
AC2060 | WMS entity's Annual Costs associated with decade 2060. Annual costs may have come from the WMS WUG entity level if they are from the WMSWUGCost table or the WMS WWP level if they are from the WMSWWP table. | N
CapitalCost | Capital costs may have come from the WMS WUG entity level if they are from the WMSWUGCost table or the WMS WWP level if they are from the WMSWWP table. | N
TermDebtService | WMS entity's estimated length or tem of the debt service. | N
wmsRecipientEntityId | Unique Id assigned to each entity. A unique ID is assigned to each WWP that is not also a WUG. If the entity is a WUG or both a WUG and WWP and the municipal category is city, utility, or CRU, the entityId is assigned for each CityId. If the WUG is a county aggregated WUG like Irrigation or County-Other one entityId is assigned for each data category and county combination. | Y
wmsRecipientEntityName | The entity name of a project recipient. All entities with records from the WMSWUG tables were listed once in the sponsor name and again as a recipient. Their costs are at the whole entity level and their supplies are at the split entity level. If the data comes from the WMSWWP tables, then the WWP is listed as the sponsor and the WUGs receiving the water are listed as the project recipients. The costs are listed with the WWP and the supplies are listed with the customers or recipients. County-other WMSWWPCustomers that were used as placeholders for surplus supplies have been updated to reflect the entity holding the surplus water. 'FUTURE CUSTOMER/SURPLUS SUPPLY' was added to the names of the WWP that are associated with the surplus water. | Y | Recipient entity - Use when displaying WMS supplies
wmsRecipientEntityPrimaryRegion | The primary region of the entity is determined by the region covering the greatest amount of the entity's defined area. | N | Recipient entity primary region - Use when displaying supplies at the entity level and not split by region/county
wmsRecipientEntityType | Possible Values: 'WUG', 'WWP', 'BOTH' | N
wmsRecipientEntityDataCategory | Possible Values: 'Irrigation', 'Livestock', 'Manufacturing', 'Mining', 'Municipal', 'Steam Electric'. If this is a county-other surplus record, the data category was updated to 'Municipal' | N
wmsRecipientEntityCityId | Cities: 0001-3999 except for 0757 & 1001-1005 County-Other: 0757 Irrigation: 1004 Livestock: 1005 Manufacturing: 1001 Mining: 1003 Steam Electric: 1002 Utilities: 4000-7999 CRUs: >=8000 If the field contains 'N/A', then the entity is a WWP or this is a county-other surplus record and the type could not be determined. | N
wmsRecipientEntityMunicipalCategory | Possible Values: 'City', 'County-Other', 'Utility', and 'CRU'. If the field contains 'N/A', it does not meet the criteria of one of the values listed or this is a county-other surplus record and the type could not be determined. | N
wmsRecipientEntityRegion | WUGs are split by region, county, and basin. This field contains the region of the split WUG entity. | Y | Recipient entity region - Use when displaying recipient supplies by county
wmsRecipientEntityCountyId | WUGs are split by region, county, and basin. This field contains the CountyId of the split WUG entity. | Y
wmsRecipientEntityCounty | WUGs are split by region, county, and basin. This field contains the CountyName of the split WUG entity. If the record is a surplus record, the county-other county used by the consultant to store the surplus supplies is listed in this field. | N | Recipient entity county
SS2010 | Split entity's supplies associated with decade 2010. | N
SS2020 | Split entity's supplies associated with decade 2020. | N
SS2030 | Split entity's supplies associated with decade 2030. | N
SS2040 | Split entity's supplies associated with decade 2040. | N
SS2050 | Split entity's supplies associated with decade 2050. | N
SS2060 | Split entity's supplies associated with decade 2060. | N
wmsRedundantSupply | Records with a value of 'Y' identify strategy supply volumes that have already been listed with another project and/or entity. | Y | Use this field to identify redundant or "star water" supplies

## Output
DBProjectId | wmsProjectNameDatabase | wmsProjectNameSWP | wmsProjectSponsorRegion | DBwmsTypeId | wmsTypeNameDatabase | wmsTypeId | wmsTypeNameSWP | DBwmsInfId | wmsInfrastructureName | wmsProjectRegionalComments | DBwmsSoId | DBsoId | SourceName | SourceRegion | SourceCountyId | SourceCounty | SourceBasinId | SourceBasin | SoTypeId | SourceTypeDescription | DBwmsWqImpId | WaterQualityImprovements | wmsProjectSourceRegionalComments | GroupedProjectId | GroupedProjectTier | GroupedProjectName | wmsSponsorEntityId | wmsSponsorEntityName | wmsSponsorEntityPrimaryRegion | wmsSponsorEntityType | wmsSponsorEntityDataCategory | wmsSponsorEntityCityId | wmsSponsorEntityMunicipalCategory | wmsSponsorEntityRegionalComments | IsIBT | RegionReportedOnlineDate | CalculatedOnlineDate | AC2010 | AC2020 | AC2030 | AC2040 | AC2050 | AC2060 | CapitalCost | TermDebtService | wmsRecipientEntityId | wmsRecipientEntityName | wmsRecipientEntityPrimaryRegion | wmsRecipientEntityType | wmsRecipientEntityDataCategory | wmsRecipientEntityCityId | wmsRecipientEntityMunicipalCategory | wmsRecipientEntityRegion | wmsRecipientEntityCountyId | wmsRecipientEntityCounty | SS2010 | SS2020 | SS2030 | SS2040 | SS2050 | SS2060 | wmsRedundantSupply
58 | ACQUISITION OF WATER RIGHTS THROUGH CONTRACT | Acquisition of water rights through contract | M | 5 | EXISTING SOURCE OR EXPANDED USE OF AN EXISTING SOURCE (SURFACE WATER OR GROUNDWATER) | 5 | OTHER SURFACE WATER | 5 | PIPELINE, WATER TREATMENT PLANT, AND OTHER |  | 164 | 831 | AMISTAD-FALCON LAKE/RESERVOIR SYSTEM | M | 999 | RESERVOIR | 23 | RIO GRANDE | 0 | SURFACE WATER | 1 | NO WATER QUALITY IMPROVEMENTS |  | 6071 | 1 | Acquisition of water rights | 168 | ALAMO | M | WUG | MUNICIPAL | 3 | CITY |  | Y | 2020 | 2020 | 0 | 2150.65 | 4301.3 | 6021.82 | 8172.47 | 10323.12 | 83565.2 | 20 | 168 | ALAMO | M | WUG | MUNICIPAL | 3 | CITY | M | 108 | HIDALGO | 0 | 5 | 10 | 14 | 19 | 24 | N
58 | ACQUISITION OF WATER RIGHTS THROUGH CONTRACT | Acquisition of water rights through contract | M | 5 | EXISTING SOURCE OR EXPANDED USE OF AN EXISTING SOURCE (SURFACE WATER OR GROUNDWATER) | 5 | OTHER SURFACE WATER | 5 | PIPELINE, WATER TREATMENT PLANT, AND OTHER |  | 164 | 831 | AMISTAD-FALCON LAKE/RESERVOIR SYSTEM | M | 999 | RESERVOIR | 23 | RIO GRANDE | 0 | SURFACE WATER | 1 | NO WATER QUALITY IMPROVEMENTS |  | 6071 | 1 | Acquisition of water rights | 300 | BROWNSVILLE | M | WUG | MUNICIPAL | 80 | CITY |  | Y | 2060 | 2060 | 0 | 0 | 0 | 0 | 0 | 55486.77 | 449162.94 | 20 | 300 | BROWNSVILLE | M | WUG | MUNICIPAL | 80 | CITY | M | 31 | CAMERON | 0 | 0 | 0 | 0 | 0 | 129 | N
58 | ACQUISITION OF WATER RIGHTS THROUGH CONTRACT | Acquisition of water rights through contract | M | 5 | EXISTING SOURCE OR EXPANDED USE OF AN EXISTING SOURCE (SURFACE WATER OR GROUNDWATER) | 5 | OTHER SURFACE WATER | 5 | PIPELINE, WATER TREATMENT PLANT, AND OTHER |  | 164 | 831 | AMISTAD-FALCON LAKE/RESERVOIR SYSTEM | M | 999 | RESERVOIR | 23 | RIO GRANDE | 0 | SURFACE WATER | 1 | NO WATER QUALITY IMPROVEMENTS |  | 6071 | 1 | Acquisition of water rights | 734 | EAST RIO HONDO WSC | M | WUG | MUNICIPAL | 4099 | UTILITY |  | Y | 2050 | 2050 | 0 | 0 | 0 | 0 | 2150.65 | 2150.65 | 17409.42 | 20 | 734 | EAST RIO HONDO WSC | M | WUG | MUNICIPAL | 4099 | UTILITY | M | 31 | CAMERON | 0 | 0 | 0 | 0 | 5 | 5 | N
58 | ACQUISITION OF WATER RIGHTS THROUGH CONTRACT | Acquisition of water rights through contract | M | 5 | EXISTING SOURCE OR EXPANDED USE OF AN EXISTING SOURCE (SURFACE WATER OR GROUNDWATER) | 5 | OTHER SURFACE WATER | 5 | PIPELINE, WATER TREATMENT PLANT, AND OTHER |  | 164 | 831 | AMISTAD-FALCON LAKE/RESERVOIR SYSTEM | M | 999 | RESERVOIR | 23 | RIO GRANDE | 0 | SURFACE WATER | 1 | NO WATER QUALITY IMPROVEMENTS |  | 6071 | 1 | Acquisition of water rights | 747 | EL CENIZO | M | WUG | MUNICIPAL | 770 | CITY |  | N | 2020 | 2020 | 0 | 1290.39 | 8172.47 | 15484.68 | 24087.28 | 33550.14 | 271586.89 | 20 | 747 | EL CENIZO | M | WUG | MUNICIPAL | 770 | CITY | M | 240 | WEBB | 0 | 3 | 19 | 36 | 56 | 78 | N
58 | ACQUISITION OF WATER RIGHTS THROUGH CONTRACT | Acquisition of water rights through contract | M | 5 | EXISTING SOURCE OR EXPANDED USE OF AN EXISTING SOURCE (SURFACE WATER OR GROUNDWATER) | 5 | OTHER SURFACE WATER | 5 | PIPELINE, WATER TREATMENT PLANT, AND OTHER |  | 164 | 831 | AMISTAD-FALCON LAKE/RESERVOIR SYSTEM | M | 999 | RESERVOIR | 23 | RIO GRANDE | 0 | SURFACE WATER | 1 | NO WATER QUALITY IMPROVEMENTS |  | 6071 | 1 | Acquisition of water rights | 750 | EL JARDIN | M | WUG | MUNICIPAL | 4103 | UTILITY |  | Y | 2010 | 2010 | 6451.95 | 15914.81 | 25377.67 | 34840.53 | 44303.39 | 53766.25 | 435235.4 | 20 | 750 | EL JARDIN | M | WUG | MUNICIPAL | 4103 | UTILITY | M | 31 | CAMERON | 15 | 37 | 59 | 81 | 103 | 125 | N
58 | ACQUISITION OF WATER RIGHTS THROUGH CONTRACT | Acquisition of water rights through contract | M | 5 | EXISTING SOURCE OR EXPANDED USE OF AN EXISTING SOURCE (SURFACE WATER OR GROUNDWATER) | 5 | OTHER SURFACE WATER | 5 | PIPELINE, WATER TREATMENT PLANT, AND OTHER |  | 164 | 831 | AMISTAD-FALCON LAKE/RESERVOIR SYSTEM | M | 999 | RESERVOIR | 23 | RIO GRANDE | 0 | SURFACE WATER | 1 | NO WATER QUALITY IMPROVEMENTS |  | 6071 | 1 | Acquisition of water rights | 940 | HIDALGO | M | WUG | MUNICIPAL | 275 | CITY |  | Y | 2040 | 2040 | 0 | 0 | 0 | 3441.04 | 12473.77 | 21936.63 | 177576.04 | 20 | 940 | HIDALGO | M | WUG | MUNICIPAL | 275 | CITY | M | 108 | HIDALGO | 0 | 0 | 0 | 8 | 29 | 51 | N
58 | ACQUISITION OF WATER RIGHTS THROUGH CONTRACT | Acquisition of water rights through contract | M | 5 | EXISTING SOURCE OR EXPANDED USE OF AN EXISTING SOURCE (SURFACE WATER OR GROUNDWATER) | 5 | OTHER SURFACE WATER | 5 | PIPELINE, WATER TREATMENT PLANT, AND OTHER |  | 164 | 831 | AMISTAD-FALCON LAKE/RESERVOIR SYSTEM | M | 999 | RESERVOIR | 23 | RIO GRANDE | 0 | SURFACE WATER | 1 | NO WATER QUALITY IMPROVEMENTS |  | 6071 | 1 | Acquisition of water rights | 941 | HIDALGO COUNTY MUD #1 | M | WUG | MUNICIPAL | 4204 | UTILITY |  | Y | 2010 | 2010 | 28388.58 | 43013 | 59788.07 | 77853.53 | 97639.51 | 117855.62 | 954036.01 | 20 | 941 | HIDALGO COUNTY MUD #1 | M | WUG | MUNICIPAL | 4204 | UTILITY | M | 108 | HIDALGO | 66 | 100 | 139 | 181 | 227 | 274 | N
58 | ACQUISITION OF WATER RIGHTS THROUGH CONTRACT | Acquisition of water rights through contract | M | 5 | EXISTING SOURCE OR EXPANDED USE OF AN EXISTING SOURCE (SURFACE WATER OR GROUNDWATER) | 5 | OTHER SURFACE WATER | 5 | PIPELINE, WATER TREATMENT PLANT, AND OTHER |  | 164 | 831 | AMISTAD-FALCON LAKE/RESERVOIR SYSTEM | M | 999 | RESERVOIR | 23 | RIO GRANDE | 0 | SURFACE WATER | 1 | NO WATER QUALITY IMPROVEMENTS |  | 6071 | 1 | Acquisition of water rights | 1279 | LA GRULLA | M | WUG | MUNICIPAL | 335 | CITY |  | N | 2010 | 2010 | 13764.16 | 19355.85 | 23227.02 | 24087.28 | 37851.44 | 43873.26 | 355152.09 | 20 | 1279 | LA GRULLA | M | WUG | MUNICIPAL | 335 | CITY | M | 214 | STARR | 32 | 45 | 54 | 56 | 88 | 102 | N
58 | ACQUISITION OF WATER RIGHTS THROUGH CONTRACT | Acquisition of water rights through contract | M | 5 | EXISTING SOURCE OR EXPANDED USE OF AN EXISTING SOURCE (SURFACE WATER OR GROUNDWATER) | 5 | OTHER SURFACE WATER | 5 | PIPELINE, WATER TREATMENT PLANT, AND OTHER |  | 164 | 831 | AMISTAD-FALCON LAKE/RESERVOIR SYSTEM | M | 999 | RESERVOIR | 23 | RIO GRANDE | 0 | SURFACE WATER | 1 | NO WATER QUALITY IMPROVEMENTS |  | 6071 | 1 | Acquisition of water rights | 82 | LAGUNA MADRE WD | M | BOTH | MUNICIPAL | 4224 | UTILITY |  | Y | 2030 | 2030 | 0 | 0 | 860.26 | 5161.56 | 10753.25 | 21506.5 | 174094.16 | 20 | 82 | LAGUNA MADRE WD | M | BOTH | MUNICIPAL | 4224 | UTILITY | M | 31 | CAMERON | 0 | 0 | 2 | 12 | 25 | 50 | N
58 | ACQUISITION OF WATER RIGHTS THROUGH CONTRACT | Acquisition of water rights through contract | M | 5 | EXISTING SOURCE OR EXPANDED USE OF AN EXISTING SOURCE (SURFACE WATER OR GROUNDWATER) | 5 | OTHER SURFACE WATER | 5 | PIPELINE, WATER TREATMENT PLANT, AND OTHER |  | 164 | 831 | AMISTAD-FALCON LAKE/RESERVOIR SYSTEM | M | 999 | RESERVOIR | 23 | RIO GRANDE | 0 | SURFACE WATER | 1 | NO WATER QUALITY IMPROVEMENTS |  | 6071 | 1 | Acquisition of water rights | 1306 | LAREDO | M | WUG | MUNICIPAL | 347 | CITY |  | N | 2010 | 2010 | 32259.75 | 57207.29 | 175923.17 | 212484.22 | 267110.73 | 477014.17 | 3861408.5 | 20 | 1306 | LAREDO | M | WUG | MUNICIPAL | 347 | CITY | M | 240 | WEBB | 75 | 133 | 409 | 494 | 621 | 1109 | N
58 | ACQUISITION OF WATER RIGHTS THROUGH CONTRACT | Acquisition of water rights through contract | M | 5 | EXISTING SOURCE OR EXPANDED USE OF AN EXISTING SOURCE (SURFACE WATER OR GROUNDWATER) | 5 | OTHER SURFACE WATER | 5 | PIPELINE, WATER TREATMENT PLANT, AND OTHER |  | 164 | 831 | AMISTAD-FALCON LAKE/RESERVOIR SYSTEM | M | 999 | RESERVOIR | 23 | RIO GRANDE | 0 | SURFACE WATER | 1 | NO WATER QUALITY IMPROVEMENTS |  | 6071 | 1 | Acquisition of water rights | 96 | MCALLEN | M | BOTH | MUNICIPAL | 376 | CITY |  | Y | 2030 | 2030 | 0 | 0 | 96779.25 | 141512.77 | 169041.09 | 185816.16 | 1504173.56 | 20 | 96 | MCALLEN | M | BOTH | MUNICIPAL | 376 | CITY | M | 108 | HIDALGO | 0 | 0 | 225 | 329 | 393 | 432 | N
58 | ACQUISITION OF WATER RIGHTS THROUGH CONTRACT | Acquisition of water rights through contract | M | 5 | EXISTING SOURCE OR EXPANDED USE OF AN EXISTING SOURCE (SURFACE WATER OR GROUNDWATER) | 5 | OTHER SURFACE WATER | 5 | PIPELINE, WATER TREATMENT PLANT, AND OTHER |  | 164 | 831 | AMISTAD-FALCON LAKE/RESERVOIR SYSTEM | M | 999 | RESERVOIR | 23 | RIO GRANDE | 0 | SURFACE WATER | 1 | NO WATER QUALITY IMPROVEMENTS |  | 6071 | 1 | Acquisition of water rights | 1839 | MILITARY HIGHWAY WSC | M | BOTH | MUNICIPAL | 4255 | UTILITY |  | Y | 2030 | 2030 | 0 | 0 | 6452 | 14625 | 24087 | 33550 | 271586.89 | 20 | 1839 | MILITARY HIGHWAY WSC | M | BOTH | MUNICIPAL | 4255 | UTILITY | M | 31 | CAMERON | 0 | 0 | 10 | 20 | 40 | 60 | N
58 | ACQUISITION OF WATER RIGHTS THROUGH CONTRACT | Acquisition of water rights through contract | M | 5 | EXISTING SOURCE OR EXPANDED USE OF AN EXISTING SOURCE (SURFACE WATER OR GROUNDWATER) | 5 | OTHER SURFACE WATER | 5 | PIPELINE, WATER TREATMENT PLANT, AND OTHER |  | 164 | 831 | AMISTAD-FALCON LAKE/RESERVOIR SYSTEM | M | 999 | RESERVOIR | 23 | RIO GRANDE | 0 | SURFACE WATER | 1 | NO WATER QUALITY IMPROVEMENTS |  | 6071 | 1 | Acquisition of water rights | 1839 | MILITARY HIGHWAY WSC | M | BOTH | MUNICIPAL | 4255 | UTILITY |  | Y | 2030 | 2030 | 0 | 0 | 6452 | 14625 | 24087 | 33550 | 271586.89 | 20 | 1839 | MILITARY HIGHWAY WSC | M | BOTH | MUNICIPAL | 4255 | UTILITY | M | 108 | HIDALGO | 0 | 0 | 5 | 14 | 16 | 18 | N
58 | ACQUISITION OF WATER RIGHTS THROUGH CONTRACT | Acquisition of water rights through contract | M | 5 | EXISTING SOURCE OR EXPANDED USE OF AN EXISTING SOURCE (SURFACE WATER OR GROUNDWATER) | 5 | OTHER SURFACE WATER | 5 | PIPELINE, WATER TREATMENT PLANT, AND OTHER |  | 164 | 831 | AMISTAD-FALCON LAKE/RESERVOIR SYSTEM | M | 999 | RESERVOIR | 23 | RIO GRANDE | 0 | SURFACE WATER | 1 | NO WATER QUALITY IMPROVEMENTS |  | 6071 | 1 | Acquisition of water rights | 103 | NORTH ALAMO WSC | M | BOTH | MUNICIPAL | 4273 | UTILITY |  | Y | 2060 | 2060 | 0 | 0 | 0 | 0 | 0 | 20646.24 | 167130.4 | 20 | 103 | NORTH ALAMO WSC | M | BOTH | MUNICIPAL | 4273 | UTILITY | M | 108 | HIDALGO | 0 | 0 | 0 | 0 | 0 | 48 | N
58 | ACQUISITION OF WATER RIGHTS THROUGH CONTRACT | Acquisition of water rights through contract | M | 5 | EXISTING SOURCE OR EXPANDED USE OF AN EXISTING SOURCE (SURFACE WATER OR GROUNDWATER) | 5 | OTHER SURFACE WATER | 5 | PIPELINE, WATER TREATMENT PLANT, AND OTHER |  | 164 | 831 | AMISTAD-FALCON LAKE/RESERVOIR SYSTEM | M | 999 | RESERVOIR | 23 | RIO GRANDE | 0 | SURFACE WATER | 1 | NO WATER QUALITY IMPROVEMENTS |  | 6071 | 1 | Acquisition of water rights | 2153 | OLMITO WSC | M | WUG | MUNICIPAL | 4292 | UTILITY |  | Y | 2020 | 2020 | 0 | 6882.08 | 15054.55 | 22796.89 | 30969.36 | 39141.83 | 316851.37 | 20 | 2153 | OLMITO WSC | M | WUG | MUNICIPAL | 4292 | UTILITY | M | 31 | CAMERON | 0 | 16 | 35 | 53 | 72 | 91 | N
58 | ACQUISITION OF WATER RIGHTS THROUGH CONTRACT | Acquisition of water rights through contract | M | 5 | EXISTING SOURCE OR EXPANDED USE OF AN EXISTING SOURCE (SURFACE WATER OR GROUNDWATER) | 5 | OTHER SURFACE WATER | 5 | PIPELINE, WATER TREATMENT PLANT, AND OTHER |  | 164 | 831 | AMISTAD-FALCON LAKE/RESERVOIR SYSTEM | M | 999 | RESERVOIR | 23 | RIO GRANDE | 0 | SURFACE WATER | 1 | NO WATER QUALITY IMPROVEMENTS |  | 6071 | 1 | Acquisition of water rights | 2170 | PALM VALLEY | M | WUG | MUNICIPAL | 793 | CITY |  | Y | 2010 | 2010 | 1720.52 | 2580.78 | 3441.04 | 4301.3 | 5161.56 | 5591.69 | 45264.48 | 20 | 2170 | PALM VALLEY | M | WUG | MUNICIPAL | 793 | CITY | M | 31 | CAMERON | 4 | 6 | 8 | 10 | 12 | 13 | N
58 | ACQUISITION OF WATER RIGHTS THROUGH CONTRACT | Acquisition of water rights through contract | M | 5 | EXISTING SOURCE OR EXPANDED USE OF AN EXISTING SOURCE (SURFACE WATER OR GROUNDWATER) | 5 | OTHER SURFACE WATER | 5 | PIPELINE, WATER TREATMENT PLANT, AND OTHER |  | 164 | 831 | AMISTAD-FALCON LAKE/RESERVOIR SYSTEM | M | 999 | RESERVOIR | 23 | RIO GRANDE | 0 | SURFACE WATER | 1 | NO WATER QUALITY IMPROVEMENTS |  | 6071 | 1 | Acquisition of water rights | 2171 | PALM VALLEY ESTATES UD | M | WUG | MUNICIPAL | 4295 | UTILITY |  | Y | 2020 | 2020 | 0 | 860.26 | 430.13 | 860.26 | 1290.39 | 1720.52 | 13927.53 | 20 | 2171 | PALM VALLEY ESTATES UD | M | WUG | MUNICIPAL | 4295 | UTILITY | M | 31 | CAMERON | 0 | 2 | 1 | 2 | 3 | 4 | N
58 | ACQUISITION OF WATER RIGHTS THROUGH CONTRACT | Acquisition of water rights through contract | M | 5 | EXISTING SOURCE OR EXPANDED USE OF AN EXISTING SOURCE (SURFACE WATER OR GROUNDWATER) | 5 | OTHER SURFACE WATER | 5 | PIPELINE, WATER TREATMENT PLANT, AND OTHER |  | 164 | 831 | AMISTAD-FALCON LAKE/RESERVOIR SYSTEM | M | 999 | RESERVOIR | 23 | RIO GRANDE | 0 | SURFACE WATER | 1 | NO WATER QUALITY IMPROVEMENTS |  | 6071 | 1 | Acquisition of water rights | 2173 | PALMHURST | M | WUG | MUNICIPAL | 1051 | CITY |  | Y | 2040 | 2040 | 0 | 0 | 0 | 6451.95 | 19785.98 | 35270.66 | 285514.42 | 20 | 2173 | PALMHURST | M | WUG | MUNICIPAL | 1051 | CITY | M | 108 | HIDALGO | 0 | 0 | 0 | 15 | 46 | 82 | N
58 | ACQUISITION OF WATER RIGHTS THROUGH CONTRACT | Acquisition of water rights through contract | M | 5 | EXISTING SOURCE OR EXPANDED USE OF AN EXISTING SOURCE (SURFACE WATER OR GROUNDWATER) | 5 | OTHER SURFACE WATER | 5 | PIPELINE, WATER TREATMENT PLANT, AND OTHER |  | 164 | 831 | AMISTAD-FALCON LAKE/RESERVOIR SYSTEM | M | 999 | RESERVOIR | 23 | RIO GRANDE | 0 | SURFACE WATER | 1 | NO WATER QUALITY IMPROVEMENTS |  | 6071 | 1 | Acquisition of water rights | 2174 | PALMVIEW | M | WUG | MUNICIPAL | 794 | CITY |  | Y | 2050 | 2050 | 0 | 0 | 0 | 0 | 9462.86 | 19355.85 | 156684.75 | 20 | 2174 | PALMVIEW | M | WUG | MUNICIPAL | 794 | CITY | M | 108 | HIDALGO | 0 | 0 | 0 | 0 | 22 | 45 | N
58 | ACQUISITION OF WATER RIGHTS THROUGH CONTRACT | Acquisition of water rights through contract | M | 5 | EXISTING SOURCE OR EXPANDED USE OF AN EXISTING SOURCE (SURFACE WATER OR GROUNDWATER) | 5 | OTHER SURFACE WATER | 5 | PIPELINE, WATER TREATMENT PLANT, AND OTHER |  | 164 | 831 | AMISTAD-FALCON LAKE/RESERVOIR SYSTEM | M | 999 | RESERVOIR | 23 | RIO GRANDE | 0 | SURFACE WATER | 1 | NO WATER QUALITY IMPROVEMENTS |  | 6071 | 1 | Acquisition of water rights | 2197 | PHARR | M | WUG | MUNICIPAL | 463 | CITY |  | Y | 2020 | 2020 | 0 | 38281.57 | 88176.65 | 133770.43 | 181944.99 | 238292.02 | 1928963.31 | 20 | 2197 | PHARR | M | WUG | MUNICIPAL | 463 | CITY | M | 108 | HIDALGO | 0 | 89 | 205 | 311 | 423 | 554 | N
58 | ACQUISITION OF WATER RIGHTS THROUGH CONTRACT | Acquisition of water rights through contract | M | 5 | EXISTING SOURCE OR EXPANDED USE OF AN EXISTING SOURCE (SURFACE WATER OR GROUNDWATER) | 5 | OTHER SURFACE WATER | 5 | PIPELINE, WATER TREATMENT PLANT, AND OTHER |  | 164 | 831 | AMISTAD-FALCON LAKE/RESERVOIR SYSTEM | M | 999 | RESERVOIR | 23 | RIO GRANDE | 0 | SURFACE WATER | 1 | NO WATER QUALITY IMPROVEMENTS |  | 6071 | 1 | Acquisition of water rights | 2221 | PORT ISABEL | M | WUG | MUNICIPAL | 477 | CITY |  | Y | 2010 | 2010 | 20216.11 | 22366.76 | 24517.41 | 26668.06 | 29248.84 | 31399.49 | 254177.48 | 20 | 2221 | PORT ISABEL | M | WUG | MUNICIPAL | 477 | CITY | M | 31 | CAMERON | 47 | 52 | 57 | 62 | 68 | 73 | N
58 | ACQUISITION OF WATER RIGHTS THROUGH CONTRACT | Acquisition of water rights through contract | M | 5 | EXISTING SOURCE OR EXPANDED USE OF AN EXISTING SOURCE (SURFACE WATER OR GROUNDWATER) | 5 | OTHER SURFACE WATER | 5 | PIPELINE, WATER TREATMENT PLANT, AND OTHER |  | 164 | 831 | AMISTAD-FALCON LAKE/RESERVOIR SYSTEM | M | 999 | RESERVOIR | 23 | RIO GRANDE | 0 | SURFACE WATER | 1 | NO WATER QUALITY IMPROVEMENTS |  | 6071 | 1 | Acquisition of water rights | 2235 | PRIMERA | M | WUG | MUNICIPAL | 735 | CITY |  | Y | 2020 | 2020 | 0 | 6882.08 | 17205.2 | 25807.8 | 35270.66 | 36561.05 | 295960.07 | 20 | 2235 | PRIMERA | M | WUG | MUNICIPAL | 735 | CITY | M | 31 | CAMERON | 0 | 16 | 40 | 60 | 82 | 85 | N
58 | ACQUISITION OF WATER RIGHTS THROUGH CONTRACT | Acquisition of water rights through contract | M | 5 | EXISTING SOURCE OR EXPANDED USE OF AN EXISTING SOURCE (SURFACE WATER OR GROUNDWATER) | 5 | OTHER SURFACE WATER | 5 | PIPELINE, WATER TREATMENT PLANT, AND OTHER |  | 164 | 831 | AMISTAD-FALCON LAKE/RESERVOIR SYSTEM | M | 999 | RESERVOIR | 23 | RIO GRANDE | 0 | SURFACE WATER | 1 | NO WATER QUALITY IMPROVEMENTS |  | 6071 | 1 | Acquisition of water rights | 2270 | RIO BRAVO | M | WUG | MUNICIPAL | 1055 | CITY |  | N | 2020 | 2020 | 0 | 6021.82 | 15914.81 | 26668.06 | 38281.57 | 51185.47 | 414344.1 | 20 | 2270 | RIO BRAVO | M | WUG | MUNICIPAL | 1055 | CITY | M | 240 | WEBB | 0 | 14 | 37 | 62 | 89 | 119 | N
58 | ACQUISITION OF WATER RIGHTS THROUGH CONTRACT | Acquisition of water rights through contract | M | 5 | EXISTING SOURCE OR EXPANDED USE OF AN EXISTING SOURCE (SURFACE WATER OR GROUNDWATER) | 5 | OTHER SURFACE WATER | 5 | PIPELINE, WATER TREATMENT PLANT, AND OTHER |  | 164 | 831 | AMISTAD-FALCON LAKE/RESERVOIR SYSTEM | M | 999 | RESERVOIR | 23 | RIO GRANDE | 0 | SURFACE WATER | 1 | NO WATER QUALITY IMPROVEMENTS |  | 6071 | 1 | Acquisition of water rights | 2274 | RIO WSC | M | WUG | MUNICIPAL | 4319 | UTILITY |  | N | 2010 | 2010 | 3871.17 | 6882.08 | 9892.99 | 12903.9 | 16344.94 | 19355.85 | 156684.75 | 20 | 2274 | RIO WSC | M | WUG | MUNICIPAL | 4319 | UTILITY | M | 214 | STARR | 9 | 16 | 23 | 30 | 38 | 45 | N
58 | ACQUISITION OF WATER RIGHTS THROUGH CONTRACT | Acquisition of water rights through contract | M | 5 | EXISTING SOURCE OR EXPANDED USE OF AN EXISTING SOURCE (SURFACE WATER OR GROUNDWATER) | 5 | OTHER SURFACE WATER | 5 | PIPELINE, WATER TREATMENT PLANT, AND OTHER |  | 164 | 831 | AMISTAD-FALCON LAKE/RESERVOIR SYSTEM | M | 999 | RESERVOIR | 23 | RIO GRANDE | 0 | SURFACE WATER | 1 | NO WATER QUALITY IMPROVEMENTS |  | 6071 | 1 | Acquisition of water rights | 2293 | ROMA CITY | M | WUG | MUNICIPAL | 515 | CITY |  | N | 2020 | 2020 | 0 | 8602.6 | 15484.68 | 21936.63 | 32259.75 | 37851.44 | 306405.72 | 20 | 2293 | ROMA CITY | M | WUG | MUNICIPAL | 515 | CITY | M | 214 | STARR | 0 | 20 | 36 | 51 | 75 | 88 | N
58 | ACQUISITION OF WATER RIGHTS THROUGH CONTRACT | Acquisition of water rights through contract | M | 5 | EXISTING SOURCE OR EXPANDED USE OF AN EXISTING SOURCE (SURFACE WATER OR GROUNDWATER) | 5 | OTHER SURFACE WATER | 5 | PIPELINE, WATER TREATMENT PLANT, AND OTHER |  | 164 | 831 | AMISTAD-FALCON LAKE/RESERVOIR SYSTEM | M | 999 | RESERVOIR | 23 | RIO GRANDE | 0 | SURFACE WATER | 1 | NO WATER QUALITY IMPROVEMENTS |  | 6071 | 1 | Acquisition of water rights | 2317 | SAN BENITO | M | WUG | MUNICIPAL | 532 | CITY |  | Y | 2050 | 2050 | 0 | 0 | 0 | 0 | 4731.43 | 18065.46 | 146239.1 | 20 | 2317 | SAN BENITO | M | WUG | MUNICIPAL | 532 | CITY | M | 31 | CAMERON | 0 | 0 | 0 | 0 | 11 | 42 | N
58 | ACQUISITION OF WATER RIGHTS THROUGH CONTRACT | Acquisition of water rights through contract | M | 5 | EXISTING SOURCE OR EXPANDED USE OF AN EXISTING SOURCE (SURFACE WATER OR GROUNDWATER) | 5 | OTHER SURFACE WATER | 5 | PIPELINE, WATER TREATMENT PLANT, AND OTHER |  | 164 | 831 | AMISTAD-FALCON LAKE/RESERVOIR SYSTEM | M | 999 | RESERVOIR | 23 | RIO GRANDE | 0 | SURFACE WATER | 1 | NO WATER QUALITY IMPROVEMENTS |  | 6071 | 1 | Acquisition of water rights | 2322 | SAN JUAN | M | WUG | MUNICIPAL | 536 | CITY |  | Y | 2010 | 2010 | 10323.12 | 35270.66 | 63229.11 | 93768.34 | 129039 | 165600.05 | 1340525.04 | 20 | 2322 | SAN JUAN | M | WUG | MUNICIPAL | 536 | CITY | M | 108 | HIDALGO | 24 | 82 | 147 | 218 | 300 | 385 | N
58 | ACQUISITION OF WATER RIGHTS THROUGH CONTRACT | Acquisition of water rights through contract | M | 5 | EXISTING SOURCE OR EXPANDED USE OF AN EXISTING SOURCE (SURFACE WATER OR GROUNDWATER) | 5 | OTHER SURFACE WATER | 5 | PIPELINE, WATER TREATMENT PLANT, AND OTHER |  | 164 | 831 | AMISTAD-FALCON LAKE/RESERVOIR SYSTEM | M | 999 | RESERVOIR | 23 | RIO GRANDE | 0 | SURFACE WATER | 1 | NO WATER QUALITY IMPROVEMENTS |  | 6071 | 1 | Acquisition of water rights | 2342 | SEBASTIAN MUD | M | WUG | MUNICIPAL | 4410 | UTILITY |  | Y | 2030 | 2030 | 0 | 0 | 860.26 | 1290.39 | 1720.52 | 2150.65 | 17409.42 | 20 | 2342 | SEBASTIAN MUD | M | WUG | MUNICIPAL | 4410 | UTILITY | M | 245 | WILLACY | 0 | 0 | 2 | 3 | 4 | 5 | N
58 | ACQUISITION OF WATER RIGHTS THROUGH CONTRACT | Acquisition of water rights through contract | M | 5 | EXISTING SOURCE OR EXPANDED USE OF AN EXISTING SOURCE (SURFACE WATER OR GROUNDWATER) | 5 | OTHER SURFACE WATER | 5 | PIPELINE, WATER TREATMENT PLANT, AND OTHER |  | 164 | 831 | AMISTAD-FALCON LAKE/RESERVOIR SYSTEM | M | 999 | RESERVOIR | 23 | RIO GRANDE | 0 | SURFACE WATER | 1 | NO WATER QUALITY IMPROVEMENTS |  | 6071 | 1 | Acquisition of water rights | 131 | SHARYLAND WSC | M | BOTH | MUNICIPAL | 4333 | UTILITY |  | Y | 2020 | 2020 | 0 | 8602.6 | 8602.6 | 28818.71 | 49464.95 | 71831.71 | 581474.5 | 20 | 131 | SHARYLAND WSC | M | BOTH | MUNICIPAL | 4333 | UTILITY | M | 108 | HIDALGO | 0 | 20 | 20 | 67 | 115 | 167 | N
58 | ACQUISITION OF WATER RIGHTS THROUGH CONTRACT | Acquisition of water rights through contract | M | 5 | EXISTING SOURCE OR EXPANDED USE OF AN EXISTING SOURCE (SURFACE WATER OR GROUNDWATER) | 5 | OTHER SURFACE WATER | 5 | PIPELINE, WATER TREATMENT PLANT, AND OTHER |  | 164 | 831 | AMISTAD-FALCON LAKE/RESERVOIR SYSTEM | M | 999 | RESERVOIR | 23 | RIO GRANDE | 0 | SURFACE WATER | 1 | NO WATER QUALITY IMPROVEMENTS |  | 6071 | 1 | Acquisition of water rights | 2379 | SOUTH PADRE ISLAND | M | WUG | MUNICIPAL | 805 | CITY |  | Y | 2010 | 2010 | 16344.94 | 29678.97 | 43873.26 | 57637.42 | 71831.71 | 85165.74 | 689412.88 | 20 | 2379 | SOUTH PADRE ISLAND | M | WUG | MUNICIPAL | 805 | CITY | M | 31 | CAMERON | 38 | 69 | 102 | 134 | 167 | 198 | N
58 | ACQUISITION OF WATER RIGHTS THROUGH CONTRACT | Acquisition of water rights through contract | M | 5 | EXISTING SOURCE OR EXPANDED USE OF AN EXISTING SOURCE (SURFACE WATER OR GROUNDWATER) | 5 | OTHER SURFACE WATER | 5 | PIPELINE, WATER TREATMENT PLANT, AND OTHER |  | 164 | 831 | AMISTAD-FALCON LAKE/RESERVOIR SYSTEM | M | 999 | RESERVOIR | 23 | RIO GRANDE | 0 | SURFACE WATER | 1 | NO WATER QUALITY IMPROVEMENTS |  | 6071 | 1 | Acquisition of water rights | 2494 | SULLIVAN CITY | M | WUG | MUNICIPAL | 966 | CITY |  | N | 2050 | 2050 | 0 | 0 | 0 | 0 | 4301.3 | 9032.73 | 73119.55 | 20 | 2494 | SULLIVAN CITY | M | WUG | MUNICIPAL | 966 | CITY | M | 108 | HIDALGO | 0 | 0 | 0 | 0 | 10 | 21 | N
58 | ACQUISITION OF WATER RIGHTS THROUGH CONTRACT | Acquisition of water rights through contract | M | 5 | EXISTING SOURCE OR EXPANDED USE OF AN EXISTING SOURCE (SURFACE WATER OR GROUNDWATER) | 5 | OTHER SURFACE WATER | 5 | PIPELINE, WATER TREATMENT PLANT, AND OTHER |  | 164 | 831 | AMISTAD-FALCON LAKE/RESERVOIR SYSTEM | M | 999 | RESERVOIR | 23 | RIO GRANDE | 0 | SURFACE WATER | 1 | NO WATER QUALITY IMPROVEMENTS |  | 6071 | 1 | Acquisition of water rights | 151 | VALLEY MUD #2 | M | BOTH | MUNICIPAL | 4369 | UTILITY |  | Y | 2020 | 2020 | 0 | 2580.78 | 3441 | 4731 | 6021 | 7312 | 59192.01 | 20 | 151 | VALLEY MUD #2 | M | BOTH | MUNICIPAL | 4369 | UTILITY | M | 31 | CAMERON | 0 | 6 | 8 | 11 | 14 | 17 | N
58 | ACQUISITION OF WATER RIGHTS THROUGH CONTRACT | Acquisition of water rights through contract | M | 5 | EXISTING SOURCE OR EXPANDED USE OF AN EXISTING SOURCE (SURFACE WATER OR GROUNDWATER) | 5 | OTHER SURFACE WATER | 5 | PIPELINE, WATER TREATMENT PLANT, AND OTHER |  | 164 | 831 | AMISTAD-FALCON LAKE/RESERVOIR SYSTEM | M | 999 | RESERVOIR | 23 | RIO GRANDE | 0 | SURFACE WATER | 1 | NO WATER QUALITY IMPROVEMENTS |  | 6071 | 1 | Acquisition of water rights | 2582 | WEBB COUNTY WATER UTILITY | M | BOTH | MUNICIPAL | 4376 | UTILITY |  | N | 2010 | 2010 | 860.26 | 3010.91 | 5161.56 | 7742.34 | 10753.25 | 13764.16 | 111420.26 | 20 | 2582 | WEBB COUNTY WATER UTILITY | M | BOTH | MUNICIPAL | 4376 | UTILITY | M | 240 | WEBB | 2 | 7 | 12 | 18 | 25 | 32 | N
58 | ACQUISITION OF WATER RIGHTS THROUGH CONTRACT | Acquisition of water rights through contract | M | 5 | EXISTING SOURCE OR EXPANDED USE OF AN EXISTING SOURCE (SURFACE WATER OR GROUNDWATER) | 5 | OTHER SURFACE WATER | 5 | PIPELINE, WATER TREATMENT PLANT, AND OTHER |  | 164 | 831 | AMISTAD-FALCON LAKE/RESERVOIR SYSTEM | M | 999 | RESERVOIR | 23 | RIO GRANDE | 0 | SURFACE WATER | 1 | NO WATER QUALITY IMPROVEMENTS |  | 6071 | 1 | Acquisition of water rights | 2590 | WESLACO | M | WUG | MUNICIPAL | 638 | CITY |  | Y | 2060 | 2060 | 0 | 0 | 0 | 0 | 0 | 43013 | 348188.32 | 20 | 2590 | WESLACO | M | WUG | MUNICIPAL | 638 | CITY | M | 108 | HIDALGO | 0 | 0 | 0 | 0 | 0 | 100 | N
57 | ACQUISITION OF WATER RIGHTS THROUGH PURCHASE | Acquisition of water rights through purchase | M | 5 | EXISTING SOURCE OR EXPANDED USE OF AN EXISTING SOURCE (SURFACE WATER OR GROUNDWATER) | 5 | OTHER SURFACE WATER | 5 | PIPELINE, WATER TREATMENT PLANT, AND OTHER |  | 157 | 831 | AMISTAD-FALCON LAKE/RESERVOIR SYSTEM | M | 999 | RESERVOIR | 23 | RIO GRANDE | 0 | SURFACE WATER | 1 | NO WATER QUALITY IMPROVEMENTS |  | 6071 | 1 | Acquisition of water rights | 168 | ALAMO | M | WUG | MUNICIPAL | 3 | CITY |  | Y | 2020 | 2020 | 860.26 | 3010.91 | 5161.56 | 7742.34 | 10753.25 | 13764.16 | 1965388.66 | 20 | 168 | ALAMO | M | WUG | MUNICIPAL | 3 | CITY | M | 108 | HIDALGO | 0 | 100 | 200 | 277 | 381 | 471 | N
57 | ACQUISITION OF WATER RIGHTS THROUGH PURCHASE | Acquisition of water rights through purchase | M | 5 | EXISTING SOURCE OR EXPANDED USE OF AN EXISTING SOURCE (SURFACE WATER OR GROUNDWATER) | 5 | OTHER SURFACE WATER | 5 | PIPELINE, WATER TREATMENT PLANT, AND OTHER |  | 157 | 831 | AMISTAD-FALCON LAKE/RESERVOIR SYSTEM | M | 999 | RESERVOIR | 23 | RIO GRANDE | 0 | SURFACE WATER | 1 | NO WATER QUALITY IMPROVEMENTS |  | 6071 | 1 | Acquisition of water rights | 300 | BROWNSVILLE | M | WUG | MUNICIPAL | 80 | CITY |  | Y | 2060 | 2060 | 0 | 0 | 0 | 0 | 0 | 43013 | 8024293.83 | 20 | 300 | BROWNSVILLE | M | WUG | MUNICIPAL | 80 | CITY | M | 31 | CAMERON | 0 | 0 | 0 | 0 | 0 | 1923 | N
57 | ACQUISITION OF WATER RIGHTS THROUGH PURCHASE | Acquisition of water rights through purchase | M | 5 | EXISTING SOURCE OR EXPANDED USE OF AN EXISTING SOURCE (SURFACE WATER OR GROUNDWATER) | 5 | OTHER SURFACE WATER | 5 | PIPELINE, WATER TREATMENT PLANT, AND OTHER |  | 157 | 831 | AMISTAD-FALCON LAKE/RESERVOIR SYSTEM | M | 999 | RESERVOIR | 23 | RIO GRANDE | 0 | SURFACE WATER | 1 | NO WATER QUALITY IMPROVEMENTS |  | 6071 | 1 | Acquisition of water rights | 519 | COUNTY-OTHER, HIDALGO | M | WUG | MUNICIPAL | 757 | COUNTY-OTHER |  | Y | 2020 | 2020 | 1308025.33 | 1198342.18 | 1958381.89 | 2294313.42 | 2801006.56 | 3392005.18 | 32906698.46 | 20 | 519 | COUNTY-OTHER, HIDALGO | M | WUG | MUNICIPAL | 757 | COUNTY-OTHER | M | 108 | HIDALGO | 0 | 1277 | 4297 | 6512 | 11026 | 15600 | N
57 | ACQUISITION OF WATER RIGHTS THROUGH PURCHASE | Acquisition of water rights through purchase | M | 5 | EXISTING SOURCE OR EXPANDED USE OF AN EXISTING SOURCE (SURFACE WATER OR GROUNDWATER) | 5 | OTHER SURFACE WATER | 5 | PIPELINE, WATER TREATMENT PLANT, AND OTHER |  | 157 | 831 | AMISTAD-FALCON LAKE/RESERVOIR SYSTEM | M | 999 | RESERVOIR | 23 | RIO GRANDE | 0 | SURFACE WATER | 1 | NO WATER QUALITY IMPROVEMENTS |  | 6071 | 1 | Acquisition of water rights | 535 | COUNTY-OTHER, JIM HOGG | M | WUG | MUNICIPAL | 757 | COUNTY-OTHER |  | N | 2010 | 2010 | 11613.51 | 236141.37 | 448195.46 | 637882.79 | 805633.49 | 957469.38 | 9288652.14 | 20 | 535 | COUNTY-OTHER, JIM HOGG | M | WUG | MUNICIPAL | 757 | COUNTY-OTHER | M | 124 | JIM HOGG | 7 | 7 | 8 | 8 | 8 | 7 | N
57 | ACQUISITION OF WATER RIGHTS THROUGH PURCHASE | Acquisition of water rights through purchase | M | 5 | EXISTING SOURCE OR EXPANDED USE OF AN EXISTING SOURCE (SURFACE WATER OR GROUNDWATER) | 5 | OTHER SURFACE WATER | 5 | PIPELINE, WATER TREATMENT PLANT, AND OTHER |  | 157 | 831 | AMISTAD-FALCON LAKE/RESERVOIR SYSTEM | M | 999 | RESERVOIR | 23 | RIO GRANDE | 0 | SURFACE WATER | 1 | NO WATER QUALITY IMPROVEMENTS |  | 6071 | 1 | Acquisition of water rights | 573 | COUNTY-OTHER, MAVERICK | M | WUG | MUNICIPAL | 757 | COUNTY-OTHER |  | N | 2010 | 2010 | 245604.23 | 366900.89 | 486477.03 | 596590.31 | 701972.16 | 779825.69 | 7565285.86 | 20 | 573 | COUNTY-OTHER, MAVERICK | M | WUG | MUNICIPAL | 757 | COUNTY-OTHER | M | 162 | MAVERICK | 27 | 549 | 1042 | 1483 | 1873 | 2226 | N
57 | ACQUISITION OF WATER RIGHTS THROUGH PURCHASE | Acquisition of water rights through purchase | M | 5 | EXISTING SOURCE OR EXPANDED USE OF AN EXISTING SOURCE (SURFACE WATER OR GROUNDWATER) | 5 | OTHER SURFACE WATER | 5 | PIPELINE, WATER TREATMENT PLANT, AND OTHER |  | 157 | 831 | AMISTAD-FALCON LAKE/RESERVOIR SYSTEM | M | 999 | RESERVOIR | 23 | RIO GRANDE | 0 | SURFACE WATER | 1 | NO WATER QUALITY IMPROVEMENTS |  | 6071 | 1 | Acquisition of water rights | 625 | COUNTY-OTHER, STARR | M | WUG | MUNICIPAL | 757 | COUNTY-OTHER |  | N | 2010 | 2010 | 0 | 549276.01 | 1848268.61 | 2801006.56 | 4742613.38 | 6710028 | 65095675.37 | 20 | 625 | COUNTY-OTHER, STARR | M | WUG | MUNICIPAL | 757 | COUNTY-OTHER | M | 214 | STARR | 3041 | 2786 | 4553 | 5334 | 6512 | 7886 | N
57 | ACQUISITION OF WATER RIGHTS THROUGH PURCHASE | Acquisition of water rights through purchase | M | 5 | EXISTING SOURCE OR EXPANDED USE OF AN EXISTING SOURCE (SURFACE WATER OR GROUNDWATER) | 5 | OTHER SURFACE WATER | 5 | PIPELINE, WATER TREATMENT PLANT, AND OTHER |  | 157 | 831 | AMISTAD-FALCON LAKE/RESERVOIR SYSTEM | M | 999 | RESERVOIR | 23 | RIO GRANDE | 0 | SURFACE WATER | 1 | NO WATER QUALITY IMPROVEMENTS |  | 6071 | 1 | Acquisition of water rights | 651 | COUNTY-OTHER, WEBB | M | WUG | MUNICIPAL | 757 | COUNTY-OTHER |  | Y | 2010 | 2010 | 52905.99 | 103231.2 | 159148.1 | 222807.34 | 295069.18 | 375933.62 | 3647026.94 | 20 | 651 | COUNTY-OTHER, WEBB | M | WUG | MUNICIPAL | 757 | COUNTY-OTHER | M | 240 | WEBB | 123 | 240 | 370 | 518 | 686 | 874 | N
57 | ACQUISITION OF WATER RIGHTS THROUGH PURCHASE | Acquisition of water rights through purchase | M | 5 | EXISTING SOURCE OR EXPANDED USE OF AN EXISTING SOURCE (SURFACE WATER OR GROUNDWATER) | 5 | OTHER SURFACE WATER | 5 | PIPELINE, WATER TREATMENT PLANT, AND OTHER |  | 157 | 831 | AMISTAD-FALCON LAKE/RESERVOIR SYSTEM | M | 999 | RESERVOIR | 23 | RIO GRANDE | 0 | SURFACE WATER | 1 | NO WATER QUALITY IMPROVEMENTS |  | 6071 | 1 | Acquisition of water rights | 664 | COUNTY-OTHER, ZAPATA | M | WUG | MUNICIPAL | 757 | COUNTY-OTHER |  | N | 2010 | 2010 | 3010.91 | 3010.91 | 3441.04 | 3441.04 | 3441.04 | 3010.91 | 29209.6 | 20 | 664 | COUNTY-OTHER, ZAPATA | M | WUG | MUNICIPAL | 757 | COUNTY-OTHER | M | 253 | ZAPATA | 571 | 853 | 1131 | 1387 | 1632 | 1813 | N
57 | ACQUISITION OF WATER RIGHTS THROUGH PURCHASE | Acquisition of water rights through purchase | M | 5 | EXISTING SOURCE OR EXPANDED USE OF AN EXISTING SOURCE (SURFACE WATER OR GROUNDWATER) | 5 | OTHER SURFACE WATER | 5 | PIPELINE, WATER TREATMENT PLANT, AND OTHER |  | 157 | 831 | AMISTAD-FALCON LAKE/RESERVOIR SYSTEM | M | 999 | RESERVOIR | 23 | RIO GRANDE | 0 | SURFACE WATER | 1 | NO WATER QUALITY IMPROVEMENTS |  | 6071 | 1 | Acquisition of water rights | 734 | EAST RIO HONDO WSC | M | WUG | MUNICIPAL | 4099 | UTILITY |  | Y | 2050 | 2050 | 0 | 0 | 0 | 0 | 40862.35 | 40862.35 | 396415.97 | 20 | 734 | EAST RIO HONDO WSC | M | WUG | MUNICIPAL | 4099 | UTILITY | M | 31 | CAMERON | 0 | 0 | 0 | 0 | 95 | 95 | N
57 | ACQUISITION OF WATER RIGHTS THROUGH PURCHASE | Acquisition of water rights through purchase | M | 5 | EXISTING SOURCE OR EXPANDED USE OF AN EXISTING SOURCE (SURFACE WATER OR GROUNDWATER) | 5 | OTHER SURFACE WATER | 5 | PIPELINE, WATER TREATMENT PLANT, AND OTHER |  | 157 | 831 | AMISTAD-FALCON LAKE/RESERVOIR SYSTEM | M | 999 | RESERVOIR | 23 | RIO GRANDE | 0 | SURFACE WATER | 1 | NO WATER QUALITY IMPROVEMENTS |  | 6071 | 1 | Acquisition of water rights | 740 | EDCOUCH | M | WUG | MUNICIPAL | 178 | CITY |  | Y | 2010 | 2010 | 27958.45 | 50755.34 | 75272.75 | 105811.98 | 128608.87 | 154846.8 | 1502207.89 | 20 | 740 | EDCOUCH | M | WUG | MUNICIPAL | 178 | CITY | M | 108 | HIDALGO | 65 | 118 | 175 | 246 | 299 | 360 | N
57 | ACQUISITION OF WATER RIGHTS THROUGH PURCHASE | Acquisition of water rights through purchase | M | 5 | EXISTING SOURCE OR EXPANDED USE OF AN EXISTING SOURCE (SURFACE WATER OR GROUNDWATER) | 5 | OTHER SURFACE WATER | 5 | PIPELINE, WATER TREATMENT PLANT, AND OTHER |  | 157 | 831 | AMISTAD-FALCON LAKE/RESERVOIR SYSTEM | M | 999 | RESERVOIR | 23 | RIO GRANDE | 0 | SURFACE WATER | 1 | NO WATER QUALITY IMPROVEMENTS |  | 6071 | 1 | Acquisition of water rights | 744 | EDINBURG | M | WUG | MUNICIPAL | 182 | CITY |  | Y | 2030 | 2030 | 0 | 0 | 701542.03 | 1339424.82 | 1974726.83 | 2847030.47 | 27619761.23 | 20 | 744 | EDINBURG | M | WUG | MUNICIPAL | 182 | CITY | M | 108 | HIDALGO | 0 | 0 | 1631 | 3114 | 4591 | 6619 | N
57 | ACQUISITION OF WATER RIGHTS THROUGH PURCHASE | Acquisition of water rights through purchase | M | 5 | EXISTING SOURCE OR EXPANDED USE OF AN EXISTING SOURCE (SURFACE WATER OR GROUNDWATER) | 5 | OTHER SURFACE WATER | 5 | PIPELINE, WATER TREATMENT PLANT, AND OTHER |  | 157 | 831 | AMISTAD-FALCON LAKE/RESERVOIR SYSTEM | M | 999 | RESERVOIR | 23 | RIO GRANDE | 0 | SURFACE WATER | 1 | NO WATER QUALITY IMPROVEMENTS |  | 6071 | 1 | Acquisition of water rights | 747 | EL CENIZO | M | WUG | MUNICIPAL | 770 | CITY |  | N | 2020 | 2020 | 0 | 24087.28 | 153556.41 | 296359.57 | 461099.36 | 634871.88 | 6159052.36 | 20 | 747 | EL CENIZO | M | WUG | MUNICIPAL | 770 | CITY | M | 240 | WEBB | 0 | 56 | 357 | 689 | 1072 | 1476 | N
57 | ACQUISITION OF WATER RIGHTS THROUGH PURCHASE | Acquisition of water rights through purchase | M | 5 | EXISTING SOURCE OR EXPANDED USE OF AN EXISTING SOURCE (SURFACE WATER OR GROUNDWATER) | 5 | OTHER SURFACE WATER | 5 | PIPELINE, WATER TREATMENT PLANT, AND OTHER |  | 157 | 831 | AMISTAD-FALCON LAKE/RESERVOIR SYSTEM | M | 999 | RESERVOIR | 23 | RIO GRANDE | 0 | SURFACE WATER | 1 | NO WATER QUALITY IMPROVEMENTS |  | 6071 | 1 | Acquisition of water rights | 749 | EL INDIO WSC | M | WUG | MUNICIPAL | 4102 | UTILITY |  | N | 2010 | 2010 | 430.13 | 430.13 | 0 | 0 | 0 | 0 | 0 | 0 | 749 | EL INDIO WSC | M | WUG | MUNICIPAL | 4102 | UTILITY | M | 162 | MAVERICK | 1 | 1 | 0 | 0 | 0 | 0 | N
57 | ACQUISITION OF WATER RIGHTS THROUGH PURCHASE | Acquisition of water rights through purchase | M | 5 | EXISTING SOURCE OR EXPANDED USE OF AN EXISTING SOURCE (SURFACE WATER OR GROUNDWATER) | 5 | OTHER SURFACE WATER | 5 | PIPELINE, WATER TREATMENT PLANT, AND OTHER |  | 157 | 831 | AMISTAD-FALCON LAKE/RESERVOIR SYSTEM | M | 999 | RESERVOIR | 23 | RIO GRANDE | 0 | SURFACE WATER | 1 | NO WATER QUALITY IMPROVEMENTS |  | 6071 | 1 | Acquisition of water rights | 750 | EL JARDIN | M | WUG | MUNICIPAL | 4103 | UTILITY |  | Y | 2010 | 2010 | 126458.22 | 299370.48 | 478304.56 | 660249.55 | 840043.89 | 1019408.1 | 9889535.3 | 20 | 750 | EL JARDIN | M | WUG | MUNICIPAL | 4103 | UTILITY | M | 31 | CAMERON | 294 | 696 | 1112 | 1535 | 1953 | 2370 | N
57 | ACQUISITION OF WATER RIGHTS THROUGH PURCHASE | Acquisition of water rights through purchase | M | 5 | EXISTING SOURCE OR EXPANDED USE OF AN EXISTING SOURCE (SURFACE WATER OR GROUNDWATER) | 5 | OTHER SURFACE WATER | 5 | PIPELINE, WATER TREATMENT PLANT, AND OTHER |  | 157 | 831 | AMISTAD-FALCON LAKE/RESERVOIR SYSTEM | M | 999 | RESERVOIR | 23 | RIO GRANDE | 0 | SURFACE WATER | 1 | NO WATER QUALITY IMPROVEMENTS |  | 6071 | 1 | Acquisition of water rights | 761 | ELSA | M | WUG | MUNICIPAL | 190 | CITY |  | Y | 2050 | 2050 | 0 | 0 | 0 | 0 | 21506.5 | 21506.5 | 208639.99 | 20 | 761 | ELSA | M | WUG | MUNICIPAL | 190 | CITY | M | 108 | HIDALGO | 0 | 0 | 0 | 0 | 50 | 50 | N
57 | ACQUISITION OF WATER RIGHTS THROUGH PURCHASE | Acquisition of water rights through purchase | M | 5 | EXISTING SOURCE OR EXPANDED USE OF AN EXISTING SOURCE (SURFACE WATER OR GROUNDWATER) | 5 | OTHER SURFACE WATER | 5 | PIPELINE, WATER TREATMENT PLANT, AND OTHER |  | 157 | 831 | AMISTAD-FALCON LAKE/RESERVOIR SYSTEM | M | 999 | RESERVOIR | 23 | RIO GRANDE | 0 | SURFACE WATER | 1 | NO WATER QUALITY IMPROVEMENTS |  | 6071 | 1 | Acquisition of water rights | 68 | HARLINGEN | M | BOTH | MUNICIPAL | 265 | CITY |  | Y | 2050 | 2050 | 0 | 0 | 0 | 0 | 32259.75 | 53766.25 | 521599.96 | 20 | 68 | HARLINGEN | M | BOTH | MUNICIPAL | 265 | CITY | M | 31 | CAMERON | 0 | 0 | 0 | 0 | 75 | 125 | N
57 | ACQUISITION OF WATER RIGHTS THROUGH PURCHASE | Acquisition of water rights through purchase | M | 5 | EXISTING SOURCE OR EXPANDED USE OF AN EXISTING SOURCE (SURFACE WATER OR GROUNDWATER) | 5 | OTHER SURFACE WATER | 5 | PIPELINE, WATER TREATMENT PLANT, AND OTHER |  | 157 | 831 | AMISTAD-FALCON LAKE/RESERVOIR SYSTEM | M | 999 | RESERVOIR | 23 | RIO GRANDE | 0 | SURFACE WATER | 1 | NO WATER QUALITY IMPROVEMENTS |  | 6071 | 1 | Acquisition of water rights | 940 | HIDALGO | M | WUG | MUNICIPAL | 275 | CITY |  | Y | 2040 | 2040 | 0 | 0 | 0 | 66240.02 | 240012.54 | 418516.49 | 4060134.11 | 20 | 940 | HIDALGO | M | WUG | MUNICIPAL | 275 | CITY | M | 108 | HIDALGO | 0 | 0 | 0 | 154 | 558 | 973 | N
57 | ACQUISITION OF WATER RIGHTS THROUGH PURCHASE | Acquisition of water rights through purchase | M | 5 | EXISTING SOURCE OR EXPANDED USE OF AN EXISTING SOURCE (SURFACE WATER OR GROUNDWATER) | 5 | OTHER SURFACE WATER | 5 | PIPELINE, WATER TREATMENT PLANT, AND OTHER |  | 157 | 831 | AMISTAD-FALCON LAKE/RESERVOIR SYSTEM | M | 999 | RESERVOIR | 23 | RIO GRANDE | 0 | SURFACE WATER | 1 | NO WATER QUALITY IMPROVEMENTS |  | 6071 | 1 | Acquisition of water rights | 941 | HIDALGO COUNTY MUD #1 | M | WUG | MUNICIPAL | 4204 | UTILITY |  | Y | 2010 | 2010 | 452066.63 | 724338.92 | 1032742.13 | 1364802.49 | 1731703.38 | 2108067.13 | 20450891.34 | 20 | 941 | HIDALGO COUNTY MUD #1 | M | WUG | MUNICIPAL | 4204 | UTILITY | M | 108 | HIDALGO | 1051 | 1684 | 2401 | 3173 | 4026 | 4901 | N
57 | ACQUISITION OF WATER RIGHTS THROUGH PURCHASE | Acquisition of water rights through purchase | M | 5 | EXISTING SOURCE OR EXPANDED USE OF AN EXISTING SOURCE (SURFACE WATER OR GROUNDWATER) | 5 | OTHER SURFACE WATER | 5 | PIPELINE, WATER TREATMENT PLANT, AND OTHER |  | 157 | 831 | AMISTAD-FALCON LAKE/RESERVOIR SYSTEM | M | 999 | RESERVOIR | 23 | RIO GRANDE | 0 | SURFACE WATER | 1 | NO WATER QUALITY IMPROVEMENTS |  | 6071 | 1 | Acquisition of water rights | 1277 | LA FERIA | M | WUG | MUNICIPAL | 333 | CITY |  | Y | 2020 | 2020 | 0 | 43013 | 43013 | 43013 | 43013 | 43013 | 417279.97 | 20 | 1277 | LA FERIA | M | WUG | MUNICIPAL | 333 | CITY | M | 31 | CAMERON | 0 | 100 | 100 | 100 | 100 | 100 | N
57 | ACQUISITION OF WATER RIGHTS THROUGH PURCHASE | Acquisition of water rights through purchase | M | 5 | EXISTING SOURCE OR EXPANDED USE OF AN EXISTING SOURCE (SURFACE WATER OR GROUNDWATER) | 5 | OTHER SURFACE WATER | 5 | PIPELINE, WATER TREATMENT PLANT, AND OTHER |  | 157 | 831 | AMISTAD-FALCON LAKE/RESERVOIR SYSTEM | M | 999 | RESERVOIR | 23 | RIO GRANDE | 0 | SURFACE WATER | 1 | NO WATER QUALITY IMPROVEMENTS |  | 6071 | 1 | Acquisition of water rights | 1279 | LA GRULLA | M | WUG | MUNICIPAL | 335 | CITY |  | N | 2010 | 2010 | 104521.59 | 108392.76 | 111403.67 | 116135.1 | 120006.27 | 130759.52 | 1268531.11 | 20 | 1279 | LA GRULLA | M | WUG | MUNICIPAL | 335 | CITY | M | 214 | STARR | 243 | 252 | 259 | 270 | 279 | 304 | N
57 | ACQUISITION OF WATER RIGHTS THROUGH PURCHASE | Acquisition of water rights through purchase | M | 5 | EXISTING SOURCE OR EXPANDED USE OF AN EXISTING SOURCE (SURFACE WATER OR GROUNDWATER) | 5 | OTHER SURFACE WATER | 5 | PIPELINE, WATER TREATMENT PLANT, AND OTHER |  | 157 | 831 | AMISTAD-FALCON LAKE/RESERVOIR SYSTEM | M | 999 | RESERVOIR | 23 | RIO GRANDE | 0 | SURFACE WATER | 1 | NO WATER QUALITY IMPROVEMENTS |  | 6071 | 1 | Acquisition of water rights | 82 | LAGUNA MADRE WD | M | BOTH | MUNICIPAL | 4224 | UTILITY |  | Y | 2030 | 2030 | 0 | 0 | 20646.24 | 80864.44 | 182805.25 | 387117 | 3755519.73 | 20 | 82 | LAGUNA MADRE WD | M | BOTH | MUNICIPAL | 4224 | UTILITY | M | 31 | CAMERON | 0 | 0 | 48 | 188 | 425 | 900 | N
57 | ACQUISITION OF WATER RIGHTS THROUGH PURCHASE | Acquisition of water rights through purchase | M | 5 | EXISTING SOURCE OR EXPANDED USE OF AN EXISTING SOURCE (SURFACE WATER OR GROUNDWATER) | 5 | OTHER SURFACE WATER | 5 | PIPELINE, WATER TREATMENT PLANT, AND OTHER |  | 157 | 831 | AMISTAD-FALCON LAKE/RESERVOIR SYSTEM | M | 999 | RESERVOIR | 23 | RIO GRANDE | 0 | SURFACE WATER | 1 | NO WATER QUALITY IMPROVEMENTS |  | 6071 | 1 | Acquisition of water rights | 1306 | LAREDO | M | WUG | MUNICIPAL | 347 | CITY |  | N | 2010 | 2010 | 612935.25 | 1085648.12 | 3340389.58 | 7900197.71 | 15619310.69 | 21447572.19 | 208068311.59 | 20 | 1306 | LAREDO | M | WUG | MUNICIPAL | 347 | CITY | M | 240 | WEBB | 1425 | 2524 | 7766 | 18367 | 36313 | 49863 | N
57 | ACQUISITION OF WATER RIGHTS THROUGH PURCHASE | Acquisition of water rights through purchase | M | 5 | EXISTING SOURCE OR EXPANDED USE OF AN EXISTING SOURCE (SURFACE WATER OR GROUNDWATER) | 5 | OTHER SURFACE WATER | 5 | PIPELINE, WATER TREATMENT PLANT, AND OTHER |  | 157 | 831 | AMISTAD-FALCON LAKE/RESERVOIR SYSTEM | M | 999 | RESERVOIR | 23 | RIO GRANDE | 0 | SURFACE WATER | 1 | NO WATER QUALITY IMPROVEMENTS |  | 6071 | 1 | Acquisition of water rights | 1610 | LYFORD | M | WUG | MUNICIPAL | 373 | CITY |  | Y | 2020 | 2020 | 0 | 43013 | 43013 | 43013 | 43013 | 43013 | 417279.97 | 20 | 1610 | LYFORD | M | WUG | MUNICIPAL | 373 | CITY | M | 245 | WILLACY | 0 | 100 | 100 | 100 | 100 | 100 | N
57 | ACQUISITION OF WATER RIGHTS THROUGH PURCHASE | Acquisition of water rights through purchase | M | 5 | EXISTING SOURCE OR EXPANDED USE OF AN EXISTING SOURCE (SURFACE WATER OR GROUNDWATER) | 5 | OTHER SURFACE WATER | 5 | PIPELINE, WATER TREATMENT PLANT, AND OTHER |  | 157 | 831 | AMISTAD-FALCON LAKE/RESERVOIR SYSTEM | M | 999 | RESERVOIR | 23 | RIO GRANDE | 0 | SURFACE WATER | 1 | NO WATER QUALITY IMPROVEMENTS |  | 6071 | 1 | Acquisition of water rights | 1642 | MANUFACTURING, CAMERON | M | WUG | MANUFACTURING | 1001 | N/A |  | Y | 2010 | 2010 | 43013 | 43013 | 43013 | 43013 | 43013 | 43013 | 417279.97 | 20 | 1642 | MANUFACTURING, CAMERON | M | WUG | MANUFACTURING | 1001 | N/A | M | 31 | CAMERON | 100 | 100 | 100 | 100 | 100 | 100 | N
57 | ACQUISITION OF WATER RIGHTS THROUGH PURCHASE | Acquisition of water rights through purchase | M | 5 | EXISTING SOURCE OR EXPANDED USE OF AN EXISTING SOURCE (SURFACE WATER OR GROUNDWATER) | 5 | OTHER SURFACE WATER | 5 | PIPELINE, WATER TREATMENT PLANT, AND OTHER |  | 157 | 831 | AMISTAD-FALCON LAKE/RESERVOIR SYSTEM | M | 999 | RESERVOIR | 23 | RIO GRANDE | 0 | SURFACE WATER | 1 | NO WATER QUALITY IMPROVEMENTS |  | 6071 | 1 | Acquisition of water rights | 1693 | MANUFACTURING, HIDALGO | M | WUG | MANUFACTURING | 1001 | N/A |  | Y | 2050 | 2050 | 0 | 0 | 0 | 0 | 23657.15 | 83445.22 | 809523.14 | 20 | 1693 | MANUFACTURING, HIDALGO | M | WUG | MANUFACTURING | 1001 | N/A | M | 108 | HIDALGO | 0 | 0 | 0 | 0 | 55 | 194 | N
57 | ACQUISITION OF WATER RIGHTS THROUGH PURCHASE | Acquisition of water rights through purchase | M | 5 | EXISTING SOURCE OR EXPANDED USE OF AN EXISTING SOURCE (SURFACE WATER OR GROUNDWATER) | 5 | OTHER SURFACE WATER | 5 | PIPELINE, WATER TREATMENT PLANT, AND OTHER |  | 157 | 831 | AMISTAD-FALCON LAKE/RESERVOIR SYSTEM | M | 999 | RESERVOIR | 23 | RIO GRANDE | 0 | SURFACE WATER | 1 | NO WATER QUALITY IMPROVEMENTS |  | 6071 | 1 | Acquisition of water rights | 1789 | MANUFACTURING, WILLACY | M | WUG | MANUFACTURING | 1001 | N/A |  | Y | 2010 | 2010 | 4301.3 | 4301.3 | 4301.3 | 4301.3 | 4301.3 | 4301.3 | 41728 | 20 | 1789 | MANUFACTURING, WILLACY | M | WUG | MANUFACTURING | 1001 | N/A | M | 245 | WILLACY | 10 | 10 | 10 | 10 | 10 | 10 | N
57 | ACQUISITION OF WATER RIGHTS THROUGH PURCHASE | Acquisition of water rights through purchase | M | 5 | EXISTING SOURCE OR EXPANDED USE OF AN EXISTING SOURCE (SURFACE WATER OR GROUNDWATER) | 5 | OTHER SURFACE WATER | 5 | PIPELINE, WATER TREATMENT PLANT, AND OTHER |  | 157 | 831 | AMISTAD-FALCON LAKE/RESERVOIR SYSTEM | M | 999 | RESERVOIR | 23 | RIO GRANDE | 0 | SURFACE WATER | 1 | NO WATER QUALITY IMPROVEMENTS |  | 6071 | 1 | Acquisition of water rights | 96 | MCALLEN | M | BOTH | MUNICIPAL | 376 | CITY |  | Y | 2020 | 2020 | 0 | 430.13 | 429699.87 | 1757081.05 | 2460773.73 | 3159304.85 | 30649213.82 | 20 | 96 | MCALLEN | M | BOTH | MUNICIPAL | 376 | CITY | M | 108 | HIDALGO | 0 | 1 | 999 | 4085 | 5721 | 7345 | N
57 | ACQUISITION OF WATER RIGHTS THROUGH PURCHASE | Acquisition of water rights through purchase | M | 5 | EXISTING SOURCE OR EXPANDED USE OF AN EXISTING SOURCE (SURFACE WATER OR GROUNDWATER) | 5 | OTHER SURFACE WATER | 5 | PIPELINE, WATER TREATMENT PLANT, AND OTHER |  | 157 | 831 | AMISTAD-FALCON LAKE/RESERVOIR SYSTEM | M | 999 | RESERVOIR | 23 | RIO GRANDE | 0 | SURFACE WATER | 1 | NO WATER QUALITY IMPROVEMENTS |  | 6071 | 1 | Acquisition of water rights | 1839 | MILITARY HIGHWAY WSC | M | BOTH | MUNICIPAL | 4255 | UTILITY |  | Y | 2030 | 2030 | 0 | 0 | 124307.57 | 280874.89 | 456367.93 | 640463.57 | 6213298.76 | 20 | 1839 | MILITARY HIGHWAY WSC | M | BOTH | MUNICIPAL | 4255 | UTILITY | M | 31 | CAMERON | 0 | 0 | 150 | 300 | 500 | 700 | N
57 | ACQUISITION OF WATER RIGHTS THROUGH PURCHASE | Acquisition of water rights through purchase | M | 5 | EXISTING SOURCE OR EXPANDED USE OF AN EXISTING SOURCE (SURFACE WATER OR GROUNDWATER) | 5 | OTHER SURFACE WATER | 5 | PIPELINE, WATER TREATMENT PLANT, AND OTHER |  | 157 | 831 | AMISTAD-FALCON LAKE/RESERVOIR SYSTEM | M | 999 | RESERVOIR | 23 | RIO GRANDE | 0 | SURFACE WATER | 1 | NO WATER QUALITY IMPROVEMENTS |  | 6071 | 1 | Acquisition of water rights | 1839 | MILITARY HIGHWAY WSC | M | BOTH | MUNICIPAL | 4255 | UTILITY |  | Y | 2030 | 2030 | 0 | 0 | 124307.57 | 280874.89 | 456367.93 | 640463.57 | 6213298.76 | 20 | 1839 | MILITARY HIGHWAY WSC | M | BOTH | MUNICIPAL | 4255 | UTILITY | M | 108 | HIDALGO | 0 | 0 | 139 | 353 | 561 | 789 | N
57 | ACQUISITION OF WATER RIGHTS THROUGH PURCHASE | Acquisition of water rights through purchase | M | 5 | EXISTING SOURCE OR EXPANDED USE OF AN EXISTING SOURCE (SURFACE WATER OR GROUNDWATER) | 5 | OTHER SURFACE WATER | 5 | PIPELINE, WATER TREATMENT PLANT, AND OTHER |  | 157 | 831 | AMISTAD-FALCON LAKE/RESERVOIR SYSTEM | M | 999 | RESERVOIR | 23 | RIO GRANDE | 0 | SURFACE WATER | 1 | NO WATER QUALITY IMPROVEMENTS |  | 6071 | 1 | Acquisition of water rights | 103 | NORTH ALAMO WSC | M | BOTH | MUNICIPAL | 4273 | UTILITY |  | Y | 2060 | 2060 | 0 | 0 | 0 | 0 | 0 | 387977.26 | 3763865.33 | 20 | 103 | NORTH ALAMO WSC | M | BOTH | MUNICIPAL | 4273 | UTILITY | M | 108 | HIDALGO | 0 | 0 | 0 | 0 | 0 | 902 | N
57 | ACQUISITION OF WATER RIGHTS THROUGH PURCHASE | Acquisition of water rights through purchase | M | 5 | EXISTING SOURCE OR EXPANDED USE OF AN EXISTING SOURCE (SURFACE WATER OR GROUNDWATER) | 5 | OTHER SURFACE WATER | 5 | PIPELINE, WATER TREATMENT PLANT, AND OTHER |  | 157 | 831 | AMISTAD-FALCON LAKE/RESERVOIR SYSTEM | M | 999 | RESERVOIR | 23 | RIO GRANDE | 0 | SURFACE WATER | 1 | NO WATER QUALITY IMPROVEMENTS |  | 6071 | 1 | Acquisition of water rights | 2153 | OLMITO WSC | M | WUG | MUNICIPAL | 4292 | UTILITY |  | Y | 2020 | 2020 | 0 | 130329.39 | 284315.93 | 434861.43 | 591858.88 | 741113.99 | 7189733.89 | 20 | 2153 | OLMITO WSC | M | WUG | MUNICIPAL | 4292 | UTILITY | M | 31 | CAMERON | 0 | 303 | 661 | 1011 | 1376 | 1723 | N
57 | ACQUISITION OF WATER RIGHTS THROUGH PURCHASE | Acquisition of water rights through purchase | M | 5 | EXISTING SOURCE OR EXPANDED USE OF AN EXISTING SOURCE (SURFACE WATER OR GROUNDWATER) | 5 | OTHER SURFACE WATER | 5 | PIPELINE, WATER TREATMENT PLANT, AND OTHER |  | 157 | 831 | AMISTAD-FALCON LAKE/RESERVOIR SYSTEM | M | 999 | RESERVOIR | 23 | RIO GRANDE | 0 | SURFACE WATER | 1 | NO WATER QUALITY IMPROVEMENTS |  | 6071 | 1 | Acquisition of water rights | 2170 | PALM VALLEY | M | WUG | MUNICIPAL | 793 | CITY |  | Y | 2010 | 2010 | 33550.14 | 49895.08 | 64949.63 | 79574.05 | 94628.6 | 109683.15 | 1064063.92 | 20 | 2170 | PALM VALLEY | M | WUG | MUNICIPAL | 793 | CITY | M | 31 | CAMERON | 78 | 116 | 151 | 185 | 220 | 255 | N
57 | ACQUISITION OF WATER RIGHTS THROUGH PURCHASE | Acquisition of water rights through purchase | M | 5 | EXISTING SOURCE OR EXPANDED USE OF AN EXISTING SOURCE (SURFACE WATER OR GROUNDWATER) | 5 | OTHER SURFACE WATER | 5 | PIPELINE, WATER TREATMENT PLANT, AND OTHER |  | 157 | 831 | AMISTAD-FALCON LAKE/RESERVOIR SYSTEM | M | 999 | RESERVOIR | 23 | RIO GRANDE | 0 | SURFACE WATER | 1 | NO WATER QUALITY IMPROVEMENTS |  | 6071 | 1 | Acquisition of water rights | 2171 | PALM VALLEY ESTATES UD | M | WUG | MUNICIPAL | 4295 | UTILITY |  | Y | 2010 | 2010 | 1290.39 | 5161.56 | 11613.51 | 17635.33 | 24517.41 | 32259.75 | 312959.98 | 20 | 2171 | PALM VALLEY ESTATES UD | M | WUG | MUNICIPAL | 4295 | UTILITY | M | 31 | CAMERON | 3 | 12 | 27 | 41 | 57 | 75 | N
57 | ACQUISITION OF WATER RIGHTS THROUGH PURCHASE | Acquisition of water rights through purchase | M | 5 | EXISTING SOURCE OR EXPANDED USE OF AN EXISTING SOURCE (SURFACE WATER OR GROUNDWATER) | 5 | OTHER SURFACE WATER | 5 | PIPELINE, WATER TREATMENT PLANT, AND OTHER |  | 157 | 831 | AMISTAD-FALCON LAKE/RESERVOIR SYSTEM | M | 999 | RESERVOIR | 23 | RIO GRANDE | 0 | SURFACE WATER | 1 | NO WATER QUALITY IMPROVEMENTS |  | 6071 | 1 | Acquisition of water rights | 2173 | PALMHURST | M | WUG | MUNICIPAL | 1051 | CITY |  | Y | 2040 | 2040 | 0 | 0 | 0 | 120866.53 | 379804.79 | 667131.63 | 6472012.34 | 20 | 2173 | PALMHURST | M | WUG | MUNICIPAL | 1051 | CITY | M | 108 | HIDALGO | 0 | 0 | 0 | 281 | 883 | 1551 | N
57 | ACQUISITION OF WATER RIGHTS THROUGH PURCHASE | Acquisition of water rights through purchase | M | 5 | EXISTING SOURCE OR EXPANDED USE OF AN EXISTING SOURCE (SURFACE WATER OR GROUNDWATER) | 5 | OTHER SURFACE WATER | 5 | PIPELINE, WATER TREATMENT PLANT, AND OTHER |  | 157 | 831 | AMISTAD-FALCON LAKE/RESERVOIR SYSTEM | M | 999 | RESERVOIR | 23 | RIO GRANDE | 0 | SURFACE WATER | 1 | NO WATER QUALITY IMPROVEMENTS |  | 6071 | 1 | Acquisition of water rights | 2174 | PALMVIEW | M | WUG | MUNICIPAL | 794 | CITY |  | Y | 2050 | 2050 | 0 | 0 | 0 | 0 | 182805.25 | 369911.8 | 3588607.74 | 20 | 2174 | PALMVIEW | M | WUG | MUNICIPAL | 794 | CITY | M | 108 | HIDALGO | 0 | 0 | 0 | 0 | 425 | 860 | N
57 | ACQUISITION OF WATER RIGHTS THROUGH PURCHASE | Acquisition of water rights through purchase | M | 5 | EXISTING SOURCE OR EXPANDED USE OF AN EXISTING SOURCE (SURFACE WATER OR GROUNDWATER) | 5 | OTHER SURFACE WATER | 5 | PIPELINE, WATER TREATMENT PLANT, AND OTHER |  | 157 | 831 | AMISTAD-FALCON LAKE/RESERVOIR SYSTEM | M | 999 | RESERVOIR | 23 | RIO GRANDE | 0 | SURFACE WATER | 1 | NO WATER QUALITY IMPROVEMENTS |  | 6071 | 1 | Acquisition of water rights | 2197 | PHARR | M | WUG | MUNICIPAL | 463 | CITY |  | Y | 2020 | 2020 | 0 | 300230.74 | 1065862.14 | 2030643.73 | 3047901.18 | 3826006.35 | 37117053.36 | 20 | 2197 | PHARR | M | WUG | MUNICIPAL | 463 | CITY | M | 108 | HIDALGO | 0 | 698 | 2478 | 4721 | 7086 | 8895 | N
57 | ACQUISITION OF WATER RIGHTS THROUGH PURCHASE | Acquisition of water rights through purchase | M | 5 | EXISTING SOURCE OR EXPANDED USE OF AN EXISTING SOURCE (SURFACE WATER OR GROUNDWATER) | 5 | OTHER SURFACE WATER | 5 | PIPELINE, WATER TREATMENT PLANT, AND OTHER |  | 157 | 831 | AMISTAD-FALCON LAKE/RESERVOIR SYSTEM | M | 999 | RESERVOIR | 23 | RIO GRANDE | 0 | SURFACE WATER | 1 | NO WATER QUALITY IMPROVEMENTS |  | 6071 | 1 | Acquisition of water rights | 2221 | PORT ISABEL | M | WUG | MUNICIPAL | 477 | CITY |  | Y | 2010 | 2010 | 385826.61 | 427119.09 | 469271.83 | 510564.31 | 554437.57 | 597450.57 | 5796018.79 | 20 | 2221 | PORT ISABEL | M | WUG | MUNICIPAL | 477 | CITY | M | 31 | CAMERON | 897 | 993 | 1091 | 1187 | 1289 | 1389 | N
57 | ACQUISITION OF WATER RIGHTS THROUGH PURCHASE | Acquisition of water rights through purchase | M | 5 | EXISTING SOURCE OR EXPANDED USE OF AN EXISTING SOURCE (SURFACE WATER OR GROUNDWATER) | 5 | OTHER SURFACE WATER | 5 | PIPELINE, WATER TREATMENT PLANT, AND OTHER |  | 157 | 831 | AMISTAD-FALCON LAKE/RESERVOIR SYSTEM | M | 999 | RESERVOIR | 23 | RIO GRANDE | 0 | SURFACE WATER | 1 | NO WATER QUALITY IMPROVEMENTS |  | 6071 | 1 | Acquisition of water rights | 2235 | PRIMERA | M | WUG | MUNICIPAL | 735 | CITY |  | Y | 2010 | 2010 | 13334.03 | 29248.84 | 40862.35 | 52905.99 | 90757.43 | 145814.07 | 1414579.1 | 20 | 2235 | PRIMERA | M | WUG | MUNICIPAL | 735 | CITY | M | 31 | CAMERON | 31 | 68 | 95 | 123 | 211 | 339 | N
57 | ACQUISITION OF WATER RIGHTS THROUGH PURCHASE | Acquisition of water rights through purchase | M | 5 | EXISTING SOURCE OR EXPANDED USE OF AN EXISTING SOURCE (SURFACE WATER OR GROUNDWATER) | 5 | OTHER SURFACE WATER | 5 | PIPELINE, WATER TREATMENT PLANT, AND OTHER |  | 157 | 831 | AMISTAD-FALCON LAKE/RESERVOIR SYSTEM | M | 999 | RESERVOIR | 23 | RIO GRANDE | 0 | SURFACE WATER | 1 | NO WATER QUALITY IMPROVEMENTS |  | 6071 | 1 | Acquisition of water rights | 2270 | RIO BRAVO | M | WUG | MUNICIPAL | 1055 | CITY |  | N | 2020 | 2020 | 0 | 116565.23 | 301091 | 503682.23 | 731221 | 970373.28 | 9413836.13 | 20 | 2270 | RIO BRAVO | M | WUG | MUNICIPAL | 1055 | CITY | M | 240 | WEBB | 0 | 271 | 700 | 1171 | 1700 | 2256 | N
57 | ACQUISITION OF WATER RIGHTS THROUGH PURCHASE | Acquisition of water rights through purchase | M | 5 | EXISTING SOURCE OR EXPANDED USE OF AN EXISTING SOURCE (SURFACE WATER OR GROUNDWATER) | 5 | OTHER SURFACE WATER | 5 | PIPELINE, WATER TREATMENT PLANT, AND OTHER |  | 157 | 831 | AMISTAD-FALCON LAKE/RESERVOIR SYSTEM | M | 999 | RESERVOIR | 23 | RIO GRANDE | 0 | SURFACE WATER | 1 | NO WATER QUALITY IMPROVEMENTS |  | 6071 | 1 | Acquisition of water rights | 2271 | RIO GRANDE CITY | M | WUG | MUNICIPAL | 502 | CITY |  | N | 2010 | 2010 | 2150.65 | 6021.82 | 10323.12 | 21506.5 | 36130.92 | 60648.33 | 588364.76 | 20 | 2271 | RIO GRANDE CITY | M | WUG | MUNICIPAL | 502 | CITY | M | 214 | STARR | 5 | 14 | 24 | 50 | 84 | 141 | N
57 | ACQUISITION OF WATER RIGHTS THROUGH PURCHASE | Acquisition of water rights through purchase | M | 5 | EXISTING SOURCE OR EXPANDED USE OF AN EXISTING SOURCE (SURFACE WATER OR GROUNDWATER) | 5 | OTHER SURFACE WATER | 5 | PIPELINE, WATER TREATMENT PLANT, AND OTHER |  | 157 | 831 | AMISTAD-FALCON LAKE/RESERVOIR SYSTEM | M | 999 | RESERVOIR | 23 | RIO GRANDE | 0 | SURFACE WATER | 1 | NO WATER QUALITY IMPROVEMENTS |  | 6071 | 1 | Acquisition of water rights | 2272 | RIO HONDO | M | WUG | MUNICIPAL | 503 | CITY |  | Y | 2010 | 2010 | 86026 | 86026 | 86026 | 86026 | 86026 | 86026 | 834559.94 | 20 | 2272 | RIO HONDO | M | WUG | MUNICIPAL | 503 | CITY | M | 31 | CAMERON | 200 | 200 | 200 | 200 | 200 | 200 | N
57 | ACQUISITION OF WATER RIGHTS THROUGH PURCHASE | Acquisition of water rights through purchase | M | 5 | EXISTING SOURCE OR EXPANDED USE OF AN EXISTING SOURCE (SURFACE WATER OR GROUNDWATER) | 5 | OTHER SURFACE WATER | 5 | PIPELINE, WATER TREATMENT PLANT, AND OTHER |  | 157 | 831 | AMISTAD-FALCON LAKE/RESERVOIR SYSTEM | M | 999 | RESERVOIR | 23 | RIO GRANDE | 0 | SURFACE WATER | 1 | NO WATER QUALITY IMPROVEMENTS |  | 6071 | 1 | Acquisition of water rights | 2274 | RIO WSC | M | WUG | MUNICIPAL | 4319 | UTILITY |  | N | 2010 | 2010 | 71401.58 | 128178.74 | 188827.07 | 246464.49 | 307542.95 | 366040.63 | 3551052.55 | 20 | 2274 | RIO WSC | M | WUG | MUNICIPAL | 4319 | UTILITY | M | 214 | STARR | 166 | 298 | 439 | 573 | 715 | 851 | N
57 | ACQUISITION OF WATER RIGHTS THROUGH PURCHASE | Acquisition of water rights through purchase | M | 5 | EXISTING SOURCE OR EXPANDED USE OF AN EXISTING SOURCE (SURFACE WATER OR GROUNDWATER) | 5 | OTHER SURFACE WATER | 5 | PIPELINE, WATER TREATMENT PLANT, AND OTHER |  | 157 | 831 | AMISTAD-FALCON LAKE/RESERVOIR SYSTEM | M | 999 | RESERVOIR | 23 | RIO GRANDE | 0 | SURFACE WATER | 1 | NO WATER QUALITY IMPROVEMENTS |  | 6071 | 1 | Acquisition of water rights | 2293 | ROMA CITY | M | WUG | MUNICIPAL | 515 | CITY |  | N | 2010 | 2010 | 27958.45 | 176353.3 | 337221.92 | 508843.79 | 672723.32 | 846065.71 | 8207897.02 | 20 | 2293 | ROMA CITY | M | WUG | MUNICIPAL | 515 | CITY | M | 214 | STARR | 65 | 410 | 784 | 1183 | 1564 | 1967 | N
57 | ACQUISITION OF WATER RIGHTS THROUGH PURCHASE | Acquisition of water rights through purchase | M | 5 | EXISTING SOURCE OR EXPANDED USE OF AN EXISTING SOURCE (SURFACE WATER OR GROUNDWATER) | 5 | OTHER SURFACE WATER | 5 | PIPELINE, WATER TREATMENT PLANT, AND OTHER |  | 157 | 831 | AMISTAD-FALCON LAKE/RESERVOIR SYSTEM | M | 999 | RESERVOIR | 23 | RIO GRANDE | 0 | SURFACE WATER | 1 | NO WATER QUALITY IMPROVEMENTS |  | 6071 | 1 | Acquisition of water rights | 2317 | SAN BENITO | M | WUG | MUNICIPAL | 532 | CITY |  | Y | 2050 | 2050 | 0 | 0 | 0 | 0 | 86026 | 339372.57 | 3292338.97 | 20 | 2317 | SAN BENITO | M | WUG | MUNICIPAL | 532 | CITY | M | 31 | CAMERON | 0 | 0 | 0 | 0 | 200 | 789 | N
57 | ACQUISITION OF WATER RIGHTS THROUGH PURCHASE | Acquisition of water rights through purchase | M | 5 | EXISTING SOURCE OR EXPANDED USE OF AN EXISTING SOURCE (SURFACE WATER OR GROUNDWATER) | 5 | OTHER SURFACE WATER | 5 | PIPELINE, WATER TREATMENT PLANT, AND OTHER |  | 157 | 831 | AMISTAD-FALCON LAKE/RESERVOIR SYSTEM | M | 999 | RESERVOIR | 23 | RIO GRANDE | 0 | SURFACE WATER | 1 | NO WATER QUALITY IMPROVEMENTS |  | 6071 | 1 | Acquisition of water rights | 2322 | SAN JUAN | M | WUG | MUNICIPAL | 536 | CITY |  | Y | 2010 | 2010 | 195279.02 | 671002.8 | 1198342.18 | 1782028.59 | 2455182.04 | 3145110.56 | 30511511.43 | 20 | 2322 | SAN JUAN | M | WUG | MUNICIPAL | 536 | CITY | M | 108 | HIDALGO | 454 | 1560 | 2786 | 4143 | 5708 | 7312 | N
57 | ACQUISITION OF WATER RIGHTS THROUGH PURCHASE | Acquisition of water rights through purchase | M | 5 | EXISTING SOURCE OR EXPANDED USE OF AN EXISTING SOURCE (SURFACE WATER OR GROUNDWATER) | 5 | OTHER SURFACE WATER | 5 | PIPELINE, WATER TREATMENT PLANT, AND OTHER |  | 157 | 831 | AMISTAD-FALCON LAKE/RESERVOIR SYSTEM | M | 999 | RESERVOIR | 23 | RIO GRANDE | 0 | SURFACE WATER | 1 | NO WATER QUALITY IMPROVEMENTS |  | 6071 | 1 | Acquisition of water rights | 2342 | SEBASTIAN MUD | M | WUG | MUNICIPAL | 4410 | UTILITY |  | Y | 2030 | 2030 | 0 | 0 | 13334.03 | 25377.67 | 33550.14 | 37851.44 | 367206.37 | 20 | 2342 | SEBASTIAN MUD | M | WUG | MUNICIPAL | 4410 | UTILITY | M | 245 | WILLACY | 0 | 0 | 31 | 59 | 78 | 88 | N
57 | ACQUISITION OF WATER RIGHTS THROUGH PURCHASE | Acquisition of water rights through purchase | M | 5 | EXISTING SOURCE OR EXPANDED USE OF AN EXISTING SOURCE (SURFACE WATER OR GROUNDWATER) | 5 | OTHER SURFACE WATER | 5 | PIPELINE, WATER TREATMENT PLANT, AND OTHER |  | 157 | 831 | AMISTAD-FALCON LAKE/RESERVOIR SYSTEM | M | 999 | RESERVOIR | 23 | RIO GRANDE | 0 | SURFACE WATER | 1 | NO WATER QUALITY IMPROVEMENTS |  | 6071 | 1 | Acquisition of water rights | 131 | SHARYLAND WSC | M | BOTH | MUNICIPAL | 4333 | UTILITY |  | Y | 2020 | 2020 | 0 | 160008.36 | 162159.01 | 543684.32 | 938113.53 | 1362651.84 | 13219429.46 | 20 | 131 | SHARYLAND WSC | M | BOTH | MUNICIPAL | 4333 | UTILITY | M | 108 | HIDALGO | 0 | 372 | 377 | 1264 | 2181 | 3168 | N
57 | ACQUISITION OF WATER RIGHTS THROUGH PURCHASE | Acquisition of water rights through purchase | M | 5 | EXISTING SOURCE OR EXPANDED USE OF AN EXISTING SOURCE (SURFACE WATER OR GROUNDWATER) | 5 | OTHER SURFACE WATER | 5 | PIPELINE, WATER TREATMENT PLANT, AND OTHER |  | 157 | 831 | AMISTAD-FALCON LAKE/RESERVOIR SYSTEM | M | 999 | RESERVOIR | 23 | RIO GRANDE | 0 | SURFACE WATER | 1 | NO WATER QUALITY IMPROVEMENTS |  | 6071 | 1 | Acquisition of water rights | 2379 | SOUTH PADRE ISLAND | M | WUG | MUNICIPAL | 805 | CITY |  | Y | 2010 | 2010 | 306682.69 | 564330.56 | 831441.29 | 1098982.15 | 1365232.62 | 1621159.97 | 15727282.08 | 20 | 2379 | SOUTH PADRE ISLAND | M | WUG | MUNICIPAL | 805 | CITY | M | 31 | CAMERON | 713 | 1312 | 1933 | 2555 | 3174 | 3769 | N
57 | ACQUISITION OF WATER RIGHTS THROUGH PURCHASE | Acquisition of water rights through purchase | M | 5 | EXISTING SOURCE OR EXPANDED USE OF AN EXISTING SOURCE (SURFACE WATER OR GROUNDWATER) | 5 | OTHER SURFACE WATER | 5 | PIPELINE, WATER TREATMENT PLANT, AND OTHER |  | 157 | 831 | AMISTAD-FALCON LAKE/RESERVOIR SYSTEM | M | 999 | RESERVOIR | 23 | RIO GRANDE | 0 | SURFACE WATER | 1 | NO WATER QUALITY IMPROVEMENTS |  | 6071 | 1 | Acquisition of water rights | 2436 | STEAM ELECTRIC POWER, HIDALGO | M | WUG | STEAM ELECTRIC | 1002 | N/A |  | Y | 2020 | 2020 | 0 | 421527.4 | 1021128.62 | 1415557.83 | 1654710.11 | 2229363.79 | 21627620.86 | 20 | 2436 | STEAM ELECTRIC POWER, HIDALGO | M | WUG | STEAM ELECTRIC | 1002 | N/A | M | 108 | HIDALGO | 0 | 980 | 2374 | 3291 | 3847 | 5183 | N
57 | ACQUISITION OF WATER RIGHTS THROUGH PURCHASE | Acquisition of water rights through purchase | M | 5 | EXISTING SOURCE OR EXPANDED USE OF AN EXISTING SOURCE (SURFACE WATER OR GROUNDWATER) | 5 | OTHER SURFACE WATER | 5 | PIPELINE, WATER TREATMENT PLANT, AND OTHER |  | 157 | 831 | AMISTAD-FALCON LAKE/RESERVOIR SYSTEM | M | 999 | RESERVOIR | 23 | RIO GRANDE | 0 | SURFACE WATER | 1 | NO WATER QUALITY IMPROVEMENTS |  | 6071 | 1 | Acquisition of water rights | 2494 | SULLIVAN CITY | M | WUG | MUNICIPAL | 966 | CITY |  | N | 2050 | 2050 | 0 | 0 | 0 | 0 | 80004.18 | 167750.7 | 1627391.88 | 20 | 2494 | SULLIVAN CITY | M | WUG | MUNICIPAL | 966 | CITY | M | 108 | HIDALGO | 0 | 0 | 0 | 0 | 186 | 390 | N
57 | ACQUISITION OF WATER RIGHTS THROUGH PURCHASE | Acquisition of water rights through purchase | M | 5 | EXISTING SOURCE OR EXPANDED USE OF AN EXISTING SOURCE (SURFACE WATER OR GROUNDWATER) | 5 | OTHER SURFACE WATER | 5 | PIPELINE, WATER TREATMENT PLANT, AND OTHER |  | 157 | 831 | AMISTAD-FALCON LAKE/RESERVOIR SYSTEM | M | 999 | RESERVOIR | 23 | RIO GRANDE | 0 | SURFACE WATER | 1 | NO WATER QUALITY IMPROVEMENTS |  | 6071 | 1 | Acquisition of water rights | 151 | VALLEY MUD #2 | M | BOTH | MUNICIPAL | 4369 | UTILITY |  | Y | 2020 | 2020 | 0 | 115274.84 | 115704.97 | 115704.97 | 115704.97 | 115704.97 | 1122483.12 | 20 | 151 | VALLEY MUD #2 | M | BOTH | MUNICIPAL | 4369 | UTILITY | M | 31 | CAMERON | 0 | 268 | 269 | 269 | 269 | 269 | N
57 | ACQUISITION OF WATER RIGHTS THROUGH PURCHASE | Acquisition of water rights through purchase | M | 5 | EXISTING SOURCE OR EXPANDED USE OF AN EXISTING SOURCE (SURFACE WATER OR GROUNDWATER) | 5 | OTHER SURFACE WATER | 5 | PIPELINE, WATER TREATMENT PLANT, AND OTHER |  | 157 | 831 | AMISTAD-FALCON LAKE/RESERVOIR SYSTEM | M | 999 | RESERVOIR | 23 | RIO GRANDE | 0 | SURFACE WATER | 1 | NO WATER QUALITY IMPROVEMENTS |  | 6071 | 1 | Acquisition of water rights | 2582 | WEBB COUNTY WATER UTILITY | M | BOTH | MUNICIPAL | 4376 | UTILITY |  | N | 2010 | 2010 | 17635.33 | 56777.16 | 100650.42 | 143663.42 | 197429.67 | 254206.83 | 2466124.62 | 20 | 2582 | WEBB COUNTY WATER UTILITY | M | BOTH | MUNICIPAL | 4376 | UTILITY | M | 240 | WEBB | 41 | 132 | 234 | 334 | 459 | 591 | N
57 | ACQUISITION OF WATER RIGHTS THROUGH PURCHASE | Acquisition of water rights through purchase | M | 5 | EXISTING SOURCE OR EXPANDED USE OF AN EXISTING SOURCE (SURFACE WATER OR GROUNDWATER) | 5 | OTHER SURFACE WATER | 5 | PIPELINE, WATER TREATMENT PLANT, AND OTHER |  | 157 | 831 | AMISTAD-FALCON LAKE/RESERVOIR SYSTEM | M | 999 | RESERVOIR | 23 | RIO GRANDE | 0 | SURFACE WATER | 1 | NO WATER QUALITY IMPROVEMENTS |  | 6071 | 1 | Acquisition of water rights | 2590 | WESLACO | M | WUG | MUNICIPAL | 638 | CITY |  | Y | 2060 | 2060 | 0 | 0 | 0 | 0 | 0 | 43013 | 417279.97 | 20 | 2590 | WESLACO | M | WUG | MUNICIPAL | 638 | CITY | M | 108 | HIDALGO | 0 | 0 | 0 | 0 | 0 | 100 | N
59 | ACQUISITION OF WATER RIGHTS THROUGH URBANIZATION | Acquisition of water rights through urbanization | M | 5 | EXISTING SOURCE OR EXPANDED USE OF AN EXISTING SOURCE (SURFACE WATER OR GROUNDWATER) | 5 | OTHER SURFACE WATER | 5 | PIPELINE, WATER TREATMENT PLANT, AND OTHER |  | 162 | 831 | AMISTAD-FALCON LAKE/RESERVOIR SYSTEM | M | 999 | RESERVOIR | 23 | RIO GRANDE | 0 | SURFACE WATER | 1 | NO WATER QUALITY IMPROVEMENTS |  | 6071 | 1 | Acquisition of water rights | 168 | ALAMO | M | WUG | MUNICIPAL | 3 | CITY |  | Y | 2020 | 2020 | 0 | 172052 | 344104 | 572072.9 | 731221 | 903273 | 7189497 | 20 | 168 | ALAMO | M | WUG | MUNICIPAL | 3 | CITY | M | 108 | HIDALGO | 0 | 400 | 800 | 1330 | 1700 | 2100 | N
59 | ACQUISITION OF WATER RIGHTS THROUGH URBANIZATION | Acquisition of water rights through urbanization | M | 5 | EXISTING SOURCE OR EXPANDED USE OF AN EXISTING SOURCE (SURFACE WATER OR GROUNDWATER) | 5 | OTHER SURFACE WATER | 5 | PIPELINE, WATER TREATMENT PLANT, AND OTHER |  | 162 | 831 | AMISTAD-FALCON LAKE/RESERVOIR SYSTEM | M | 999 | RESERVOIR | 23 | RIO GRANDE | 0 | SURFACE WATER | 1 | NO WATER QUALITY IMPROVEMENTS |  | 6071 | 1 | Acquisition of water rights | 1280 | LA JOYA | M | WUG | MUNICIPAL | 336 | CITY |  | Y | 2040 | 2040 | 0 | 0 | 0 | 860.26 | 37421.31 | 79574.05 | 633360.45 | 20 | 1280 | LA JOYA | M | WUG | MUNICIPAL | 336 | CITY | M | 108 | HIDALGO | 0 | 0 | 0 | 2 | 87 | 185 | N
59 | ACQUISITION OF WATER RIGHTS THROUGH URBANIZATION | Acquisition of water rights through urbanization | M | 5 | EXISTING SOURCE OR EXPANDED USE OF AN EXISTING SOURCE (SURFACE WATER OR GROUNDWATER) | 5 | OTHER SURFACE WATER | 5 | PIPELINE, WATER TREATMENT PLANT, AND OTHER |  | 162 | 831 | AMISTAD-FALCON LAKE/RESERVOIR SYSTEM | M | 999 | RESERVOIR | 23 | RIO GRANDE | 0 | SURFACE WATER | 1 | NO WATER QUALITY IMPROVEMENTS |  | 6071 | 1 | Acquisition of water rights | 2070 | MISSION | M | WUG | MUNICIPAL | 408 | CITY |  | Y | 2010 | 2010 | 128608.87 | 1132532.29 | 2108067.13 | 3112420.68 | 4307321.82 | 5212315.34 | 41486821.26 | 20 | 2070 | MISSION | M | WUG | MUNICIPAL | 408 | CITY | M | 108 | HIDALGO | 299 | 2633 | 4901 | 7236 | 10014 | 12118 | N
59 | ACQUISITION OF WATER RIGHTS THROUGH URBANIZATION | Acquisition of water rights through urbanization | M | 5 | EXISTING SOURCE OR EXPANDED USE OF AN EXISTING SOURCE (SURFACE WATER OR GROUNDWATER) | 5 | OTHER SURFACE WATER | 5 | PIPELINE, WATER TREATMENT PLANT, AND OTHER |  | 162 | 831 | AMISTAD-FALCON LAKE/RESERVOIR SYSTEM | M | 999 | RESERVOIR | 23 | RIO GRANDE | 0 | SURFACE WATER | 1 | NO WATER QUALITY IMPROVEMENTS |  | 6071 | 1 | Acquisition of water rights | 2197 | PHARR | M | WUG | MUNICIPAL | 463 | CITY |  | Y | 2020 | 2020 | 0 | 172052 | 329479.58 | 399160.64 | 458948.71 | 861550.39 | 6857410.71 | 20 | 2197 | PHARR | M | WUG | MUNICIPAL | 463 | CITY | M | 108 | HIDALGO | 0 | 400 | 766 | 928 | 1067 | 2003 | N
165 | ADDITIONAL CARRIZO AQUIFER DEVELOPMENT (INCLUDES OVERDRAFTING) | Additional Carrizo Aquifer development (includes overdrafting) | G | 5 | EXISTING SOURCE OR EXPANDED USE OF AN EXISTING SOURCE (SURFACE WATER OR GROUNDWATER) | 6 | GROUNDWATER | 6 | OTHER INFRASTRUCTURE |  | 800 | 1312 | CARRIZO-WILCOX AQUIFER | G | 21 | BRAZOS | 12 | BRAZOS | 1 | GROUNDWATER | 1 | NO WATER QUALITY IMPROVEMENTS |  | 7033 | 1 | Additional Carrizo Aquifer development (includes overdrafting) | 381 | COLLEGE STATION | G | WUG | MUNICIPAL | 124 | CITY |  | N | 2040 | 2040 | 0 | 0 | 0 | 1182000 | 1182000 | 525000 | 10036071 | 20 | 381 | COLLEGE STATION | G | WUG | MUNICIPAL | 124 | CITY | G | 21 | BRAZOS | 0 | 0 | 0 | 3000 | 3000 | 3000 | N
165 | ADDITIONAL CARRIZO AQUIFER DEVELOPMENT (INCLUDES OVERDRAFTING) | Additional Carrizo Aquifer development (includes overdrafting) | G | 5 | EXISTING SOURCE OR EXPANDED USE OF AN EXISTING SOURCE (SURFACE WATER OR GROUNDWATER) | 6 | GROUNDWATER | 6 | OTHER INFRASTRUCTURE |  | 805 | 1318 | CARRIZO-WILCOX AQUIFER | G | 26 | BURLESON | 12 | BRAZOS | 1 | GROUNDWATER | 1 | NO WATER QUALITY IMPROVEMENTS |  | 2038 | 1 | Additional Carrizo Aquifer development (includes overdrafting) | 2387 | SOUTHWEST MILAM WSC | G | WUG | MUNICIPAL | 4342 | UTILITY |  | N | 2010 | 2020 | 182000 | 182000 | 319000 | 319000 | 135000 | 135000 | 3502000 | 20 | 2387 | SOUTHWEST MILAM WSC | G | WUG | MUNICIPAL | 4342 | UTILITY | G | 26 | BURLESON | 0 | 4 | 10 | 15 | 18 | 22 | N
165 | ADDITIONAL CARRIZO AQUIFER DEVELOPMENT (INCLUDES OVERDRAFTING) | Additional Carrizo Aquifer development (includes overdrafting) | G | 5 | EXISTING SOURCE OR EXPANDED USE OF AN EXISTING SOURCE (SURFACE WATER OR GROUNDWATER) | 6 | GROUNDWATER | 6 | OTHER INFRASTRUCTURE |  | 805 | 1318 | CARRIZO-WILCOX AQUIFER | G | 26 | BURLESON | 12 | BRAZOS | 1 | GROUNDWATER | 1 | NO WATER QUALITY IMPROVEMENTS |  | 2038 | 1 | Additional Carrizo Aquifer development (includes overdrafting) | 2387 | SOUTHWEST MILAM WSC | G | WUG | MUNICIPAL | 4342 | UTILITY |  | N | 2010 | 2020 | 182000 | 182000 | 319000 | 319000 | 135000 | 135000 | 3502000 | 20 | 2387 | SOUTHWEST MILAM WSC | G | WUG | MUNICIPAL | 4342 | UTILITY | G | 144 | LEE | 0 | 5 | 11 | 15 | 19 | 23 | N
165 | ADDITIONAL CARRIZO AQUIFER DEVELOPMENT (INCLUDES OVERDRAFTING) | Additional Carrizo Aquifer development (includes overdrafting) | G | 5 | EXISTING SOURCE OR EXPANDED USE OF AN EXISTING SOURCE (SURFACE WATER OR GROUNDWATER) | 6 | GROUNDWATER | 6 | OTHER INFRASTRUCTURE |  | 805 | 1318 | CARRIZO-WILCOX AQUIFER | G | 26 | BURLESON | 12 | BRAZOS | 1 | GROUNDWATER | 1 | NO WATER QUALITY IMPROVEMENTS |  | 2038 | 1 | Additional Carrizo Aquifer development (includes overdrafting) | 2387 | SOUTHWEST MILAM WSC | G | WUG | MUNICIPAL | 4342 | UTILITY |  | N | 2010 | 2010 | 182000 | 182000 | 319000 | 319000 | 135000 | 135000 | 3502000 | 20 | 2387 | SOUTHWEST MILAM WSC | G | WUG | MUNICIPAL | 4342 | UTILITY | G | 166 | MILAM | 143 | 308 | 407 | 458 | 484 | 508 | N
165 | ADDITIONAL CARRIZO AQUIFER DEVELOPMENT (INCLUDES OVERDRAFTING) | Additional Carrizo Aquifer development (includes overdrafting) | G | 5 | EXISTING SOURCE OR EXPANDED USE OF AN EXISTING SOURCE (SURFACE WATER OR GROUNDWATER) | 6 | GROUNDWATER | 6 | OTHER INFRASTRUCTURE |  | 805 | 1318 | CARRIZO-WILCOX AQUIFER | G | 26 | BURLESON | 12 | BRAZOS | 1 | GROUNDWATER | 1 | NO WATER QUALITY IMPROVEMENTS |  | 2038 | 1 | Additional Carrizo Aquifer development (includes overdrafting) | 2387 | SOUTHWEST MILAM WSC | G | WUG | MUNICIPAL | 4342 | UTILITY |  | N | 2010 | 2010 | 182000 | 182000 | 319000 | 319000 | 135000 | 135000 | 3502000 | 20 | 2387 | SOUTHWEST MILAM WSC | G | WUG | MUNICIPAL | 4342 | UTILITY | G | 246 | WILLIAMSON | 257 | 83 | 272 | 212 | 445 | 413 | N
165 | ADDITIONAL CARRIZO AQUIFER DEVELOPMENT (INCLUDES OVERDRAFTING) | Additional Carrizo Aquifer development (includes overdrafting) | G | 5 | EXISTING SOURCE OR EXPANDED USE OF AN EXISTING SOURCE (SURFACE WATER OR GROUNDWATER) | 6 | GROUNDWATER | 6 | OTHER INFRASTRUCTURE |  | 921 | 1350 | CARRIZO-WILCOX AQUIFER | G | 144 | LEE | 12 | BRAZOS | 1 | GROUNDWATER | 1 | NO WATER QUALITY IMPROVEMENTS |  | 2039 | 1 | Additional Carrizo Aquifer development (includes overdrafting) | 194 | AQUA WSC | K | WUG | MUNICIPAL | 4006 | UTILITY |  | N | 2020 | 2020 | 0 | 177000 | 177000 | 58000 | 58000 | 58000 | 1364000 | 20 | 194 | AQUA WSC | K | WUG | MUNICIPAL | 4006 | UTILITY | G | 144 | LEE | 0 | 388 | 373 | 355 | 336 | 315 | N
165 | ADDITIONAL CARRIZO AQUIFER DEVELOPMENT (INCLUDES OVERDRAFTING) | Additional Carrizo Aquifer development (includes overdrafting) | G | 5 | EXISTING SOURCE OR EXPANDED USE OF AN EXISTING SOURCE (SURFACE WATER OR GROUNDWATER) | 6 | GROUNDWATER | 6 | OTHER INFRASTRUCTURE |  | 921 | 1350 | CARRIZO-WILCOX AQUIFER | G | 144 | LEE | 12 | BRAZOS | 1 | GROUNDWATER | 1 | NO WATER QUALITY IMPROVEMENTS |  | 2039 | 1 | Additional Carrizo Aquifer development (includes overdrafting) | 194 | AQUA WSC | K | WUG | MUNICIPAL | 4006 | UTILITY |  | N | 2020 | 2020 | 0 | 177000 | 177000 | 58000 | 58000 | 58000 | 1364000 | 20 | 194 | AQUA WSC | K | WUG | MUNICIPAL | 4006 | UTILITY | G | 246 | WILLIAMSON | 0 | 15 | 30 | 48 | 67 | 88 | N
165 | ADDITIONAL CARRIZO AQUIFER DEVELOPMENT (INCLUDES OVERDRAFTING) | Additional Carrizo Aquifer development (includes overdrafting) | G | 5 | EXISTING SOURCE OR EXPANDED USE OF AN EXISTING SOURCE (SURFACE WATER OR GROUNDWATER) | 6 | GROUNDWATER | 6 | OTHER INFRASTRUCTURE |  | 921 | 1350 | CARRIZO-WILCOX AQUIFER | G | 144 | LEE | 12 | BRAZOS | 1 | GROUNDWATER | 1 | NO WATER QUALITY IMPROVEMENTS |  | 2040 | 1 | Additional Carrizo Aquifer development (includes overdrafting) | 1312 | LEE COUNTY WSC | G | WUG | MUNICIPAL | 4231 | UTILITY |  | N | 2010 | 2010 | 335000 | 335000 | 146000 | 146000 | 146000 | 146000 | 2166000 | 20 | 1312 | LEE COUNTY WSC | G | WUG | MUNICIPAL | 4231 | UTILITY | G | 144 | LEE | 806 | 806 | 806 | 806 | 806 | 806 | N
165 | ADDITIONAL CARRIZO AQUIFER DEVELOPMENT (INCLUDES OVERDRAFTING) | Additional Carrizo Aquifer development (includes overdrafting) | G | 5 | EXISTING SOURCE OR EXPANDED USE OF AN EXISTING SOURCE (SURFACE WATER OR GROUNDWATER) | 6 | GROUNDWATER | 6 | OTHER INFRASTRUCTURE |  | 925 | 1353 | CARRIZO-WILCOX AQUIFER | G | 147 | LIMESTONE | 12 | BRAZOS | 1 | GROUNDWATER | 1 | NO WATER QUALITY IMPROVEMENTS |  | 2042 | 1 | Additional Carrizo Aquifer development (includes overdrafting) | 2664 | KOSSE | G | WUG | MUNICIPAL | 890 | CITY |  | N | 2010 | 2010 | 237000 | 237000 | 29000 | 29000 | 29000 | 29000 | 2386000 | 20 | 2664 | KOSSE | G | WUG | MUNICIPAL | 890 | CITY | G | 147 | LIMESTONE | 100 | 100 | 100 | 100 | 100 | 100 | N
165 | ADDITIONAL CARRIZO AQUIFER DEVELOPMENT (INCLUDES OVERDRAFTING) | Additional Carrizo Aquifer development (includes overdrafting) | G | 5 | EXISTING SOURCE OR EXPANDED USE OF AN EXISTING SOURCE (SURFACE WATER OR GROUNDWATER) | 6 | GROUNDWATER | 6 | OTHER INFRASTRUCTURE |  | 925 | 1353 | CARRIZO-WILCOX AQUIFER | G | 147 | LIMESTONE | 12 | BRAZOS | 1 | GROUNDWATER | 1 | NO WATER QUALITY IMPROVEMENTS |  | 2043 | 1 | Additional Carrizo Aquifer development (includes overdrafting) | 1719 | MANUFACTURING, LIMESTONE | G | WUG | MANUFACTURING | 1001 | N/A |  | N | 2010 | 2010 | 40000 | 40000 | 10000 | 10000 | 10000 | 10000 | 347000 | 20 | 1719 | MANUFACTURING, LIMESTONE | G | WUG | MANUFACTURING | 1001 | N/A | G | 147 | LIMESTONE | 75 | 75 | 75 | 75 | 75 | 75 | N
165 | ADDITIONAL CARRIZO AQUIFER DEVELOPMENT (INCLUDES OVERDRAFTING) | Additional Carrizo Aquifer development (includes overdrafting) | G | 5 | EXISTING SOURCE OR EXPANDED USE OF AN EXISTING SOURCE (SURFACE WATER OR GROUNDWATER) | 6 | GROUNDWATER | 6 | OTHER INFRASTRUCTURE |  | 960 | 1357 | CARRIZO-WILCOX AQUIFER | G | 166 | MILAM | 12 | BRAZOS | 1 | GROUNDWATER | 1 | NO WATER QUALITY IMPROVEMENTS |  | 2045 | 1 | Additional Carrizo Aquifer development (includes overdrafting) | 1990 | MINING, MILAM | G | WUG | MINING | 1003 | N/A |  | N | 2010 | 2010 | 72000 | 72000 | 9500 | 0 | 0 | 0 | 715000 | 20 | 1990 | MINING, MILAM | G | WUG | MINING | 1003 | N/A | G | 166 | MILAM | 100 | 100 | 100 | 0 | 0 | 0 | N
165 | ADDITIONAL CARRIZO AQUIFER DEVELOPMENT (INCLUDES OVERDRAFTING) | Additional Carrizo Aquifer development (includes overdrafting) | G | 5 | EXISTING SOURCE OR EXPANDED USE OF AN EXISTING SOURCE (SURFACE WATER OR GROUNDWATER) | 6 | GROUNDWATER | 6 | OTHER INFRASTRUCTURE |  | 960 | 1357 | CARRIZO-WILCOX AQUIFER | G | 166 | MILAM | 12 | BRAZOS | 1 | GROUNDWATER | 1 | NO WATER QUALITY IMPROVEMENTS |  | 2046 | 1 | Additional Carrizo Aquifer development (includes overdrafting) | 2453 | STEAM ELECTRIC POWER, MILAM | G | WUG | STEAM ELECTRIC | 1002 | N/A |  | N | 2050 | 2050 | 0 | 0 | 0 | 0 | 365000 | 365000 | 3160000 | 20 | 2453 | STEAM ELECTRIC POWER, MILAM | G | WUG | STEAM ELECTRIC | 1002 | N/A | G | 166 | MILAM | 0 | 0 | 0 | 0 | 1613 | 1613 | N
570 | ADDITIONAL DRY YEAR SUPPLY | Additional dry year supply | C | 5 | EXISTING SOURCE OR EXPANDED USE OF AN EXISTING SOURCE (SURFACE WATER OR GROUNDWATER) | 5 | OTHER SURFACE WATER | 1 | NO INFRASTRUCTURE |  | 1409 | 163 | RAY HUBBARD LAKE/RESERVOIR | C | 999 | RESERVOIR | 8 | TRINITY | 0 | SURFACE WATER | 1 | NO WATER QUALITY IMPROVEMENTS |  | 4736 | 1 | Additional dry year supply | 36 | DALLAS | C | BOTH | MUNICIPAL | 151 | CITY |  | N | 2010 | 2010 | 0 | 0 | 0 | 0 | 0 | 0 | 1750000 | 30 | 166 | ADDISON | C | WUG | MUNICIPAL | 673 | CITY | C | 57 | DALLAS | 224 | 0 | 0 | 0 | 0 | 0 | N
570 | ADDITIONAL DRY YEAR SUPPLY | Additional dry year supply | C | 5 | EXISTING SOURCE OR EXPANDED USE OF AN EXISTING SOURCE (SURFACE WATER OR GROUNDWATER) | 5 | OTHER SURFACE WATER | 1 | NO INFRASTRUCTURE |  | 1409 | 163 | RAY HUBBARD LAKE/RESERVOIR | C | 999 | RESERVOIR | 8 | TRINITY | 0 | SURFACE WATER | 1 | NO WATER QUALITY IMPROVEMENTS |  | 4736 | 1 | Additional dry year supply | 36 | DALLAS | C | BOTH | MUNICIPAL | 151 | CITY |  | N | 2010 | 2010 | 0 | 0 | 0 | 0 | 0 | 0 | 1750000 | 30 | 213 | BALCH SPRINGS | C | WUG | MUNICIPAL | 33 | CITY | C | 57 | DALLAS | 92 | 0 | 0 | 0 | 0 | 0 | N
570 | ADDITIONAL DRY YEAR SUPPLY | Additional dry year supply | C | 5 | EXISTING SOURCE OR EXPANDED USE OF AN EXISTING SOURCE (SURFACE WATER OR GROUNDWATER) | 5 | OTHER SURFACE WATER | 1 | NO INFRASTRUCTURE |  | 1409 | 163 | RAY HUBBARD LAKE/RESERVOIR | C | 999 | RESERVOIR | 8 | TRINITY | 0 | SURFACE WATER | 1 | NO WATER QUALITY IMPROVEMENTS |  | 4736 | 1 | Additional dry year supply | 36 | DALLAS | C | BOTH | MUNICIPAL | 151 | CITY |  | N | 2010 | 2010 | 0 | 0 | 0 | 0 | 0 | 0 | 1750000 | 30 | 332 | CARROLLTON | C | WUG | MUNICIPAL | 98 | CITY | C | 57 | DALLAS | 216 | 0 | 0 | 0 | 0 | 0 | N
570 | ADDITIONAL DRY YEAR SUPPLY | Additional dry year supply | C | 5 | EXISTING SOURCE OR EXPANDED USE OF AN EXISTING SOURCE (SURFACE WATER OR GROUNDWATER) | 5 | OTHER SURFACE WATER | 1 | NO INFRASTRUCTURE |  | 1409 | 163 | RAY HUBBARD LAKE/RESERVOIR | C | 999 | RESERVOIR | 8 | TRINITY | 0 | SURFACE WATER | 1 | NO WATER QUALITY IMPROVEMENTS |  | 4736 | 1 | Additional dry year supply | 36 | DALLAS | C | BOTH | MUNICIPAL | 151 | CITY |  | N | 2010 | 2010 | 0 | 0 | 0 | 0 | 0 | 0 | 1750000 | 30 | 332 | CARROLLTON | C | WUG | MUNICIPAL | 98 | CITY | C | 61 | DENTON | 301 | 0 | 0 | 0 | 0 | 0 | N
570 | ADDITIONAL DRY YEAR SUPPLY | Additional dry year supply | C | 5 | EXISTING SOURCE OR EXPANDED USE OF AN EXISTING SOURCE (SURFACE WATER OR GROUNDWATER) | 5 | OTHER SURFACE WATER | 1 | NO INFRASTRUCTURE |  | 1409 | 163 | RAY HUBBARD LAKE/RESERVOIR | C | 999 | RESERVOIR | 8 | TRINITY | 0 | SURFACE WATER | 1 | NO WATER QUALITY IMPROVEMENTS |  | 4736 | 1 | Additional dry year supply | 36 | DALLAS | C | BOTH | MUNICIPAL | 151 | CITY |  | N | 2010 | 2010 | 0 | 0 | 0 | 0 | 0 | 0 | 1750000 | 30 | 24 | CEDAR HILL | C | WUG | MUNICIPAL | 102 | CITY | C | 57 | DALLAS | 205 | 0 | 0 | 0 | 0 | 0 | N
570 | ADDITIONAL DRY YEAR SUPPLY | Additional dry year supply | C | 5 | EXISTING SOURCE OR EXPANDED USE OF AN EXISTING SOURCE (SURFACE WATER OR GROUNDWATER) | 5 | OTHER SURFACE WATER | 1 | NO INFRASTRUCTURE |  | 1409 | 163 | RAY HUBBARD LAKE/RESERVOIR | C | 999 | RESERVOIR | 8 | TRINITY | 0 | SURFACE WATER | 1 | NO WATER QUALITY IMPROVEMENTS |  | 4736 | 1 | Additional dry year supply | 36 | DALLAS | C | BOTH | MUNICIPAL | 151 | CITY |  | N | 2010 | 2010 | 0 | 0 | 0 | 0 | 0 | 0 | 1750000 | 30 | 376 | COCKRELL HILL | C | WUG | MUNICIPAL | 121 | CITY | C | 57 | DALLAS | 24 | 0 | 0 | 0 | 0 | 0 | N
570 | ADDITIONAL DRY YEAR SUPPLY | Additional dry year supply | C | 5 | EXISTING SOURCE OR EXPANDED USE OF AN EXISTING SOURCE (SURFACE WATER OR GROUNDWATER) | 5 | OTHER SURFACE WATER | 1 | NO INFRASTRUCTURE |  | 1409 | 163 | RAY HUBBARD LAKE/RESERVOIR | C | 999 | RESERVOIR | 8 | TRINITY | 0 | SURFACE WATER | 1 | NO WATER QUALITY IMPROVEMENTS |  | 4736 | 1 | Additional dry year supply | 36 | DALLAS | C | BOTH | MUNICIPAL | 151 | CITY |  | N | 2010 | 2010 | 0 | 0 | 0 | 0 | 0 | 0 | 1750000 | 30 | 389 | COMBINE | C | WUG | MUNICIPAL | 766 | CITY | C | 57 | DALLAS | 4 | 0 | 0 | 0 | 0 | 0 | N
570 | ADDITIONAL DRY YEAR SUPPLY | Additional dry year supply | C | 5 | EXISTING SOURCE OR EXPANDED USE OF AN EXISTING SOURCE (SURFACE WATER OR GROUNDWATER) | 5 | OTHER SURFACE WATER | 1 | NO INFRASTRUCTURE |  | 1409 | 163 | RAY HUBBARD LAKE/RESERVOIR | C | 999 | RESERVOIR | 8 | TRINITY | 0 | SURFACE WATER | 1 | NO WATER QUALITY IMPROVEMENTS |  | 4736 | 1 | Additional dry year supply | 36 | DALLAS | C | BOTH | MUNICIPAL | 151 | CITY |  | N | 2010 | 2010 | 0 | 0 | 0 | 0 | 0 | 0 | 1750000 | 30 | 389 | COMBINE | C | WUG | MUNICIPAL | 766 | CITY | C | 129 | KAUFMAN | 6 | 0 | 0 | 0 | 0 | 0 | N
570 | ADDITIONAL DRY YEAR SUPPLY | Additional dry year supply | C | 5 | EXISTING SOURCE OR EXPANDED USE OF AN EXISTING SOURCE (SURFACE WATER OR GROUNDWATER) | 5 | OTHER SURFACE WATER | 1 | NO INFRASTRUCTURE |  | 1409 | 163 | RAY HUBBARD LAKE/RESERVOIR | C | 999 | RESERVOIR | 8 | TRINITY | 0 | SURFACE WATER | 1 | NO WATER QUALITY IMPROVEMENTS |  | 4736 | 1 | Additional dry year supply | 36 | DALLAS | C | BOTH | MUNICIPAL | 151 | CITY |  | N | 2010 | 2010 | 0 | 0 | 0 | 0 | 0 | 0 | 1750000 | 30 | 390 | COMBINE WSC | C | WUG | MUNICIPAL | 4066 | UTILITY | C | 57 | DALLAS | 5 | 0 | 0 | 0 | 0 | 0 | N
570 | ADDITIONAL DRY YEAR SUPPLY | Additional dry year supply | C | 5 | EXISTING SOURCE OR EXPANDED USE OF AN EXISTING SOURCE (SURFACE WATER OR GROUNDWATER) | 5 | OTHER SURFACE WATER | 1 | NO INFRASTRUCTURE |  | 1409 | 163 | RAY HUBBARD LAKE/RESERVOIR | C | 999 | RESERVOIR | 8 | TRINITY | 0 | SURFACE WATER | 1 | NO WATER QUALITY IMPROVEMENTS |  | 4736 | 1 | Additional dry year supply | 36 | DALLAS | C | BOTH | MUNICIPAL | 151 | CITY |  | N | 2010 | 2010 | 0 | 0 | 0 | 0 | 0 | 0 | 1750000 | 30 | 390 | COMBINE WSC | C | WUG | MUNICIPAL | 4066 | UTILITY | C | 129 | KAUFMAN | 10 | 0 | 0 | 0 | 0 | 0 | N
570 | ADDITIONAL DRY YEAR SUPPLY | Additional dry year supply | C | 5 | EXISTING SOURCE OR EXPANDED USE OF AN EXISTING SOURCE (SURFACE WATER OR GROUNDWATER) | 5 | OTHER SURFACE WATER | 1 | NO INFRASTRUCTURE |  | 1409 | 163 | RAY HUBBARD LAKE/RESERVOIR | C | 999 | RESERVOIR | 8 | TRINITY | 0 | SURFACE WATER | 1 | NO WATER QUALITY IMPROVEMENTS |  | 4736 | 1 | Additional dry year supply | 36 | DALLAS | C | BOTH | MUNICIPAL | 151 | CITY |  | N | 2010 | 2010 | 0 | 0 | 0 | 0 | 0 | 0 | 1750000 | 30 | 403 | COPPELL | C | WUG | MUNICIPAL | 133 | CITY | C | 57 | DALLAS | 205 | 0 | 0 | 0 | 0 | 0 | N
570 | ADDITIONAL DRY YEAR SUPPLY | Additional dry year supply | C | 5 | EXISTING SOURCE OR EXPANDED USE OF AN EXISTING SOURCE (SURFACE WATER OR GROUNDWATER) | 5 | OTHER SURFACE WATER | 1 | NO INFRASTRUCTURE |  | 1409 | 163 | RAY HUBBARD LAKE/RESERVOIR | C | 999 | RESERVOIR | 8 | TRINITY | 0 | SURFACE WATER | 1 | NO WATER QUALITY IMPROVEMENTS |  | 4736 | 1 | Additional dry year supply | 36 | DALLAS | C | BOTH | MUNICIPAL | 151 | CITY |  | N | 2010 | 2010 | 0 | 0 | 0 | 0 | 0 | 0 | 1750000 | 30 | 403 | COPPELL | C | WUG | MUNICIPAL | 133 | CITY | C | 61 | DENTON | 2 | 0 | 0 | 0 | 0 | 0 | N
570 | ADDITIONAL DRY YEAR SUPPLY | Additional dry year supply | C | 5 | EXISTING SOURCE OR EXPANDED USE OF AN EXISTING SOURCE (SURFACE WATER OR GROUNDWATER) | 5 | OTHER SURFACE WATER | 1 | NO INFRASTRUCTURE |  | 1409 | 163 | RAY HUBBARD LAKE/RESERVOIR | C | 999 | RESERVOIR | 8 | TRINITY | 0 | SURFACE WATER | 1 | NO WATER QUALITY IMPROVEMENTS |  | 4736 | 1 | Additional dry year supply | 36 | DALLAS | C | BOTH | MUNICIPAL | 151 | CITY |  | N | 2010 | 2010 | 0 | 0 | 0 | 0 | 0 | 0 | 1750000 | 30 | 468 | COUNTY-OTHER, DALLAS | C | WUG | MUNICIPAL | 757 | COUNTY-OTHER | C | 57 | DALLAS | 4 | 0 | 0 | 0 | 0 | 0 | N
570 | ADDITIONAL DRY YEAR SUPPLY | Additional dry year supply | C | 5 | EXISTING SOURCE OR EXPANDED USE OF AN EXISTING SOURCE (SURFACE WATER OR GROUNDWATER) | 5 | OTHER SURFACE WATER | 1 | NO INFRASTRUCTURE |  | 1409 | 163 | RAY HUBBARD LAKE/RESERVOIR | C | 999 | RESERVOIR | 8 | TRINITY | 0 | SURFACE WATER | 1 | NO WATER QUALITY IMPROVEMENTS |  | 4736 | 1 | Additional dry year supply | 36 | DALLAS | C | BOTH | MUNICIPAL | 151 | CITY |  | N | 2010 | 2010 | 0 | 0 | 0 | 0 | 0 | 0 | 1750000 | 30 | 36 | DALLAS | C | BOTH | MUNICIPAL | 151 | CITY | C | 43 | COLLIN | 281 | 0 | 0 | 0 | 0 | 0 | N
570 | ADDITIONAL DRY YEAR SUPPLY | Additional dry year supply | C | 5 | EXISTING SOURCE OR EXPANDED USE OF AN EXISTING SOURCE (SURFACE WATER OR GROUNDWATER) | 5 | OTHER SURFACE WATER | 1 | NO INFRASTRUCTURE |  | 1409 | 163 | RAY HUBBARD LAKE/RESERVOIR | C | 999 | RESERVOIR | 8 | TRINITY | 0 | SURFACE WATER | 1 | NO WATER QUALITY IMPROVEMENTS |  | 4736 | 1 | Additional dry year supply | 36 | DALLAS | C | BOTH | MUNICIPAL | 151 | CITY |  | N | 2010 | 2010 | 0 | 0 | 0 | 0 | 0 | 0 | 1750000 | 30 | 36 | DALLAS | C | BOTH | MUNICIPAL | 151 | CITY | C | 57 | DALLAS | 6517 | 0 | 0 | 0 | 0 | 0 | N
570 | ADDITIONAL DRY YEAR SUPPLY | Additional dry year supply | C | 5 | EXISTING SOURCE OR EXPANDED USE OF AN EXISTING SOURCE (SURFACE WATER OR GROUNDWATER) | 5 | OTHER SURFACE WATER | 1 | NO INFRASTRUCTURE |  | 1409 | 163 | RAY HUBBARD LAKE/RESERVOIR | C | 999 | RESERVOIR | 8 | TRINITY | 0 | SURFACE WATER | 1 | NO WATER QUALITY IMPROVEMENTS |  | 4736 | 1 | Additional dry year supply | 36 | DALLAS | C | BOTH | MUNICIPAL | 151 | CITY |  | N | 2010 | 2010 | 0 | 0 | 0 | 0 | 0 | 0 | 1750000 | 30 | 36 | DALLAS | C | BOTH | MUNICIPAL | 151 | CITY | C | 61 | DENTON | 131 | 0 | 0 | 0 | 0 | 0 | N
570 | ADDITIONAL DRY YEAR SUPPLY | Additional dry year supply | C | 5 | EXISTING SOURCE OR EXPANDED USE OF AN EXISTING SOURCE (SURFACE WATER OR GROUNDWATER) | 5 | OTHER SURFACE WATER | 1 | NO INFRASTRUCTURE |  | 1409 | 163 | RAY HUBBARD LAKE/RESERVOIR | C | 999 | RESERVOIR | 8 | TRINITY | 0 | SURFACE WATER | 1 | NO WATER QUALITY IMPROVEMENTS |  | 4736 | 1 | Additional dry year supply | 36 | DALLAS | C | BOTH | MUNICIPAL | 151 | CITY |  | N | 2010 | 2010 | 0 | 0 | 0 | 0 | 0 | 0 | 1750000 | 30 | 701 | DE SOTO | C | WUG | MUNICIPAL | 161 | CITY | C | 57 | DALLAS | 256 | 0 | 0 | 0 | 0 | 0 | N
570 | ADDITIONAL DRY YEAR SUPPLY | Additional dry year supply | C | 5 | EXISTING SOURCE OR EXPANDED USE OF AN EXISTING SOURCE (SURFACE WATER OR GROUNDWATER) | 5 | OTHER SURFACE WATER | 1 | NO INFRASTRUCTURE |  | 1409 | 163 | RAY HUBBARD LAKE/RESERVOIR | C | 999 | RESERVOIR | 8 | TRINITY | 0 | SURFACE WATER | 1 | NO WATER QUALITY IMPROVEMENTS |  | 4736 | 1 | Additional dry year supply | 36 | DALLAS | C | BOTH | MUNICIPAL | 151 | CITY |  | N | 2010 | 2010 | 0 | 0 | 0 | 0 | 0 | 0 | 1750000 | 30 | 724 | DUNCANVILLE | C | WUG | MUNICIPAL | 171 | CITY | C | 57 | DALLAS | 123 | 0 | 0 | 0 | 0 | 0 | N
570 | ADDITIONAL DRY YEAR SUPPLY | Additional dry year supply | C | 5 | EXISTING SOURCE OR EXPANDED USE OF AN EXISTING SOURCE (SURFACE WATER OR GROUNDWATER) | 5 | OTHER SURFACE WATER | 1 | NO INFRASTRUCTURE |  | 1409 | 163 | RAY HUBBARD LAKE/RESERVOIR | C | 999 | RESERVOIR | 8 | TRINITY | 0 | SURFACE WATER | 1 | NO WATER QUALITY IMPROVEMENTS |  | 4736 | 1 | Additional dry year supply | 36 | DALLAS | C | BOTH | MUNICIPAL | 151 | CITY |  | N | 2010 | 2010 | 0 | 0 | 0 | 0 | 0 | 0 | 1750000 | 30 | 773 | FARMERS BRANCH | C | WUG | MUNICIPAL | 198 | CITY | C | 57 | DALLAS | 204 | 0 | 0 | 0 | 0 | 0 | N
570 | ADDITIONAL DRY YEAR SUPPLY | Additional dry year supply | C | 5 | EXISTING SOURCE OR EXPANDED USE OF AN EXISTING SOURCE (SURFACE WATER OR GROUNDWATER) | 5 | OTHER SURFACE WATER | 1 | NO INFRASTRUCTURE |  | 1409 | 163 | RAY HUBBARD LAKE/RESERVOIR | C | 999 | RESERVOIR | 8 | TRINITY | 0 | SURFACE WATER | 1 | NO WATER QUALITY IMPROVEMENTS |  | 4736 | 1 | Additional dry year supply | 36 | DALLAS | C | BOTH | MUNICIPAL | 151 | CITY |  | N | 2010 | 2010 | 0 | 0 | 0 | 0 | 0 | 0 | 1750000 | 30 | 785 | FLOWER MOUND | C | WUG | MUNICIPAL | 204 | CITY | C | 61 | DENTON | 134 | 0 | 0 | 0 | 0 | 0 | N
570 | ADDITIONAL DRY YEAR SUPPLY | Additional dry year supply | C | 5 | EXISTING SOURCE OR EXPANDED USE OF AN EXISTING SOURCE (SURFACE WATER OR GROUNDWATER) | 5 | OTHER SURFACE WATER | 1 | NO INFRASTRUCTURE |  | 1409 | 163 | RAY HUBBARD LAKE/RESERVOIR | C | 999 | RESERVOIR | 8 | TRINITY | 0 | SURFACE WATER | 1 | NO WATER QUALITY IMPROVEMENTS |  | 4736 | 1 | Additional dry year supply | 36 | DALLAS | C | BOTH | MUNICIPAL | 151 | CITY |  | N | 2010 | 2010 | 0 | 0 | 0 | 0 | 0 | 0 | 1750000 | 30 | 841 | GLENN HEIGHTS | C | WUG | MUNICIPAL | 697 | CITY | C | 57 | DALLAS | 34 | 0 | 0 | 0 | 0 | 0 | N
570 | ADDITIONAL DRY YEAR SUPPLY | Additional dry year supply | C | 5 | EXISTING SOURCE OR EXPANDED USE OF AN EXISTING SOURCE (SURFACE WATER OR GROUNDWATER) | 5 | OTHER SURFACE WATER | 1 | NO INFRASTRUCTURE |  | 1409 | 163 | RAY HUBBARD LAKE/RESERVOIR | C | 999 | RESERVOIR | 8 | TRINITY | 0 | SURFACE WATER | 1 | NO WATER QUALITY IMPROVEMENTS |  | 4736 | 1 | Additional dry year supply | 36 | DALLAS | C | BOTH | MUNICIPAL | 151 | CITY |  | N | 2010 | 2010 | 0 | 0 | 0 | 0 | 0 | 0 | 1750000 | 30 | 841 | GLENN HEIGHTS | C | WUG | MUNICIPAL | 697 | CITY | C | 70 | ELLIS | 12 | 0 | 0 | 0 | 0 | 0 | N
570 | ADDITIONAL DRY YEAR SUPPLY | Additional dry year supply | C | 5 | EXISTING SOURCE OR EXPANDED USE OF AN EXISTING SOURCE (SURFACE WATER OR GROUNDWATER) | 5 | OTHER SURFACE WATER | 1 | NO INFRASTRUCTURE |  | 1409 | 163 | RAY HUBBARD LAKE/RESERVOIR | C | 999 | RESERVOIR | 8 | TRINITY | 0 | SURFACE WATER | 1 | NO WATER QUALITY IMPROVEMENTS |  | 4736 | 1 | Additional dry year supply | 36 | DALLAS | C | BOTH | MUNICIPAL | 151 | CITY |  | N | 2010 | 2010 | 0 | 0 | 0 | 0 | 0 | 0 | 1750000 | 30 | 853 | GRAND PRAIRIE | C | BOTH | MUNICIPAL | 245 | CITY | C | 57 | DALLAS | 293 | 0 | 0 | 0 | 0 | 0 | N
570 | ADDITIONAL DRY YEAR SUPPLY | Additional dry year supply | C | 5 | EXISTING SOURCE OR EXPANDED USE OF AN EXISTING SOURCE (SURFACE WATER OR GROUNDWATER) | 5 | OTHER SURFACE WATER | 1 | NO INFRASTRUCTURE |  | 1409 | 163 | RAY HUBBARD LAKE/RESERVOIR | C | 999 | RESERVOIR | 8 | TRINITY | 0 | SURFACE WATER | 1 | NO WATER QUALITY IMPROVEMENTS |  | 4736 | 1 | Additional dry year supply | 36 | DALLAS | C | BOTH | MUNICIPAL | 151 | CITY |  | N | 2010 | 2010 | 0 | 0 | 0 | 0 | 0 | 0 | 1750000 | 30 | 853 | GRAND PRAIRIE | C | BOTH | MUNICIPAL | 245 | CITY | C | 70 | ELLIS | 6 | 0 | 0 | 0 | 0 | 0 | N
570 | ADDITIONAL DRY YEAR SUPPLY | Additional dry year supply | C | 5 | EXISTING SOURCE OR EXPANDED USE OF AN EXISTING SOURCE (SURFACE WATER OR GROUNDWATER) | 5 | OTHER SURFACE WATER | 1 | NO INFRASTRUCTURE |  | 1409 | 163 | RAY HUBBARD LAKE/RESERVOIR | C | 999 | RESERVOIR | 8 | TRINITY | 0 | SURFACE WATER | 1 | NO WATER QUALITY IMPROVEMENTS |  | 4736 | 1 | Additional dry year supply | 36 | DALLAS | C | BOTH | MUNICIPAL | 151 | CITY |  | N | 2010 | 2010 | 0 | 0 | 0 | 0 | 0 | 0 | 1750000 | 30 | 853 | GRAND PRAIRIE | C | BOTH | MUNICIPAL | 245 | CITY | C | 220 | TARRANT | 65 | 0 | 0 | 0 | 0 | 0 | N
570 | ADDITIONAL DRY YEAR SUPPLY | Additional dry year supply | C | 5 | EXISTING SOURCE OR EXPANDED USE OF AN EXISTING SOURCE (SURFACE WATER OR GROUNDWATER) | 5 | OTHER SURFACE WATER | 1 | NO INFRASTRUCTURE |  | 1409 | 163 | RAY HUBBARD LAKE/RESERVOIR | C | 999 | RESERVOIR | 8 | TRINITY | 0 | SURFACE WATER | 1 | NO WATER QUALITY IMPROVEMENTS |  | 4736 | 1 | Additional dry year supply | 36 | DALLAS | C | BOTH | MUNICIPAL | 151 | CITY |  | N | 2010 | 2010 | 0 | 0 | 0 | 0 | 0 | 0 | 1750000 | 30 | 927 | HEBRON | C | WUG | MUNICIPAL | 776 | CITY | C | 61 | DENTON | 5 | 0 | 0 | 0 | 0 | 0 | N
570 | ADDITIONAL DRY YEAR SUPPLY | Additional dry year supply | C | 5 | EXISTING SOURCE OR EXPANDED USE OF AN EXISTING SOURCE (SURFACE WATER OR GROUNDWATER) | 5 | OTHER SURFACE WATER | 1 | NO INFRASTRUCTURE |  | 1409 | 163 | RAY HUBBARD LAKE/RESERVOIR | C | 999 | RESERVOIR | 8 | TRINITY | 0 | SURFACE WATER | 1 | NO WATER QUALITY IMPROVEMENTS |  | 4736 | 1 | Additional dry year supply | 36 | DALLAS | C | BOTH | MUNICIPAL | 151 | CITY |  | N | 2010 | 2010 | 0 | 0 | 0 | 0 | 0 | 0 | 1750000 | 30 | 970 | HUTCHINS | C | WUG | MUNICIPAL | 294 | CITY | C | 57 | DALLAS | 22 | 0 | 0 | 0 | 0 | 0 | N
570 | ADDITIONAL DRY YEAR SUPPLY | Additional dry year supply | C | 5 | EXISTING SOURCE OR EXPANDED USE OF AN EXISTING SOURCE (SURFACE WATER OR GROUNDWATER) | 5 | OTHER SURFACE WATER | 1 | NO INFRASTRUCTURE |  | 1409 | 163 | RAY HUBBARD LAKE/RESERVOIR | C | 999 | RESERVOIR | 8 | TRINITY | 0 | SURFACE WATER | 1 | NO WATER QUALITY IMPROVEMENTS |  | 4736 | 1 | Additional dry year supply | 36 | DALLAS | C | BOTH | MUNICIPAL | 151 | CITY |  | N | 2010 | 2010 | 0 | 0 | 0 | 0 | 0 | 0 | 1750000 | 30 | 1033 | IRRIGATION, DALLAS | C | WUG | IRRIGATION | 1004 | N/A | C | 57 | DALLAS | 344 | 0 | 0 | 0 | 0 | 0 | N
570 | ADDITIONAL DRY YEAR SUPPLY | Additional dry year supply | C | 5 | EXISTING SOURCE OR EXPANDED USE OF AN EXISTING SOURCE (SURFACE WATER OR GROUNDWATER) | 5 | OTHER SURFACE WATER | 1 | NO INFRASTRUCTURE |  | 1409 | 163 | RAY HUBBARD LAKE/RESERVOIR | C | 999 | RESERVOIR | 8 | TRINITY | 0 | SURFACE WATER | 1 | NO WATER QUALITY IMPROVEMENTS |  | 4736 | 1 | Additional dry year supply | 36 | DALLAS | C | BOTH | MUNICIPAL | 151 | CITY |  | N | 2010 | 2010 | 0 | 0 | 0 | 0 | 0 | 0 | 1750000 | 30 | 1037 | IRRIGATION, DENTON | C | WUG | IRRIGATION | 1004 | N/A | C | 61 | DENTON | 97 | 0 | 0 | 0 | 0 | 0 | N
570 | ADDITIONAL DRY YEAR SUPPLY | Additional dry year supply | C | 5 | EXISTING SOURCE OR EXPANDED USE OF AN EXISTING SOURCE (SURFACE WATER OR GROUNDWATER) | 5 | OTHER SURFACE WATER | 1 | NO INFRASTRUCTURE |  | 1409 | 163 | RAY HUBBARD LAKE/RESERVOIR | C | 999 | RESERVOIR | 8 | TRINITY | 0 | SURFACE WATER | 1 | NO WATER QUALITY IMPROVEMENTS |  | 4736 | 1 | Additional dry year supply | 36 | DALLAS | C | BOTH | MUNICIPAL | 151 | CITY |  | N | 2010 | 2010 | 0 | 0 | 0 | 0 | 0 | 0 | 1750000 | 30 | 1165 | IRRIGATION, ROCKWALL | C | WUG | IRRIGATION | 1004 | N/A | C | 199 | ROCKWALL | 11 | 0 | 0 | 0 | 0 | 0 | N
570 | ADDITIONAL DRY YEAR SUPPLY | Additional dry year supply | C | 5 | EXISTING SOURCE OR EXPANDED USE OF AN EXISTING SOURCE (SURFACE WATER OR GROUNDWATER) | 5 | OTHER SURFACE WATER | 1 | NO INFRASTRUCTURE |  | 1409 | 163 | RAY HUBBARD LAKE/RESERVOIR | C | 999 | RESERVOIR | 8 | TRINITY | 0 | SURFACE WATER | 1 | NO WATER QUALITY IMPROVEMENTS |  | 4736 | 1 | Additional dry year supply | 36 | DALLAS | C | BOTH | MUNICIPAL | 151 | CITY |  | N | 2010 | 2010 | 0 | 0 | 0 | 0 | 0 | 0 | 1750000 | 30 | 1219 | IRVING | C | WUG | MUNICIPAL | 298 | CITY | C | 57 | DALLAS | 634 | 0 | 0 | 0 | 0 | 0 | N
570 | ADDITIONAL DRY YEAR SUPPLY | Additional dry year supply | C | 5 | EXISTING SOURCE OR EXPANDED USE OF AN EXISTING SOURCE (SURFACE WATER OR GROUNDWATER) | 5 | OTHER SURFACE WATER | 1 | NO INFRASTRUCTURE |  | 1409 | 163 | RAY HUBBARD LAKE/RESERVOIR | C | 999 | RESERVOIR | 8 | TRINITY | 0 | SURFACE WATER | 1 | NO WATER QUALITY IMPROVEMENTS |  | 4736 | 1 | Additional dry year supply | 36 | DALLAS | C | BOTH | MUNICIPAL | 151 | CITY |  | N | 2010 | 2010 | 0 | 0 | 0 | 0 | 0 | 0 | 1750000 | 30 | 1305 | LANCASTER | C | WUG | MUNICIPAL | 345 | CITY | C | 57 | DALLAS | 195 | 0 | 0 | 0 | 0 | 0 | N
570 | ADDITIONAL DRY YEAR SUPPLY | Additional dry year supply | C | 5 | EXISTING SOURCE OR EXPANDED USE OF AN EXISTING SOURCE (SURFACE WATER OR GROUNDWATER) | 5 | OTHER SURFACE WATER | 1 | NO INFRASTRUCTURE |  | 1409 | 163 | RAY HUBBARD LAKE/RESERVOIR | C | 999 | RESERVOIR | 8 | TRINITY | 0 | SURFACE WATER | 1 | NO WATER QUALITY IMPROVEMENTS |  | 4736 | 1 | Additional dry year supply | 36 | DALLAS | C | BOTH | MUNICIPAL | 151 | CITY |  | N | 2010 | 2010 | 0 | 0 | 0 | 0 | 0 | 0 | 1750000 | 30 | 1317 | LEWISVILLE | C | WUG | MUNICIPAL | 355 | CITY | C | 61 | DENTON | 320 | 0 | 0 | 0 | 0 | 0 | N
570 | ADDITIONAL DRY YEAR SUPPLY | Additional dry year supply | C | 5 | EXISTING SOURCE OR EXPANDED USE OF AN EXISTING SOURCE (SURFACE WATER OR GROUNDWATER) | 5 | OTHER SURFACE WATER | 1 | NO INFRASTRUCTURE |  | 1409 | 163 | RAY HUBBARD LAKE/RESERVOIR | C | 999 | RESERVOIR | 8 | TRINITY | 0 | SURFACE WATER | 1 | NO WATER QUALITY IMPROVEMENTS |  | 4736 | 1 | Additional dry year supply | 36 | DALLAS | C | BOTH | MUNICIPAL | 151 | CITY |  | N | 2010 | 2010 | 0 | 0 | 0 | 0 | 0 | 0 | 1750000 | 30 | 1657 | MANUFACTURING, DALLAS | C | WUG | MANUFACTURING | 1001 | N/A | C | 57 | DALLAS | 1001 | 0 | 0 | 0 | 0 | 0 | N
570 | ADDITIONAL DRY YEAR SUPPLY | Additional dry year supply | C | 5 | EXISTING SOURCE OR EXPANDED USE OF AN EXISTING SOURCE (SURFACE WATER OR GROUNDWATER) | 5 | OTHER SURFACE WATER | 1 | NO INFRASTRUCTURE |  | 1409 | 163 | RAY HUBBARD LAKE/RESERVOIR | C | 999 | RESERVOIR | 8 | TRINITY | 0 | SURFACE WATER | 1 | NO WATER QUALITY IMPROVEMENTS |  | 4736 | 1 | Additional dry year supply | 36 | DALLAS | C | BOTH | MUNICIPAL | 151 | CITY |  | N | 2010 | 2010 | 0 | 0 | 0 | 0 | 0 | 0 | 1750000 | 30 | 1660 | MANUFACTURING, DENTON | C | WUG | MANUFACTURING | 1001 | N/A | C | 61 | DENTON | 18 | 0 | 0 | 0 | 0 | 0 | N
570 | ADDITIONAL DRY YEAR SUPPLY | Additional dry year supply | C | 5 | EXISTING SOURCE OR EXPANDED USE OF AN EXISTING SOURCE (SURFACE WATER OR GROUNDWATER) | 5 | OTHER SURFACE WATER | 1 | NO INFRASTRUCTURE |  | 1409 | 163 | RAY HUBBARD LAKE/RESERVOIR | C | 999 | RESERVOIR | 8 | TRINITY | 0 | SURFACE WATER | 1 | NO WATER QUALITY IMPROVEMENTS |  | 4736 | 1 | Additional dry year supply | 36 | DALLAS | C | BOTH | MUNICIPAL | 151 | CITY |  | N | 2010 | 2010 | 0 | 0 | 0 | 0 | 0 | 0 | 1750000 | 30 | 1893 | MINING, DALLAS | C | WUG | MINING | 1003 | N/A | C | 57 | DALLAS | 12 | 0 | 0 | 0 | 0 | 0 | N
570 | ADDITIONAL DRY YEAR SUPPLY | Additional dry year supply | C | 5 | EXISTING SOURCE OR EXPANDED USE OF AN EXISTING SOURCE (SURFACE WATER OR GROUNDWATER) | 5 | OTHER SURFACE WATER | 1 | NO INFRASTRUCTURE |  | 1409 | 163 | RAY HUBBARD LAKE/RESERVOIR | C | 999 | RESERVOIR | 8 | TRINITY | 0 | SURFACE WATER | 1 | NO WATER QUALITY IMPROVEMENTS |  | 4736 | 1 | Additional dry year supply | 36 | DALLAS | C | BOTH | MUNICIPAL | 151 | CITY |  | N | 2010 | 2010 | 0 | 0 | 0 | 0 | 0 | 0 | 1750000 | 30 | 2147 | OAK LEAF | C | WUG | MUNICIPAL | 929 | CITY | C | 70 | ELLIS | 7 | 0 | 0 | 0 | 0 | 0 | N
570 | ADDITIONAL DRY YEAR SUPPLY | Additional dry year supply | C | 5 | EXISTING SOURCE OR EXPANDED USE OF AN EXISTING SOURCE (SURFACE WATER OR GROUNDWATER) | 5 | OTHER SURFACE WATER | 1 | NO INFRASTRUCTURE |  | 1409 | 163 | RAY HUBBARD LAKE/RESERVOIR | C | 999 | RESERVOIR | 8 | TRINITY | 0 | SURFACE WATER | 1 | NO WATER QUALITY IMPROVEMENTS |  | 4736 | 1 | Additional dry year supply | 36 | DALLAS | C | BOTH | MUNICIPAL | 151 | CITY |  | N | 2010 | 2010 | 0 | 0 | 0 | 0 | 0 | 0 | 1750000 | 30 | 2165 | OVILLA | C | WUG | MUNICIPAL | 729 | CITY | C | 57 | DALLAS | 4 | 0 | 0 | 0 | 0 | 0 | N
570 | ADDITIONAL DRY YEAR SUPPLY | Additional dry year supply | C | 5 | EXISTING SOURCE OR EXPANDED USE OF AN EXISTING SOURCE (SURFACE WATER OR GROUNDWATER) | 5 | OTHER SURFACE WATER | 1 | NO INFRASTRUCTURE |  | 1409 | 163 | RAY HUBBARD LAKE/RESERVOIR | C | 999 | RESERVOIR | 8 | TRINITY | 0 | SURFACE WATER | 1 | NO WATER QUALITY IMPROVEMENTS |  | 4736 | 1 | Additional dry year supply | 36 | DALLAS | C | BOTH | MUNICIPAL | 151 | CITY |  | N | 2010 | 2010 | 0 | 0 | 0 | 0 | 0 | 0 | 1750000 | 30 | 2165 | OVILLA | C | WUG | MUNICIPAL | 729 | CITY | C | 70 | ELLIS | 47 | 0 | 0 | 0 | 0 | 0 | N
570 | ADDITIONAL DRY YEAR SUPPLY | Additional dry year supply | C | 5 | EXISTING SOURCE OR EXPANDED USE OF AN EXISTING SOURCE (SURFACE WATER OR GROUNDWATER) | 5 | OTHER SURFACE WATER | 1 | NO INFRASTRUCTURE |  | 1409 | 163 | RAY HUBBARD LAKE/RESERVOIR | C | 999 | RESERVOIR | 8 | TRINITY | 0 | SURFACE WATER | 1 | NO WATER QUALITY IMPROVEMENTS |  | 4736 | 1 | Additional dry year supply | 36 | DALLAS | C | BOTH | MUNICIPAL | 151 | CITY |  | N | 2010 | 2010 | 0 | 0 | 0 | 0 | 0 | 0 | 1750000 | 30 | 2255 | RED OAK | C | WUG | MUNICIPAL | 737 | CITY | C | 70 | ELLIS | 63 | 0 | 0 | 0 | 0 | 0 | N
570 | ADDITIONAL DRY YEAR SUPPLY | Additional dry year supply | C | 5 | EXISTING SOURCE OR EXPANDED USE OF AN EXISTING SOURCE (SURFACE WATER OR GROUNDWATER) | 5 | OTHER SURFACE WATER | 1 | NO INFRASTRUCTURE |  | 1409 | 163 | RAY HUBBARD LAKE/RESERVOIR | C | 999 | RESERVOIR | 8 | TRINITY | 0 | SURFACE WATER | 1 | NO WATER QUALITY IMPROVEMENTS |  | 4736 | 1 | Additional dry year supply | 36 | DALLAS | C | BOTH | MUNICIPAL | 151 | CITY |  | N | 2010 | 2010 | 0 | 0 | 0 | 0 | 0 | 0 | 1750000 | 30 | 130 | SEAGOVILLE | C | BOTH | MUNICIPAL | 547 | CITY | C | 57 | DALLAS | 54 | 0 | 0 | 0 | 0 | 0 | N
570 | ADDITIONAL DRY YEAR SUPPLY | Additional dry year supply | C | 5 | EXISTING SOURCE OR EXPANDED USE OF AN EXISTING SOURCE (SURFACE WATER OR GROUNDWATER) | 5 | OTHER SURFACE WATER | 1 | NO INFRASTRUCTURE |  | 1409 | 163 | RAY HUBBARD LAKE/RESERVOIR | C | 999 | RESERVOIR | 8 | TRINITY | 0 | SURFACE WATER | 1 | NO WATER QUALITY IMPROVEMENTS |  | 4736 | 1 | Additional dry year supply | 36 | DALLAS | C | BOTH | MUNICIPAL | 151 | CITY |  | N | 2010 | 2010 | 0 | 0 | 0 | 0 | 0 | 0 | 1750000 | 30 | 2415 | STEAM ELECTRIC POWER, DALLAS | C | WUG | STEAM ELECTRIC | 1002 | N/A | C | 57 | DALLAS | 136 | 0 | 0 | 0 | 0 | 0 | N
570 | ADDITIONAL DRY YEAR SUPPLY | Additional dry year supply | C | 5 | EXISTING SOURCE OR EXPANDED USE OF AN EXISTING SOURCE (SURFACE WATER OR GROUNDWATER) | 5 | OTHER SURFACE WATER | 1 | NO INFRASTRUCTURE |  | 1409 | 163 | RAY HUBBARD LAKE/RESERVOIR | C | 999 | RESERVOIR | 8 | TRINITY | 0 | SURFACE WATER | 1 | NO WATER QUALITY IMPROVEMENTS |  | 4736 | 1 | Additional dry year supply | 36 | DALLAS | C | BOTH | MUNICIPAL | 151 | CITY |  | N | 2010 | 2010 | 0 | 0 | 0 | 0 | 0 | 0 | 1750000 | 30 | 2518 | THE COLONY | C | WUG | MUNICIPAL | 752 | CITY | C | 61 | DENTON | 174 | 0 | 0 | 0 | 0 | 0 | N
570 | ADDITIONAL DRY YEAR SUPPLY | Additional dry year supply | C | 5 | EXISTING SOURCE OR EXPANDED USE OF AN EXISTING SOURCE (SURFACE WATER OR GROUNDWATER) | 5 | OTHER SURFACE WATER | 1 | NO INFRASTRUCTURE |  | 1409 | 163 | RAY HUBBARD LAKE/RESERVOIR | C | 999 | RESERVOIR | 8 | TRINITY | 0 | SURFACE WATER | 1 | NO WATER QUALITY IMPROVEMENTS |  | 4736 | 1 | Additional dry year supply | 36 | DALLAS | C | BOTH | MUNICIPAL | 151 | CITY |  | N | 2010 | 2010 | 0 | 0 | 0 | 0 | 0 | 0 | 1750000 | 30 | 2627 | WILMER | C | WUG | MUNICIPAL | 657 | CITY | C | 57 | DALLAS | 1 | 0 | 0 | 0 | 0 | 0 | N
570 | ADDITIONAL DRY YEAR SUPPLY | Additional dry year supply | C | 5 | EXISTING SOURCE OR EXPANDED USE OF AN EXISTING SOURCE (SURFACE WATER OR GROUNDWATER) | 5 | OTHER SURFACE WATER | 1 | NO INFRASTRUCTURE |  | 1410 | 150 | RAY ROBERTS-LEWISVILLE-GRAPEVINE LAKE/RESERVOIR SYSTEM | C | 999 | RESERVOIR | 8 | TRINITY | 0 | SURFACE WATER | 1 | NO WATER QUALITY IMPROVEMENTS |  | 4737 | 1 | Additional dry year supply | 36 | DALLAS | C | BOTH | MUNICIPAL | 151 | CITY |  | N | 2010 | 2010 | 0 | 0 | 0 | 0 | 0 | 0 | 0 | 0 | 166 | ADDISON | C | WUG | MUNICIPAL | 673 | CITY | C | 57 | DALLAS | 224 | 0 | 0 | 0 | 0 | 0 | N
570 | ADDITIONAL DRY YEAR SUPPLY | Additional dry year supply | C | 5 | EXISTING SOURCE OR EXPANDED USE OF AN EXISTING SOURCE (SURFACE WATER OR GROUNDWATER) | 5 | OTHER SURFACE WATER | 1 | NO INFRASTRUCTURE |  | 1410 | 150 | RAY ROBERTS-LEWISVILLE-GRAPEVINE LAKE/RESERVOIR SYSTEM | C | 999 | RESERVOIR | 8 | TRINITY | 0 | SURFACE WATER | 1 | NO WATER QUALITY IMPROVEMENTS |  | 4737 | 1 | Additional dry year supply | 36 | DALLAS | C | BOTH | MUNICIPAL | 151 | CITY |  | N | 2010 | 2010 | 0 | 0 | 0 | 0 | 0 | 0 | 0 | 0 | 213 | BALCH SPRINGS | C | WUG | MUNICIPAL | 33 | CITY | C | 57 | DALLAS | 92 | 0 | 0 | 0 | 0 | 0 | N
570 | ADDITIONAL DRY YEAR SUPPLY | Additional dry year supply | C | 5 | EXISTING SOURCE OR EXPANDED USE OF AN EXISTING SOURCE (SURFACE WATER OR GROUNDWATER) | 5 | OTHER SURFACE WATER | 1 | NO INFRASTRUCTURE |  | 1410 | 150 | RAY ROBERTS-LEWISVILLE-GRAPEVINE LAKE/RESERVOIR SYSTEM | C | 999 | RESERVOIR | 8 | TRINITY | 0 | SURFACE WATER | 1 | NO WATER QUALITY IMPROVEMENTS |  | 4737 | 1 | Additional dry year supply | 36 | DALLAS | C | BOTH | MUNICIPAL | 151 | CITY |  | N | 2010 | 2010 | 0 | 0 | 0 | 0 | 0 | 0 | 0 | 0 | 332 | CARROLLTON | C | WUG | MUNICIPAL | 98 | CITY | C | 57 | DALLAS | 216 | 0 | 0 | 0 | 0 | 0 | N
570 | ADDITIONAL DRY YEAR SUPPLY | Additional dry year supply | C | 5 | EXISTING SOURCE OR EXPANDED USE OF AN EXISTING SOURCE (SURFACE WATER OR GROUNDWATER) | 5 | OTHER SURFACE WATER | 1 | NO INFRASTRUCTURE |  | 1410 | 150 | RAY ROBERTS-LEWISVILLE-GRAPEVINE LAKE/RESERVOIR SYSTEM | C | 999 | RESERVOIR | 8 | TRINITY | 0 | SURFACE WATER | 1 | NO WATER QUALITY IMPROVEMENTS |  | 4737 | 1 | Additional dry year supply | 36 | DALLAS | C | BOTH | MUNICIPAL | 151 | CITY |  | N | 2010 | 2010 | 0 | 0 | 0 | 0 | 0 | 0 | 0 | 0 | 332 | CARROLLTON | C | WUG | MUNICIPAL | 98 | CITY | C | 61 | DENTON | 301 | 0 | 0 | 0 | 0 | 0 | N
570 | ADDITIONAL DRY YEAR SUPPLY | Additional dry year supply | C | 5 | EXISTING SOURCE OR EXPANDED USE OF AN EXISTING SOURCE (SURFACE WATER OR GROUNDWATER) | 5 | OTHER SURFACE WATER | 1 | NO INFRASTRUCTURE |  | 1410 | 150 | RAY ROBERTS-LEWISVILLE-GRAPEVINE LAKE/RESERVOIR SYSTEM | C | 999 | RESERVOIR | 8 | TRINITY | 0 | SURFACE WATER | 1 | NO WATER QUALITY IMPROVEMENTS |  | 4737 | 1 | Additional dry year supply | 36 | DALLAS | C | BOTH | MUNICIPAL | 151 | CITY |  | N | 2010 | 2010 | 0 | 0 | 0 | 0 | 0 | 0 | 0 | 0 | 24 | CEDAR HILL | C | WUG | MUNICIPAL | 102 | CITY | C | 57 | DALLAS | 205 | 0 | 0 | 0 | 0 | 0 | N
570 | ADDITIONAL DRY YEAR SUPPLY | Additional dry year supply | C | 5 | EXISTING SOURCE OR EXPANDED USE OF AN EXISTING SOURCE (SURFACE WATER OR GROUNDWATER) | 5 | OTHER SURFACE WATER | 1 | NO INFRASTRUCTURE |  | 1410 | 150 | RAY ROBERTS-LEWISVILLE-GRAPEVINE LAKE/RESERVOIR SYSTEM | C | 999 | RESERVOIR | 8 | TRINITY | 0 | SURFACE WATER | 1 | NO WATER QUALITY IMPROVEMENTS |  | 4737 | 1 | Additional dry year supply | 36 | DALLAS | C | BOTH | MUNICIPAL | 151 | CITY |  | N | 2010 | 2010 | 0 | 0 | 0 | 0 | 0 | 0 | 0 | 0 | 376 | COCKRELL HILL | C | WUG | MUNICIPAL | 121 | CITY | C | 57 | DALLAS | 24 | 0 | 0 | 0 | 0 | 0 | N
570 | ADDITIONAL DRY YEAR SUPPLY | Additional dry year supply | C | 5 | EXISTING SOURCE OR EXPANDED USE OF AN EXISTING SOURCE (SURFACE WATER OR GROUNDWATER) | 5 | OTHER SURFACE WATER | 1 | NO INFRASTRUCTURE |  | 1410 | 150 | RAY ROBERTS-LEWISVILLE-GRAPEVINE LAKE/RESERVOIR SYSTEM | C | 999 | RESERVOIR | 8 | TRINITY | 0 | SURFACE WATER | 1 | NO WATER QUALITY IMPROVEMENTS |  | 4737 | 1 | Additional dry year supply | 36 | DALLAS | C | BOTH | MUNICIPAL | 151 | CITY |  | N | 2010 | 2010 | 0 | 0 | 0 | 0 | 0 | 0 | 0 | 0 | 389 | COMBINE | C | WUG | MUNICIPAL | 766 | CITY | C | 57 | DALLAS | 4 | 0 | 0 | 0 | 0 | 0 | N
570 | ADDITIONAL DRY YEAR SUPPLY | Additional dry year supply | C | 5 | EXISTING SOURCE OR EXPANDED USE OF AN EXISTING SOURCE (SURFACE WATER OR GROUNDWATER) | 5 | OTHER SURFACE WATER | 1 | NO INFRASTRUCTURE |  | 1410 | 150 | RAY ROBERTS-LEWISVILLE-GRAPEVINE LAKE/RESERVOIR SYSTEM | C | 999 | RESERVOIR | 8 | TRINITY | 0 | SURFACE WATER | 1 | NO WATER QUALITY IMPROVEMENTS |  | 4737 | 1 | Additional dry year supply | 36 | DALLAS | C | BOTH | MUNICIPAL | 151 | CITY |  | N | 2010 | 2010 | 0 | 0 | 0 | 0 | 0 | 0 | 0 | 0 | 389 | COMBINE | C | WUG | MUNICIPAL | 766 | CITY | C | 129 | KAUFMAN | 6 | 0 | 0 | 0 | 0 | 0 | N
570 | ADDITIONAL DRY YEAR SUPPLY | Additional dry year supply | C | 5 | EXISTING SOURCE OR EXPANDED USE OF AN EXISTING SOURCE (SURFACE WATER OR GROUNDWATER) | 5 | OTHER SURFACE WATER | 1 | NO INFRASTRUCTURE |  | 1410 | 150 | RAY ROBERTS-LEWISVILLE-GRAPEVINE LAKE/RESERVOIR SYSTEM | C | 999 | RESERVOIR | 8 | TRINITY | 0 | SURFACE WATER | 1 | NO WATER QUALITY IMPROVEMENTS |  | 4737 | 1 | Additional dry year supply | 36 | DALLAS | C | BOTH | MUNICIPAL | 151 | CITY |  | N | 2010 | 2010 | 0 | 0 | 0 | 0 | 0 | 0 | 0 | 0 | 390 | COMBINE WSC | C | WUG | MUNICIPAL | 4066 | UTILITY | C | 57 | DALLAS | 5 | 0 | 0 | 0 | 0 | 0 | N
570 | ADDITIONAL DRY YEAR SUPPLY | Additional dry year supply | C | 5 | EXISTING SOURCE OR EXPANDED USE OF AN EXISTING SOURCE (SURFACE WATER OR GROUNDWATER) | 5 | OTHER SURFACE WATER | 1 | NO INFRASTRUCTURE |  | 1410 | 150 | RAY ROBERTS-LEWISVILLE-GRAPEVINE LAKE/RESERVOIR SYSTEM | C | 999 | RESERVOIR | 8 | TRINITY | 0 | SURFACE WATER | 1 | NO WATER QUALITY IMPROVEMENTS |  | 4737 | 1 | Additional dry year supply | 36 | DALLAS | C | BOTH | MUNICIPAL | 151 | CITY |  | N | 2010 | 2010 | 0 | 0 | 0 | 0 | 0 | 0 | 0 | 0 | 390 | COMBINE WSC | C | WUG | MUNICIPAL | 4066 | UTILITY | C | 129 | KAUFMAN | 10 | 0 | 0 | 0 | 0 | 0 | N
570 | ADDITIONAL DRY YEAR SUPPLY | Additional dry year supply | C | 5 | EXISTING SOURCE OR EXPANDED USE OF AN EXISTING SOURCE (SURFACE WATER OR GROUNDWATER) | 5 | OTHER SURFACE WATER | 1 | NO INFRASTRUCTURE |  | 1410 | 150 | RAY ROBERTS-LEWISVILLE-GRAPEVINE LAKE/RESERVOIR SYSTEM | C | 999 | RESERVOIR | 8 | TRINITY | 0 | SURFACE WATER | 1 | NO WATER QUALITY IMPROVEMENTS |  | 4737 | 1 | Additional dry year supply | 36 | DALLAS | C | BOTH | MUNICIPAL | 151 | CITY |  | N | 2010 | 2010 | 0 | 0 | 0 | 0 | 0 | 0 | 0 | 0 | 403 | COPPELL | C | WUG | MUNICIPAL | 133 | CITY | C | 57 | DALLAS | 205 | 0 | 0 | 0 | 0 | 0 | N
570 | ADDITIONAL DRY YEAR SUPPLY | Additional dry year supply | C | 5 | EXISTING SOURCE OR EXPANDED USE OF AN EXISTING SOURCE (SURFACE WATER OR GROUNDWATER) | 5 | OTHER SURFACE WATER | 1 | NO INFRASTRUCTURE |  | 1410 | 150 | RAY ROBERTS-LEWISVILLE-GRAPEVINE LAKE/RESERVOIR SYSTEM | C | 999 | RESERVOIR | 8 | TRINITY | 0 | SURFACE WATER | 1 | NO WATER QUALITY IMPROVEMENTS |  | 4737 | 1 | Additional dry year supply | 36 | DALLAS | C | BOTH | MUNICIPAL | 151 | CITY |  | N | 2010 | 2010 | 0 | 0 | 0 | 0 | 0 | 0 | 0 | 0 | 403 | COPPELL | C | WUG | MUNICIPAL | 133 | CITY | C | 61 | DENTON | 2 | 0 | 0 | 0 | 0 | 0 | N
570 | ADDITIONAL DRY YEAR SUPPLY | Additional dry year supply | C | 5 | EXISTING SOURCE OR EXPANDED USE OF AN EXISTING SOURCE (SURFACE WATER OR GROUNDWATER) | 5 | OTHER SURFACE WATER | 1 | NO INFRASTRUCTURE |  | 1410 | 150 | RAY ROBERTS-LEWISVILLE-GRAPEVINE LAKE/RESERVOIR SYSTEM | C | 999 | RESERVOIR | 8 | TRINITY | 0 | SURFACE WATER | 1 | NO WATER QUALITY IMPROVEMENTS |  | 4737 | 1 | Additional dry year supply | 36 | DALLAS | C | BOTH | MUNICIPAL | 151 | CITY |  | N | 2010 | 2010 | 0 | 0 | 0 | 0 | 0 | 0 | 0 | 0 | 468 | COUNTY-OTHER, DALLAS | C | WUG | MUNICIPAL | 757 | COUNTY-OTHER | C | 57 | DALLAS | 4 | 0 | 0 | 0 | 0 | 0 | N
570 | ADDITIONAL DRY YEAR SUPPLY | Additional dry year supply | C | 5 | EXISTING SOURCE OR EXPANDED USE OF AN EXISTING SOURCE (SURFACE WATER OR GROUNDWATER) | 5 | OTHER SURFACE WATER | 1 | NO INFRASTRUCTURE |  | 1410 | 150 | RAY ROBERTS-LEWISVILLE-GRAPEVINE LAKE/RESERVOIR SYSTEM | C | 999 | RESERVOIR | 8 | TRINITY | 0 | SURFACE WATER | 1 | NO WATER QUALITY IMPROVEMENTS |  | 4737 | 1 | Additional dry year supply | 36 | DALLAS | C | BOTH | MUNICIPAL | 151 | CITY |  | N | 2010 | 2010 | 0 | 0 | 0 | 0 | 0 | 0 | 0 | 0 | 36 | DALLAS | C | BOTH | MUNICIPAL | 151 | CITY | C | 43 | COLLIN | 281 | 0 | 0 | 0 | 0 | 0 | N
570 | ADDITIONAL DRY YEAR SUPPLY | Additional dry year supply | C | 5 | EXISTING SOURCE OR EXPANDED USE OF AN EXISTING SOURCE (SURFACE WATER OR GROUNDWATER) | 5 | OTHER SURFACE WATER | 1 | NO INFRASTRUCTURE |  | 1410 | 150 | RAY ROBERTS-LEWISVILLE-GRAPEVINE LAKE/RESERVOIR SYSTEM | C | 999 | RESERVOIR | 8 | TRINITY | 0 | SURFACE WATER | 1 | NO WATER QUALITY IMPROVEMENTS |  | 4737 | 1 | Additional dry year supply | 36 | DALLAS | C | BOTH | MUNICIPAL | 151 | CITY |  | N | 2010 | 2010 | 0 | 0 | 0 | 0 | 0 | 0 | 0 | 0 | 36 | DALLAS | C | BOTH | MUNICIPAL | 151 | CITY | C | 57 | DALLAS | 6517 | 0 | 0 | 0 | 0 | 0 | N
570 | ADDITIONAL DRY YEAR SUPPLY | Additional dry year supply | C | 5 | EXISTING SOURCE OR EXPANDED USE OF AN EXISTING SOURCE (SURFACE WATER OR GROUNDWATER) | 5 | OTHER SURFACE WATER | 1 | NO INFRASTRUCTURE |  | 1410 | 150 | RAY ROBERTS-LEWISVILLE-GRAPEVINE LAKE/RESERVOIR SYSTEM | C | 999 | RESERVOIR | 8 | TRINITY | 0 | SURFACE WATER | 1 | NO WATER QUALITY IMPROVEMENTS |  | 4737 | 1 | Additional dry year supply | 36 | DALLAS | C | BOTH | MUNICIPAL | 151 | CITY |  | N | 2010 | 2010 | 0 | 0 | 0 | 0 | 0 | 0 | 0 | 0 | 36 | DALLAS | C | BOTH | MUNICIPAL | 151 | CITY | C | 61 | DENTON | 131 | 0 | 0 | 0 | 0 | 0 | N
570 | ADDITIONAL DRY YEAR SUPPLY | Additional dry year supply | C | 5 | EXISTING SOURCE OR EXPANDED USE OF AN EXISTING SOURCE (SURFACE WATER OR GROUNDWATER) | 5 | OTHER SURFACE WATER | 1 | NO INFRASTRUCTURE |  | 1410 | 150 | RAY ROBERTS-LEWISVILLE-GRAPEVINE LAKE/RESERVOIR SYSTEM | C | 999 | RESERVOIR | 8 | TRINITY | 0 | SURFACE WATER | 1 | NO WATER QUALITY IMPROVEMENTS |  | 4737 | 1 | Additional dry year supply | 36 | DALLAS | C | BOTH | MUNICIPAL | 151 | CITY |  | N | 2010 | 2010 | 0 | 0 | 0 | 0 | 0 | 0 | 0 | 0 | 701 | DE SOTO | C | WUG | MUNICIPAL | 161 | CITY | C | 57 | DALLAS | 256 | 0 | 0 | 0 | 0 | 0 | N
570 | ADDITIONAL DRY YEAR SUPPLY | Additional dry year supply | C | 5 | EXISTING SOURCE OR EXPANDED USE OF AN EXISTING SOURCE (SURFACE WATER OR GROUNDWATER) | 5 | OTHER SURFACE WATER | 1 | NO INFRASTRUCTURE |  | 1410 | 150 | RAY ROBERTS-LEWISVILLE-GRAPEVINE LAKE/RESERVOIR SYSTEM | C | 999 | RESERVOIR | 8 | TRINITY | 0 | SURFACE WATER | 1 | NO WATER QUALITY IMPROVEMENTS |  | 4737 | 1 | Additional dry year supply | 36 | DALLAS | C | BOTH | MUNICIPAL | 151 | CITY |  | N | 2010 | 2010 | 0 | 0 | 0 | 0 | 0 | 0 | 0 | 0 | 724 | DUNCANVILLE | C | WUG | MUNICIPAL | 171 | CITY | C | 57 | DALLAS | 123 | 0 | 0 | 0 | 0 | 0 | N
570 | ADDITIONAL DRY YEAR SUPPLY | Additional dry year supply | C | 5 | EXISTING SOURCE OR EXPANDED USE OF AN EXISTING SOURCE (SURFACE WATER OR GROUNDWATER) | 5 | OTHER SURFACE WATER | 1 | NO INFRASTRUCTURE |  | 1410 | 150 | RAY ROBERTS-LEWISVILLE-GRAPEVINE LAKE/RESERVOIR SYSTEM | C | 999 | RESERVOIR | 8 | TRINITY | 0 | SURFACE WATER | 1 | NO WATER QUALITY IMPROVEMENTS |  | 4737 | 1 | Additional dry year supply | 36 | DALLAS | C | BOTH | MUNICIPAL | 151 | CITY |  | N | 2010 | 2010 | 0 | 0 | 0 | 0 | 0 | 0 | 0 | 0 | 773 | FARMERS BRANCH | C | WUG | MUNICIPAL | 198 | CITY | C | 57 | DALLAS | 204 | 0 | 0 | 0 | 0 | 0 | N
570 | ADDITIONAL DRY YEAR SUPPLY | Additional dry year supply | C | 5 | EXISTING SOURCE OR EXPANDED USE OF AN EXISTING SOURCE (SURFACE WATER OR GROUNDWATER) | 5 | OTHER SURFACE WATER | 1 | NO INFRASTRUCTURE |  | 1410 | 150 | RAY ROBERTS-LEWISVILLE-GRAPEVINE LAKE/RESERVOIR SYSTEM | C | 999 | RESERVOIR | 8 | TRINITY | 0 | SURFACE WATER | 1 | NO WATER QUALITY IMPROVEMENTS |  | 4737 | 1 | Additional dry year supply | 36 | DALLAS | C | BOTH | MUNICIPAL | 151 | CITY |  | N | 2010 | 2010 | 0 | 0 | 0 | 0 | 0 | 0 | 0 | 0 | 785 | FLOWER MOUND | C | WUG | MUNICIPAL | 204 | CITY | C | 61 | DENTON | 134 | 0 | 0 | 0 | 0 | 0 | N
570 | ADDITIONAL DRY YEAR SUPPLY | Additional dry year supply | C | 5 | EXISTING SOURCE OR EXPANDED USE OF AN EXISTING SOURCE (SURFACE WATER OR GROUNDWATER) | 5 | OTHER SURFACE WATER | 1 | NO INFRASTRUCTURE |  | 1410 | 150 | RAY ROBERTS-LEWISVILLE-GRAPEVINE LAKE/RESERVOIR SYSTEM | C | 999 | RESERVOIR | 8 | TRINITY | 0 | SURFACE WATER | 1 | NO WATER QUALITY IMPROVEMENTS |  | 4737 | 1 | Additional dry year supply | 36 | DALLAS | C | BOTH | MUNICIPAL | 151 | CITY |  | N | 2010 | 2010 | 0 | 0 | 0 | 0 | 0 | 0 | 0 | 0 | 841 | GLENN HEIGHTS | C | WUG | MUNICIPAL | 697 | CITY | C | 57 | DALLAS | 34 | 0 | 0 | 0 | 0 | 0 | N
570 | ADDITIONAL DRY YEAR SUPPLY | Additional dry year supply | C | 5 | EXISTING SOURCE OR EXPANDED USE OF AN EXISTING SOURCE (SURFACE WATER OR GROUNDWATER) | 5 | OTHER SURFACE WATER | 1 | NO INFRASTRUCTURE |  | 1410 | 150 | RAY ROBERTS-LEWISVILLE-GRAPEVINE LAKE/RESERVOIR SYSTEM | C | 999 | RESERVOIR | 8 | TRINITY | 0 | SURFACE WATER | 1 | NO WATER QUALITY IMPROVEMENTS |  | 4737 | 1 | Additional dry year supply | 36 | DALLAS | C | BOTH | MUNICIPAL | 151 | CITY |  | N | 2010 | 2010 | 0 | 0 | 0 | 0 | 0 | 0 | 0 | 0 | 841 | GLENN HEIGHTS | C | WUG | MUNICIPAL | 697 | CITY | C | 70 | ELLIS | 12 | 0 | 0 | 0 | 0 | 0 | N
570 | ADDITIONAL DRY YEAR SUPPLY | Additional dry year supply | C | 5 | EXISTING SOURCE OR EXPANDED USE OF AN EXISTING SOURCE (SURFACE WATER OR GROUNDWATER) | 5 | OTHER SURFACE WATER | 1 | NO INFRASTRUCTURE |  | 1410 | 150 | RAY ROBERTS-LEWISVILLE-GRAPEVINE LAKE/RESERVOIR SYSTEM | C | 999 | RESERVOIR | 8 | TRINITY | 0 | SURFACE WATER | 1 | NO WATER QUALITY IMPROVEMENTS |  | 4737 | 1 | Additional dry year supply | 36 | DALLAS | C | BOTH | MUNICIPAL | 151 | CITY |  | N | 2010 | 2010 | 0 | 0 | 0 | 0 | 0 | 0 | 0 | 0 | 853 | GRAND PRAIRIE | C | BOTH | MUNICIPAL | 245 | CITY | C | 57 | DALLAS | 294 | 0 | 0 | 0 | 0 | 0 | N
570 | ADDITIONAL DRY YEAR SUPPLY | Additional dry year supply | C | 5 | EXISTING SOURCE OR EXPANDED USE OF AN EXISTING SOURCE (SURFACE WATER OR GROUNDWATER) | 5 | OTHER SURFACE WATER | 1 | NO INFRASTRUCTURE |  | 1410 | 150 | RAY ROBERTS-LEWISVILLE-GRAPEVINE LAKE/RESERVOIR SYSTEM | C | 999 | RESERVOIR | 8 | TRINITY | 0 | SURFACE WATER | 1 | NO WATER QUALITY IMPROVEMENTS |  | 4737 | 1 | Additional dry year supply | 36 | DALLAS | C | BOTH | MUNICIPAL | 151 | CITY |  | N | 2010 | 2010 | 0 | 0 | 0 | 0 | 0 | 0 | 0 | 0 | 853 | GRAND PRAIRIE | C | BOTH | MUNICIPAL | 245 | CITY | C | 70 | ELLIS | 6 | 0 | 0 | 0 | 0 | 0 | N
570 | ADDITIONAL DRY YEAR SUPPLY | Additional dry year supply | C | 5 | EXISTING SOURCE OR EXPANDED USE OF AN EXISTING SOURCE (SURFACE WATER OR GROUNDWATER) | 5 | OTHER SURFACE WATER | 1 | NO INFRASTRUCTURE |  | 1410 | 150 | RAY ROBERTS-LEWISVILLE-GRAPEVINE LAKE/RESERVOIR SYSTEM | C | 999 | RESERVOIR | 8 | TRINITY | 0 | SURFACE WATER | 1 | NO WATER QUALITY IMPROVEMENTS |  | 4737 | 1 | Additional dry year supply | 36 | DALLAS | C | BOTH | MUNICIPAL | 151 | CITY |  | N | 2010 | 2010 | 0 | 0 | 0 | 0 | 0 | 0 | 0 | 0 | 853 | GRAND PRAIRIE | C | BOTH | MUNICIPAL | 245 | CITY | C | 220 | TARRANT | 66 | 0 | 0 | 0 | 0 | 0 | N
570 | ADDITIONAL DRY YEAR SUPPLY | Additional dry year supply | C | 5 | EXISTING SOURCE OR EXPANDED USE OF AN EXISTING SOURCE (SURFACE WATER OR GROUNDWATER) | 5 | OTHER SURFACE WATER | 1 | NO INFRASTRUCTURE |  | 1410 | 150 | RAY ROBERTS-LEWISVILLE-GRAPEVINE LAKE/RESERVOIR SYSTEM | C | 999 | RESERVOIR | 8 | TRINITY | 0 | SURFACE WATER | 1 | NO WATER QUALITY IMPROVEMENTS |  | 4737 | 1 | Additional dry year supply | 36 | DALLAS | C | BOTH | MUNICIPAL | 151 | CITY |  | N | 2010 | 2010 | 0 | 0 | 0 | 0 | 0 | 0 | 0 | 0 | 927 | HEBRON | C | WUG | MUNICIPAL | 776 | CITY | C | 61 | DENTON | 5 | 0 | 0 | 0 | 0 | 0 | N
570 | ADDITIONAL DRY YEAR SUPPLY | Additional dry year supply | C | 5 | EXISTING SOURCE OR EXPANDED USE OF AN EXISTING SOURCE (SURFACE WATER OR GROUNDWATER) | 5 | OTHER SURFACE WATER | 1 | NO INFRASTRUCTURE |  | 1410 | 150 | RAY ROBERTS-LEWISVILLE-GRAPEVINE LAKE/RESERVOIR SYSTEM | C | 999 | RESERVOIR | 8 | TRINITY | 0 | SURFACE WATER | 1 | NO WATER QUALITY IMPROVEMENTS |  | 4737 | 1 | Additional dry year supply | 36 | DALLAS | C | BOTH | MUNICIPAL | 151 | CITY |  | N | 2010 | 2010 | 0 | 0 | 0 | 0 | 0 | 0 | 0 | 0 | 970 | HUTCHINS | C | WUG | MUNICIPAL | 294 | CITY | C | 57 | DALLAS | 22 | 0 | 0 | 0 | 0 | 0 | N
570 | ADDITIONAL DRY YEAR SUPPLY | Additional dry year supply | C | 5 | EXISTING SOURCE OR EXPANDED USE OF AN EXISTING SOURCE (SURFACE WATER OR GROUNDWATER) | 5 | OTHER SURFACE WATER | 1 | NO INFRASTRUCTURE |  | 1410 | 150 | RAY ROBERTS-LEWISVILLE-GRAPEVINE LAKE/RESERVOIR SYSTEM | C | 999 | RESERVOIR | 8 | TRINITY | 0 | SURFACE WATER | 1 | NO WATER QUALITY IMPROVEMENTS |  | 4737 | 1 | Additional dry year supply | 36 | DALLAS | C | BOTH | MUNICIPAL | 151 | CITY |  | N | 2010 | 2010 | 0 | 0 | 0 | 0 | 0 | 0 | 0 | 0 | 1033 | IRRIGATION, DALLAS | C | WUG | IRRIGATION | 1004 | N/A | C | 57 | DALLAS | 344 | 0 | 0 | 0 | 0 | 0 | N
570 | ADDITIONAL DRY YEAR SUPPLY | Additional dry year supply | C | 5 | EXISTING SOURCE OR EXPANDED USE OF AN EXISTING SOURCE (SURFACE WATER OR GROUNDWATER) | 5 | OTHER SURFACE WATER | 1 | NO INFRASTRUCTURE |  | 1410 | 150 | RAY ROBERTS-LEWISVILLE-GRAPEVINE LAKE/RESERVOIR SYSTEM | C | 999 | RESERVOIR | 8 | TRINITY | 0 | SURFACE WATER | 1 | NO WATER QUALITY IMPROVEMENTS |  | 4737 | 1 | Additional dry year supply | 36 | DALLAS | C | BOTH | MUNICIPAL | 151 | CITY |  | N | 2010 | 2010 | 0 | 0 | 0 | 0 | 0 | 0 | 0 | 0 | 1037 | IRRIGATION, DENTON | C | WUG | IRRIGATION | 1004 | N/A | C | 61 | DENTON | 97 | 0 | 0 | 0 | 0 | 0 | N
570 | ADDITIONAL DRY YEAR SUPPLY | Additional dry year supply | C | 5 | EXISTING SOURCE OR EXPANDED USE OF AN EXISTING SOURCE (SURFACE WATER OR GROUNDWATER) | 5 | OTHER SURFACE WATER | 1 | NO INFRASTRUCTURE |  | 1410 | 150 | RAY ROBERTS-LEWISVILLE-GRAPEVINE LAKE/RESERVOIR SYSTEM | C | 999 | RESERVOIR | 8 | TRINITY | 0 | SURFACE WATER | 1 | NO WATER QUALITY IMPROVEMENTS |  | 4737 | 1 | Additional dry year supply | 36 | DALLAS | C | BOTH | MUNICIPAL | 151 | CITY |  | N | 2010 | 2010 | 0 | 0 | 0 | 0 | 0 | 0 | 0 | 0 | 1165 | IRRIGATION, ROCKWALL | C | WUG | IRRIGATION | 1004 | N/A | C | 199 | ROCKWALL | 11 | 0 | 0 | 0 | 0 | 0 | N
570 | ADDITIONAL DRY YEAR SUPPLY | Additional dry year supply | C | 5 | EXISTING SOURCE OR EXPANDED USE OF AN EXISTING SOURCE (SURFACE WATER OR GROUNDWATER) | 5 | OTHER SURFACE WATER | 1 | NO INFRASTRUCTURE |  | 1410 | 150 | RAY ROBERTS-LEWISVILLE-GRAPEVINE LAKE/RESERVOIR SYSTEM | C | 999 | RESERVOIR | 8 | TRINITY | 0 | SURFACE WATER | 1 | NO WATER QUALITY IMPROVEMENTS |  | 4737 | 1 | Additional dry year supply | 36 | DALLAS | C | BOTH | MUNICIPAL | 151 | CITY |  | N | 2010 | 2010 | 0 | 0 | 0 | 0 | 0 | 0 | 0 | 0 | 1219 | IRVING | C | WUG | MUNICIPAL | 298 | CITY | C | 57 | DALLAS | 634 | 0 | 0 | 0 | 0 | 0 | N
570 | ADDITIONAL DRY YEAR SUPPLY | Additional dry year supply | C | 5 | EXISTING SOURCE OR EXPANDED USE OF AN EXISTING SOURCE (SURFACE WATER OR GROUNDWATER) | 5 | OTHER SURFACE WATER | 1 | NO INFRASTRUCTURE |  | 1410 | 150 | RAY ROBERTS-LEWISVILLE-GRAPEVINE LAKE/RESERVOIR SYSTEM | C | 999 | RESERVOIR | 8 | TRINITY | 0 | SURFACE WATER | 1 | NO WATER QUALITY IMPROVEMENTS |  | 4737 | 1 | Additional dry year supply | 36 | DALLAS | C | BOTH | MUNICIPAL | 151 | CITY |  | N | 2010 | 2010 | 0 | 0 | 0 | 0 | 0 | 0 | 0 | 0 | 1305 | LANCASTER | C | WUG | MUNICIPAL | 345 | CITY | C | 57 | DALLAS | 195 | 0 | 0 | 0 | 0 | 0 | N
570 | ADDITIONAL DRY YEAR SUPPLY | Additional dry year supply | C | 5 | EXISTING SOURCE OR EXPANDED USE OF AN EXISTING SOURCE (SURFACE WATER OR GROUNDWATER) | 5 | OTHER SURFACE WATER | 1 | NO INFRASTRUCTURE |  | 1410 | 150 | RAY ROBERTS-LEWISVILLE-GRAPEVINE LAKE/RESERVOIR SYSTEM | C | 999 | RESERVOIR | 8 | TRINITY | 0 | SURFACE WATER | 1 | NO WATER QUALITY IMPROVEMENTS |  | 4737 | 1 | Additional dry year supply | 36 | DALLAS | C | BOTH | MUNICIPAL | 151 | CITY |  | N | 2010 | 2010 | 0 | 0 | 0 | 0 | 0 | 0 | 0 | 0 | 1317 | LEWISVILLE | C | WUG | MUNICIPAL | 355 | CITY | C | 61 | DENTON | 320 | 0 | 0 | 0 | 0 | 0 | N
570 | ADDITIONAL DRY YEAR SUPPLY | Additional dry year supply | C | 5 | EXISTING SOURCE OR EXPANDED USE OF AN EXISTING SOURCE (SURFACE WATER OR GROUNDWATER) | 5 | OTHER SURFACE WATER | 1 | NO INFRASTRUCTURE |  | 1410 | 150 | RAY ROBERTS-LEWISVILLE-GRAPEVINE LAKE/RESERVOIR SYSTEM | C | 999 | RESERVOIR | 8 | TRINITY | 0 | SURFACE WATER | 1 | NO WATER QUALITY IMPROVEMENTS |  | 4737 | 1 | Additional dry year supply | 36 | DALLAS | C | BOTH | MUNICIPAL | 151 | CITY |  | N | 2010 | 2010 | 0 | 0 | 0 | 0 | 0 | 0 | 0 | 0 | 1657 | MANUFACTURING, DALLAS | C | WUG | MANUFACTURING | 1001 | N/A | C | 57 | DALLAS | 1001 | 0 | 0 | 0 | 0 | 0 | N
570 | ADDITIONAL DRY YEAR SUPPLY | Additional dry year supply | C | 5 | EXISTING SOURCE OR EXPANDED USE OF AN EXISTING SOURCE (SURFACE WATER OR GROUNDWATER) | 5 | OTHER SURFACE WATER | 1 | NO INFRASTRUCTURE |  | 1410 | 150 | RAY ROBERTS-LEWISVILLE-GRAPEVINE LAKE/RESERVOIR SYSTEM | C | 999 | RESERVOIR | 8 | TRINITY | 0 | SURFACE WATER | 1 | NO WATER QUALITY IMPROVEMENTS |  | 4737 | 1 | Additional dry year supply | 36 | DALLAS | C | BOTH | MUNICIPAL | 151 | CITY |  | N | 2010 | 2010 | 0 | 0 | 0 | 0 | 0 | 0 | 0 | 0 | 1660 | MANUFACTURING, DENTON | C | WUG | MANUFACTURING | 1001 | N/A | C | 61 | DENTON | 18 | 0 | 0 | 0 | 0 | 0 | N
570 | ADDITIONAL DRY YEAR SUPPLY | Additional dry year supply | C | 5 | EXISTING SOURCE OR EXPANDED USE OF AN EXISTING SOURCE (SURFACE WATER OR GROUNDWATER) | 5 | OTHER SURFACE WATER | 1 | NO INFRASTRUCTURE |  | 1410 | 150 | RAY ROBERTS-LEWISVILLE-GRAPEVINE LAKE/RESERVOIR SYSTEM | C | 999 | RESERVOIR | 8 | TRINITY | 0 | SURFACE WATER | 1 | NO WATER QUALITY IMPROVEMENTS |  | 4737 | 1 | Additional dry year supply | 36 | DALLAS | C | BOTH | MUNICIPAL | 151 | CITY |  | N | 2010 | 2010 | 0 | 0 | 0 | 0 | 0 | 0 | 0 | 0 | 1893 | MINING, DALLAS | C | WUG | MINING | 1003 | N/A | C | 57 | DALLAS | 12 | 0 | 0 | 0 | 0 | 0 | N
570 | ADDITIONAL DRY YEAR SUPPLY | Additional dry year supply | C | 5 | EXISTING SOURCE OR EXPANDED USE OF AN EXISTING SOURCE (SURFACE WATER OR GROUNDWATER) | 5 | OTHER SURFACE WATER | 1 | NO INFRASTRUCTURE |  | 1410 | 150 | RAY ROBERTS-LEWISVILLE-GRAPEVINE LAKE/RESERVOIR SYSTEM | C | 999 | RESERVOIR | 8 | TRINITY | 0 | SURFACE WATER | 1 | NO WATER QUALITY IMPROVEMENTS |  | 4737 | 1 | Additional dry year supply | 36 | DALLAS | C | BOTH | MUNICIPAL | 151 | CITY |  | N | 2010 | 2010 | 0 | 0 | 0 | 0 | 0 | 0 | 0 | 0 | 2147 | OAK LEAF | C | WUG | MUNICIPAL | 929 | CITY | C | 70 | ELLIS | 7 | 0 | 0 | 0 | 0 | 0 | N
570 | ADDITIONAL DRY YEAR SUPPLY | Additional dry year supply | C | 5 | EXISTING SOURCE OR EXPANDED USE OF AN EXISTING SOURCE (SURFACE WATER OR GROUNDWATER) | 5 | OTHER SURFACE WATER | 1 | NO INFRASTRUCTURE |  | 1410 | 150 | RAY ROBERTS-LEWISVILLE-GRAPEVINE LAKE/RESERVOIR SYSTEM | C | 999 | RESERVOIR | 8 | TRINITY | 0 | SURFACE WATER | 1 | NO WATER QUALITY IMPROVEMENTS |  | 4737 | 1 | Additional dry year supply | 36 | DALLAS | C | BOTH | MUNICIPAL | 151 | CITY |  | N | 2010 | 2010 | 0 | 0 | 0 | 0 | 0 | 0 | 0 | 0 | 2165 | OVILLA | C | WUG | MUNICIPAL | 729 | CITY | C | 57 | DALLAS | 4 | 0 | 0 | 0 | 0 | 0 | N
570 | ADDITIONAL DRY YEAR SUPPLY | Additional dry year supply | C | 5 | EXISTING SOURCE OR EXPANDED USE OF AN EXISTING SOURCE (SURFACE WATER OR GROUNDWATER) | 5 | OTHER SURFACE WATER | 1 | NO INFRASTRUCTURE |  | 1410 | 150 | RAY ROBERTS-LEWISVILLE-GRAPEVINE LAKE/RESERVOIR SYSTEM | C | 999 | RESERVOIR | 8 | TRINITY | 0 | SURFACE WATER | 1 | NO WATER QUALITY IMPROVEMENTS |  | 4737 | 1 | Additional dry year supply | 36 | DALLAS | C | BOTH | MUNICIPAL | 151 | CITY |  | N | 2010 | 2010 | 0 | 0 | 0 | 0 | 0 | 0 | 0 | 0 | 2165 | OVILLA | C | WUG | MUNICIPAL | 729 | CITY | C | 70 | ELLIS | 48 | 0 | 0 | 0 | 0 | 0 | N
570 | ADDITIONAL DRY YEAR SUPPLY | Additional dry year supply | C | 5 | EXISTING SOURCE OR EXPANDED USE OF AN EXISTING SOURCE (SURFACE WATER OR GROUNDWATER) | 5 | OTHER SURFACE WATER | 1 | NO INFRASTRUCTURE |  | 1410 | 150 | RAY ROBERTS-LEWISVILLE-GRAPEVINE LAKE/RESERVOIR SYSTEM | C | 999 | RESERVOIR | 8 | TRINITY | 0 | SURFACE WATER | 1 | NO WATER QUALITY IMPROVEMENTS |  | 4737 | 1 | Additional dry year supply | 36 | DALLAS | C | BOTH | MUNICIPAL | 151 | CITY |  | N | 2010 | 2010 | 0 | 0 | 0 | 0 | 0 | 0 | 0 | 0 | 2255 | RED OAK | C | WUG | MUNICIPAL | 737 | CITY | C | 70 | ELLIS | 63 | 0 | 0 | 0 | 0 | 0 | N
570 | ADDITIONAL DRY YEAR SUPPLY | Additional dry year supply | C | 5 | EXISTING SOURCE OR EXPANDED USE OF AN EXISTING SOURCE (SURFACE WATER OR GROUNDWATER) | 5 | OTHER SURFACE WATER | 1 | NO INFRASTRUCTURE |  | 1410 | 150 | RAY ROBERTS-LEWISVILLE-GRAPEVINE LAKE/RESERVOIR SYSTEM | C | 999 | RESERVOIR | 8 | TRINITY | 0 | SURFACE WATER | 1 | NO WATER QUALITY IMPROVEMENTS |  | 4737 | 1 | Additional dry year supply | 36 | DALLAS | C | BOTH | MUNICIPAL | 151 | CITY |  | N | 2010 | 2010 | 0 | 0 | 0 | 0 | 0 | 0 | 0 | 0 | 130 | SEAGOVILLE | C | BOTH | MUNICIPAL | 547 | CITY | C | 57 | DALLAS | 54 | 0 | 0 | 0 | 0 | 0 | N
570 | ADDITIONAL DRY YEAR SUPPLY | Additional dry year supply | C | 5 | EXISTING SOURCE OR EXPANDED USE OF AN EXISTING SOURCE (SURFACE WATER OR GROUNDWATER) | 5 | OTHER SURFACE WATER | 1 | NO INFRASTRUCTURE |  | 1410 | 150 | RAY ROBERTS-LEWISVILLE-GRAPEVINE LAKE/RESERVOIR SYSTEM | C | 999 | RESERVOIR | 8 | TRINITY | 0 | SURFACE WATER | 1 | NO WATER QUALITY IMPROVEMENTS |  | 4737 | 1 | Additional dry year supply | 36 | DALLAS | C | BOTH | MUNICIPAL | 151 | CITY |  | N | 2010 | 2010 | 0 | 0 | 0 | 0 | 0 | 0 | 0 | 0 | 2415 | STEAM ELECTRIC POWER, DALLAS | C | WUG | STEAM ELECTRIC | 1002 | N/A | C | 57 | DALLAS | 135 | 0 | 0 | 0 | 0 | 0 | N
570 | ADDITIONAL DRY YEAR SUPPLY | Additional dry year supply | C | 5 | EXISTING SOURCE OR EXPANDED USE OF AN EXISTING SOURCE (SURFACE WATER OR GROUNDWATER) | 5 | OTHER SURFACE WATER | 1 | NO INFRASTRUCTURE |  | 1410 | 150 | RAY ROBERTS-LEWISVILLE-GRAPEVINE LAKE/RESERVOIR SYSTEM | C | 999 | RESERVOIR | 8 | TRINITY | 0 | SURFACE WATER | 1 | NO WATER QUALITY IMPROVEMENTS |  | 4737 | 1 | Additional dry year supply | 36 | DALLAS | C | BOTH | MUNICIPAL | 151 | CITY |  | N | 2010 | 2010 | 0 | 0 | 0 | 0 | 0 | 0 | 0 | 0 | 2518 | THE COLONY | C | WUG | MUNICIPAL | 752 | CITY | C | 61 | DENTON | 174 | 0 | 0 | 0 | 0 | 0 | N
570 | ADDITIONAL DRY YEAR SUPPLY | Additional dry year supply | C | 5 | EXISTING SOURCE OR EXPANDED USE OF AN EXISTING SOURCE (SURFACE WATER OR GROUNDWATER) | 5 | OTHER SURFACE WATER | 1 | NO INFRASTRUCTURE |  | 1410 | 150 | RAY ROBERTS-LEWISVILLE-GRAPEVINE LAKE/RESERVOIR SYSTEM | C | 999 | RESERVOIR | 8 | TRINITY | 0 | SURFACE WATER | 1 | NO WATER QUALITY IMPROVEMENTS |  | 4737 | 1 | Additional dry year supply | 36 | DALLAS | C | BOTH | MUNICIPAL | 151 | CITY |  | N | 2010 | 2010 | 0 | 0 | 0 | 0 | 0 | 0 | 0 | 0 | 2627 | WILMER | C | WUG | MUNICIPAL | 657 | CITY | C | 57 | DALLAS | 1 | 0 | 0 | 0 | 0 | 0 | N
764 | ADDITIONAL EDWARDS-TRINITY (PLATEAU) AQUIFER DEVELOPMENT (INCLUDES OVERDRAFTING) | Additional Edwards-Trinity (Plateau) Aquifer development (includes overdrafting) | G | 5 | EXISTING SOURCE OR EXPANDED USE OF AN EXISTING SOURCE (SURFACE WATER OR GROUNDWATER) | 6 | GROUNDWATER | 6 | OTHER INFRASTRUCTURE |  | 2115 | 1360 | EDWARDS-TRINITY-PLATEAU AQUIFER | G | 177 | NOLAN | 12 | BRAZOS | 1 | GROUNDWATER | 1 | NO WATER QUALITY IMPROVEMENTS |  | 2212 | 1 | Additional Edwards-Trinity (Plateau) Aquifer development (includes overdrafting) | 2000 | MINING, NOLAN | G | WUG | MINING | 1003 | N/A |  | N | 2010 | 2010 | 67000 | 67000 | 8000 | 8000 | 8000 | 8000 | 679000 | 20 | 2000 | MINING, NOLAN | G | WUG | MINING | 1003 | N/A | G | 177 | NOLAN | 114 | 114 | 114 | 114 | 114 | 114 | N
862 | ADDITIONAL GROUNDWATER WELLS | Additional groundwater wells | J | 5 | EXISTING SOURCE OR EXPANDED USE OF AN EXISTING SOURCE (SURFACE WATER OR GROUNDWATER) | 6 | GROUNDWATER | 6 | OTHER INFRASTRUCTURE |  | 2354 | 4334 | OTHER AQUIFER | J | 69 | EDWARDS | 21 | NUECES | 1 | GROUNDWATER | 1 | NO WATER QUALITY IMPROVEMENTS | Nueces River Alluvium Aquifer | 4981 | 1 | Additional groundwater wells | 480 | COUNTY-OTHER, EDWARDS | J | WUG | MUNICIPAL | 757 | COUNTY-OTHER |  | N | 2010 | 2010 | 600 | 600 | 600 | 600 | 600 | 600 | 50600 | 20 | 480 | COUNTY-OTHER, EDWARDS | J | WUG | MUNICIPAL | 757 | COUNTY-OTHER | J | 69 | EDWARDS | 17 | 17 | 17 | 17 | 17 | 17 | N
874 | ADDITIONAL GROUNDWATER WELLS | Additional groundwater wells | J | 5 | EXISTING SOURCE OR EXPANDED USE OF AN EXISTING SOURCE (SURFACE WATER OR GROUNDWATER) | 6 | GROUNDWATER | 6 | OTHER INFRASTRUCTURE |  | 2361 | 1537 | TRINITY AQUIFER | J | 193 | REAL | 21 | NUECES | 1 | GROUNDWATER | 1 | NO WATER QUALITY IMPROVEMENTS |  | 4230 | 1 | Additional groundwater wells | 604 | COUNTY-OTHER, REAL | J | WUG | MUNICIPAL | 757 | COUNTY-OTHER |  | N | 2010 | 2010 | 900 | 900 | 900 | 900 | 900 | 900 | 189750 | 20 | 604 | COUNTY-OTHER, REAL | J | WUG | MUNICIPAL | 757 | COUNTY-OTHER | J | 193 | REAL | 205 | 205 | 205 | 205 | 205 | 205 | N
167 | ADDITIONAL GULF COAST AQUIFER DEVELOPMENT | Additional Gulf Coast Aquifer development | G | 5 | EXISTING SOURCE OR EXPANDED USE OF AN EXISTING SOURCE (SURFACE WATER OR GROUNDWATER) | 6 | GROUNDWATER | 6 | OTHER INFRASTRUCTURE |  | 815 | 1330 | GULF COAST AQUIFER | G | 93 | GRIMES | 12 | BRAZOS | 1 | GROUNDWATER | 1 | NO WATER QUALITY IMPROVEMENTS |  | 2215 | 1 | Additional Gulf Coast Aquifer development | 2428 | STEAM ELECTRIC POWER, GRIMES | G | WUG | STEAM ELECTRIC | 1002 | N/A |  | N | 2040 | 2040 | 0 | 0 | 0 | 3574000 | 3574000 | 816000 | 31630000 | 20 | 2428 | STEAM ELECTRIC POWER, GRIMES | G | WUG | STEAM ELECTRIC | 1002 | N/A | G | 93 | GRIMES | 0 | 0 | 0 | 5600 | 5600 | 5600 | N
756 | ADDITIONAL MUNICIPAL CONSERVATION | Additional municipal conservation | K | 3 | CONSERVATION | 1 | MUNICIPAL CONSERVATION | 1 | NO INFRASTRUCTURE | Additional conservation efforts by certain WUGs that goes beyond the basic conservation effort levels | 2095 | 2630 | CONSERVATION | K | 11 | BASTROP | 14 | COLORADO | 3 | CONSERVATION | 1 | NO WATER QUALITY IMPROVEMENTS |  | 3039 | 1 | Additional municipal conservation | 194 | AQUA WSC | K | WUG | MUNICIPAL | 4006 | UTILITY |  | N | 2040 | 2040 | 0 | 0 | 0 | 66897 | 150245 | 280750 | 0 | 0 | 194 | AQUA WSC | K | WUG | MUNICIPAL | 4006 | UTILITY | K | 11 | BASTROP | 0 | 0 | 0 | 122 | 396 | 908 | N
756 | ADDITIONAL MUNICIPAL CONSERVATION | Additional municipal conservation | K | 3 | CONSERVATION | 1 | MUNICIPAL CONSERVATION | 1 | NO INFRASTRUCTURE | Additional conservation efforts by certain WUGs that goes beyond the basic conservation effort levels | 2095 | 2630 | CONSERVATION | K | 11 | BASTROP | 14 | COLORADO | 3 | CONSERVATION | 1 | NO WATER QUALITY IMPROVEMENTS |  | 3040 | 1 | Additional municipal conservation | 422 | COUNTY-OTHER, BASTROP | K | WUG | MUNICIPAL | 757 | COUNTY-OTHER |  | N | 2040 | 2040 | 0 | 0 | 0 | 219336 | 126667 | 167244 | 0 | 0 | 422 | COUNTY-OTHER, BASTROP | K | WUG | MUNICIPAL | 757 | COUNTY-OTHER | K | 11 | BASTROP | 0 | 0 | 0 | 400 | 631 | 936 | N
906 | ADDITIONAL ONE WELL | Additional one well | E | 5 | EXISTING SOURCE OR EXPANDED USE OF AN EXISTING SOURCE (SURFACE WATER OR GROUNDWATER) | 6 | GROUNDWATER | 6 | OTHER INFRASTRUCTURE |  | 2480 | 1189 | IGNEOUS AQUIFER | E | 189 | PRESIDIO | 23 | RIO GRANDE | 1 | GROUNDWATER | 1 | NO WATER QUALITY IMPROVEMENTS |  | 6007 | 1 | Additional one well | 1799 | MARFA | E | WUG | MUNICIPAL | 386 | CITY |  | N | 2020 | 2020 | 0 | 5000 | 5000 | 5000 | 5000 | 5000 | 702770 | 30 | 1799 | MARFA | E | WUG | MUNICIPAL | 386 | CITY | E | 189 | PRESIDIO | 0 | 500 | 500 | 500 | 500 | 500 | N
334 | ADDITIONAL PIPELINE FROM LAKE TAWAKONI (MORE LAKE FORK SUPPLY) | Additional pipeline from Lake Tawakoni (more Lake Fork supply) | C | 5 | EXISTING SOURCE OR EXPANDED USE OF AN EXISTING SOURCE (SURFACE WATER OR GROUNDWATER) | 5 | OTHER SURFACE WATER | 6 | OTHER INFRASTRUCTURE |  | 1270 | 252 | FORK LAKE/RESERVOIR | D | 999 | RESERVOIR | 5 | SABINE | 0 | SURFACE WATER | 1 | NO WATER QUALITY IMPROVEMENTS |  | 5286 | 1 | Additional pipeline from Lake Tawakoni (more Lake Fork supply) | 36 | DALLAS | C | BOTH | MUNICIPAL | 151 | CITY |  | Y | 2020 | 2020 | 0 | 43503000 | 43503000 | 43503000 | 7451000 | 7451000 | 496243000 | 30 | 166 | ADDISON | C | WUG | MUNICIPAL | 673 | CITY | C | 57 | DALLAS | 0 | 759 | 890 | 696 | 815 | 738 | N
334 | ADDITIONAL PIPELINE FROM LAKE TAWAKONI (MORE LAKE FORK SUPPLY) | Additional pipeline from Lake Tawakoni (more Lake Fork supply) | C | 5 | EXISTING SOURCE OR EXPANDED USE OF AN EXISTING SOURCE (SURFACE WATER OR GROUNDWATER) | 5 | OTHER SURFACE WATER | 6 | OTHER INFRASTRUCTURE |  | 1270 | 252 | FORK LAKE/RESERVOIR | D | 999 | RESERVOIR | 5 | SABINE | 0 | SURFACE WATER | 1 | NO WATER QUALITY IMPROVEMENTS |  | 5286 | 1 | Additional pipeline from Lake Tawakoni (more Lake Fork supply) | 36 | DALLAS | C | BOTH | MUNICIPAL | 151 | CITY |  | Y | 2020 | 2020 | 0 | 43503000 | 43503000 | 43503000 | 7451000 | 7451000 | 496243000 | 30 | 213 | BALCH SPRINGS | C | WUG | MUNICIPAL | 33 | CITY | C | 57 | DALLAS | 0 | 206 | 225 | 172 | 204 | 187 | N
334 | ADDITIONAL PIPELINE FROM LAKE TAWAKONI (MORE LAKE FORK SUPPLY) | Additional pipeline from Lake Tawakoni (more Lake Fork supply) | C | 5 | EXISTING SOURCE OR EXPANDED USE OF AN EXISTING SOURCE (SURFACE WATER OR GROUNDWATER) | 5 | OTHER SURFACE WATER | 6 | OTHER INFRASTRUCTURE |  | 1270 | 252 | FORK LAKE/RESERVOIR | D | 999 | RESERVOIR | 5 | SABINE | 0 | SURFACE WATER | 1 | NO WATER QUALITY IMPROVEMENTS |  | 5286 | 1 | Additional pipeline from Lake Tawakoni (more Lake Fork supply) | 36 | DALLAS | C | BOTH | MUNICIPAL | 151 | CITY |  | Y | 2020 | 2020 | 0 | 43503000 | 43503000 | 43503000 | 7451000 | 7451000 | 496243000 | 30 | 332 | CARROLLTON | C | WUG | MUNICIPAL | 98 | CITY | C | 57 | DALLAS | 0 | 691 | 748 | 565 | 656 | 599 | N
334 | ADDITIONAL PIPELINE FROM LAKE TAWAKONI (MORE LAKE FORK SUPPLY) | Additional pipeline from Lake Tawakoni (more Lake Fork supply) | C | 5 | EXISTING SOURCE OR EXPANDED USE OF AN EXISTING SOURCE (SURFACE WATER OR GROUNDWATER) | 5 | OTHER SURFACE WATER | 6 | OTHER INFRASTRUCTURE |  | 1270 | 252 | FORK LAKE/RESERVOIR | D | 999 | RESERVOIR | 5 | SABINE | 0 | SURFACE WATER | 1 | NO WATER QUALITY IMPROVEMENTS |  | 5286 | 1 | Additional pipeline from Lake Tawakoni (more Lake Fork supply) | 36 | DALLAS | C | BOTH | MUNICIPAL | 151 | CITY |  | Y | 2020 | 2020 | 0 | 43503000 | 43503000 | 43503000 | 7451000 | 7451000 | 496243000 | 30 | 332 | CARROLLTON | C | WUG | MUNICIPAL | 98 | CITY | C | 61 | DENTON | 0 | 988 | 1107 | 853 | 1001 | 912 | N
334 | ADDITIONAL PIPELINE FROM LAKE TAWAKONI (MORE LAKE FORK SUPPLY) | Additional pipeline from Lake Tawakoni (more Lake Fork supply) | C | 5 | EXISTING SOURCE OR EXPANDED USE OF AN EXISTING SOURCE (SURFACE WATER OR GROUNDWATER) | 5 | OTHER SURFACE WATER | 6 | OTHER INFRASTRUCTURE |  | 1270 | 252 | FORK LAKE/RESERVOIR | D | 999 | RESERVOIR | 5 | SABINE | 0 | SURFACE WATER | 1 | NO WATER QUALITY IMPROVEMENTS |  | 5286 | 1 | Additional pipeline from Lake Tawakoni (more Lake Fork supply) | 36 | DALLAS | C | BOTH | MUNICIPAL | 151 | CITY |  | Y | 2020 | 2020 | 0 | 43503000 | 43503000 | 43503000 | 7451000 | 7451000 | 496243000 | 30 | 24 | CEDAR HILL | C | WUG | MUNICIPAL | 102 | CITY | C | 57 | DALLAS | 0 | 882 | 1119 | 877 | 1017 | 920 | N
334 | ADDITIONAL PIPELINE FROM LAKE TAWAKONI (MORE LAKE FORK SUPPLY) | Additional pipeline from Lake Tawakoni (more Lake Fork supply) | C | 5 | EXISTING SOURCE OR EXPANDED USE OF AN EXISTING SOURCE (SURFACE WATER OR GROUNDWATER) | 5 | OTHER SURFACE WATER | 6 | OTHER INFRASTRUCTURE |  | 1270 | 252 | FORK LAKE/RESERVOIR | D | 999 | RESERVOIR | 5 | SABINE | 0 | SURFACE WATER | 1 | NO WATER QUALITY IMPROVEMENTS |  | 5286 | 1 | Additional pipeline from Lake Tawakoni (more Lake Fork supply) | 36 | DALLAS | C | BOTH | MUNICIPAL | 151 | CITY |  | Y | 2020 | 2020 | 0 | 43503000 | 43503000 | 43503000 | 7451000 | 7451000 | 496243000 | 30 | 24 | CEDAR HILL | C | WUG | MUNICIPAL | 102 | CITY | C | 70 | ELLIS | 0 | 1 | 1 | 1 | 1 | 1 | N
334 | ADDITIONAL PIPELINE FROM LAKE TAWAKONI (MORE LAKE FORK SUPPLY) | Additional pipeline from Lake Tawakoni (more Lake Fork supply) | C | 5 | EXISTING SOURCE OR EXPANDED USE OF AN EXISTING SOURCE (SURFACE WATER OR GROUNDWATER) | 5 | OTHER SURFACE WATER | 6 | OTHER INFRASTRUCTURE |  | 1270 | 252 | FORK LAKE/RESERVOIR | D | 999 | RESERVOIR | 5 | SABINE | 0 | SURFACE WATER | 1 | NO WATER QUALITY IMPROVEMENTS |  | 5286 | 1 | Additional pipeline from Lake Tawakoni (more Lake Fork supply) | 36 | DALLAS | C | BOTH | MUNICIPAL | 151 | CITY |  | Y | 2020 | 2020 | 0 | 43503000 | 43503000 | 43503000 | 7451000 | 7451000 | 496243000 | 30 | 376 | COCKRELL HILL | C | WUG | MUNICIPAL | 121 | CITY | C | 57 | DALLAS | 0 | 53 | 56 | 41 | 47 | 42 | N
334 | ADDITIONAL PIPELINE FROM LAKE TAWAKONI (MORE LAKE FORK SUPPLY) | Additional pipeline from Lake Tawakoni (more Lake Fork supply) | C | 5 | EXISTING SOURCE OR EXPANDED USE OF AN EXISTING SOURCE (SURFACE WATER OR GROUNDWATER) | 5 | OTHER SURFACE WATER | 6 | OTHER INFRASTRUCTURE |  | 1270 | 252 | FORK LAKE/RESERVOIR | D | 999 | RESERVOIR | 5 | SABINE | 0 | SURFACE WATER | 1 | NO WATER QUALITY IMPROVEMENTS |  | 5286 | 1 | Additional pipeline from Lake Tawakoni (more Lake Fork supply) | 36 | DALLAS | C | BOTH | MUNICIPAL | 151 | CITY |  | Y | 2020 | 2020 | 0 | 43503000 | 43503000 | 43503000 | 7451000 | 7451000 | 496243000 | 30 | 389 | COMBINE | C | WUG | MUNICIPAL | 766 | CITY | C | 57 | DALLAS | 0 | 9 | 10 | 9 | 11 | 11 | N
334 | ADDITIONAL PIPELINE FROM LAKE TAWAKONI (MORE LAKE FORK SUPPLY) | Additional pipeline from Lake Tawakoni (more Lake Fork supply) | C | 5 | EXISTING SOURCE OR EXPANDED USE OF AN EXISTING SOURCE (SURFACE WATER OR GROUNDWATER) | 5 | OTHER SURFACE WATER | 6 | OTHER INFRASTRUCTURE |  | 1270 | 252 | FORK LAKE/RESERVOIR | D | 999 | RESERVOIR | 5 | SABINE | 0 | SURFACE WATER | 1 | NO WATER QUALITY IMPROVEMENTS |  | 5286 | 1 | Additional pipeline from Lake Tawakoni (more Lake Fork supply) | 36 | DALLAS | C | BOTH | MUNICIPAL | 151 | CITY |  | Y | 2020 | 2020 | 0 | 43503000 | 43503000 | 43503000 | 7451000 | 7451000 | 496243000 | 30 | 389 | COMBINE | C | WUG | MUNICIPAL | 766 | CITY | C | 129 | KAUFMAN | 0 | 17 | 21 | 18 | 26 | 27 | N
334 | ADDITIONAL PIPELINE FROM LAKE TAWAKONI (MORE LAKE FORK SUPPLY) | Additional pipeline from Lake Tawakoni (more Lake Fork supply) | C | 5 | EXISTING SOURCE OR EXPANDED USE OF AN EXISTING SOURCE (SURFACE WATER OR GROUNDWATER) | 5 | OTHER SURFACE WATER | 6 | OTHER INFRASTRUCTURE |  | 1270 | 252 | FORK LAKE/RESERVOIR | D | 999 | RESERVOIR | 5 | SABINE | 0 | SURFACE WATER | 1 | NO WATER QUALITY IMPROVEMENTS |  | 5286 | 1 | Additional pipeline from Lake Tawakoni (more Lake Fork supply) | 36 | DALLAS | C | BOTH | MUNICIPAL | 151 | CITY |  | Y | 2020 | 2020 | 0 | 43503000 | 43503000 | 43503000 | 7451000 | 7451000 | 496243000 | 30 | 390 | COMBINE WSC | C | WUG | MUNICIPAL | 4066 | UTILITY | C | 57 | DALLAS | 0 | 16 | 20 | 16 | 22 | 23 | N
334 | ADDITIONAL PIPELINE FROM LAKE TAWAKONI (MORE LAKE FORK SUPPLY) | Additional pipeline from Lake Tawakoni (more Lake Fork supply) | C | 5 | EXISTING SOURCE OR EXPANDED USE OF AN EXISTING SOURCE (SURFACE WATER OR GROUNDWATER) | 5 | OTHER SURFACE WATER | 6 | OTHER INFRASTRUCTURE |  | 1270 | 252 | FORK LAKE/RESERVOIR | D | 999 | RESERVOIR | 5 | SABINE | 0 | SURFACE WATER | 1 | NO WATER QUALITY IMPROVEMENTS |  | 5286 | 1 | Additional pipeline from Lake Tawakoni (more Lake Fork supply) | 36 | DALLAS | C | BOTH | MUNICIPAL | 151 | CITY |  | Y | 2020 | 2020 | 0 | 43503000 | 43503000 | 43503000 | 7451000 | 7451000 | 496243000 | 30 | 390 | COMBINE WSC | C | WUG | MUNICIPAL | 4066 | UTILITY | C | 129 | KAUFMAN | 0 | 34 | 47 | 45 | 66 | 72 | N
334 | ADDITIONAL PIPELINE FROM LAKE TAWAKONI (MORE LAKE FORK SUPPLY) | Additional pipeline from Lake Tawakoni (more Lake Fork supply) | C | 5 | EXISTING SOURCE OR EXPANDED USE OF AN EXISTING SOURCE (SURFACE WATER OR GROUNDWATER) | 5 | OTHER SURFACE WATER | 6 | OTHER INFRASTRUCTURE |  | 1270 | 252 | FORK LAKE/RESERVOIR | D | 999 | RESERVOIR | 5 | SABINE | 0 | SURFACE WATER | 1 | NO WATER QUALITY IMPROVEMENTS |  | 5286 | 1 | Additional pipeline from Lake Tawakoni (more Lake Fork supply) | 36 | DALLAS | C | BOTH | MUNICIPAL | 151 | CITY |  | Y | 2020 | 2020 | 0 | 43503000 | 43503000 | 43503000 | 7451000 | 7451000 | 496243000 | 30 | 403 | COPPELL | C | WUG | MUNICIPAL | 133 | CITY | C | 57 | DALLAS | 0 | 713 | 763 | 576 | 665 | 603 | N
334 | ADDITIONAL PIPELINE FROM LAKE TAWAKONI (MORE LAKE FORK SUPPLY) | Additional pipeline from Lake Tawakoni (more Lake Fork supply) | C | 5 | EXISTING SOURCE OR EXPANDED USE OF AN EXISTING SOURCE (SURFACE WATER OR GROUNDWATER) | 5 | OTHER SURFACE WATER | 6 | OTHER INFRASTRUCTURE |  | 1270 | 252 | FORK LAKE/RESERVOIR | D | 999 | RESERVOIR | 5 | SABINE | 0 | SURFACE WATER | 1 | NO WATER QUALITY IMPROVEMENTS |  | 5286 | 1 | Additional pipeline from Lake Tawakoni (more Lake Fork supply) | 36 | DALLAS | C | BOTH | MUNICIPAL | 151 | CITY |  | Y | 2020 | 2020 | 0 | 43503000 | 43503000 | 43503000 | 7451000 | 7451000 | 496243000 | 30 | 403 | COPPELL | C | WUG | MUNICIPAL | 133 | CITY | C | 61 | DENTON | 0 | 10 | 14 | 12 | 16 | 15 | N
334 | ADDITIONAL PIPELINE FROM LAKE TAWAKONI (MORE LAKE FORK SUPPLY) | Additional pipeline from Lake Tawakoni (more Lake Fork supply) | C | 5 | EXISTING SOURCE OR EXPANDED USE OF AN EXISTING SOURCE (SURFACE WATER OR GROUNDWATER) | 5 | OTHER SURFACE WATER | 6 | OTHER INFRASTRUCTURE |  | 1270 | 252 | FORK LAKE/RESERVOIR | D | 999 | RESERVOIR | 5 | SABINE | 0 | SURFACE WATER | 1 | NO WATER QUALITY IMPROVEMENTS |  | 5286 | 1 | Additional pipeline from Lake Tawakoni (more Lake Fork supply) | 36 | DALLAS | C | BOTH | MUNICIPAL | 151 | CITY |  | Y | 2020 | 2020 | 0 | 43503000 | 43503000 | 43503000 | 7451000 | 7451000 | 496243000 | 30 | 468 | COUNTY-OTHER, DALLAS | C | WUG | MUNICIPAL | 757 | COUNTY-OTHER | C | 57 | DALLAS | 0 | 5 | 3 | 3 | 2 | 2 | N
334 | ADDITIONAL PIPELINE FROM LAKE TAWAKONI (MORE LAKE FORK SUPPLY) | Additional pipeline from Lake Tawakoni (more Lake Fork supply) | C | 5 | EXISTING SOURCE OR EXPANDED USE OF AN EXISTING SOURCE (SURFACE WATER OR GROUNDWATER) | 5 | OTHER SURFACE WATER | 6 | OTHER INFRASTRUCTURE |  | 1270 | 252 | FORK LAKE/RESERVOIR | D | 999 | RESERVOIR | 5 | SABINE | 0 | SURFACE WATER | 1 | NO WATER QUALITY IMPROVEMENTS |  | 5286 | 1 | Additional pipeline from Lake Tawakoni (more Lake Fork supply) | 36 | DALLAS | C | BOTH | MUNICIPAL | 151 | CITY |  | Y | 2020 | 2020 | 0 | 43503000 | 43503000 | 43503000 | 7451000 | 7451000 | 496243000 | 30 | 667 | CRANDALL | C | WUG | MUNICIPAL | 767 | CITY | C | 129 | KAUFMAN | 0 | 113 | 186 | 132 | 198 | 206 | N
334 | ADDITIONAL PIPELINE FROM LAKE TAWAKONI (MORE LAKE FORK SUPPLY) | Additional pipeline from Lake Tawakoni (more Lake Fork supply) | C | 5 | EXISTING SOURCE OR EXPANDED USE OF AN EXISTING SOURCE (SURFACE WATER OR GROUNDWATER) | 5 | OTHER SURFACE WATER | 6 | OTHER INFRASTRUCTURE |  | 1270 | 252 | FORK LAKE/RESERVOIR | D | 999 | RESERVOIR | 5 | SABINE | 0 | SURFACE WATER | 1 | NO WATER QUALITY IMPROVEMENTS |  | 5286 | 1 | Additional pipeline from Lake Tawakoni (more Lake Fork supply) | 36 | DALLAS | C | BOTH | MUNICIPAL | 151 | CITY |  | Y | 2020 | 2020 | 0 | 43503000 | 43503000 | 43503000 | 7451000 | 7451000 | 496243000 | 30 | 36 | DALLAS | C | BOTH | MUNICIPAL | 151 | CITY | C | 43 | COLLIN | 0 | 1062 | 1360 | 1100 | 1360 | 1352 | N
334 | ADDITIONAL PIPELINE FROM LAKE TAWAKONI (MORE LAKE FORK SUPPLY) | Additional pipeline from Lake Tawakoni (more Lake Fork supply) | C | 5 | EXISTING SOURCE OR EXPANDED USE OF AN EXISTING SOURCE (SURFACE WATER OR GROUNDWATER) | 5 | OTHER SURFACE WATER | 6 | OTHER INFRASTRUCTURE |  | 1270 | 252 | FORK LAKE/RESERVOIR | D | 999 | RESERVOIR | 5 | SABINE | 0 | SURFACE WATER | 1 | NO WATER QUALITY IMPROVEMENTS |  | 5286 | 1 | Additional pipeline from Lake Tawakoni (more Lake Fork supply) | 36 | DALLAS | C | BOTH | MUNICIPAL | 151 | CITY |  | Y | 2020 | 2020 | 0 | 43503000 | 43503000 | 43503000 | 7451000 | 7451000 | 496243000 | 30 | 36 | DALLAS | C | BOTH | MUNICIPAL | 151 | CITY | C | 57 | DALLAS | 0 | 62174 | 58354 | 59599 | 54228 | 53194 | N
334 | ADDITIONAL PIPELINE FROM LAKE TAWAKONI (MORE LAKE FORK SUPPLY) | Additional pipeline from Lake Tawakoni (more Lake Fork supply) | C | 5 | EXISTING SOURCE OR EXPANDED USE OF AN EXISTING SOURCE (SURFACE WATER OR GROUNDWATER) | 5 | OTHER SURFACE WATER | 6 | OTHER INFRASTRUCTURE |  | 1270 | 252 | FORK LAKE/RESERVOIR | D | 999 | RESERVOIR | 5 | SABINE | 0 | SURFACE WATER | 1 | NO WATER QUALITY IMPROVEMENTS |  | 5286 | 1 | Additional pipeline from Lake Tawakoni (more Lake Fork supply) | 36 | DALLAS | C | BOTH | MUNICIPAL | 151 | CITY |  | Y | 2020 | 2020 | 0 | 43503000 | 43503000 | 43503000 | 7451000 | 7451000 | 496243000 | 30 | 36 | DALLAS | C | BOTH | MUNICIPAL | 151 | CITY | C | 61 | DENTON | 0 | 476 | 593 | 471 | 576 | 559 | N
334 | ADDITIONAL PIPELINE FROM LAKE TAWAKONI (MORE LAKE FORK SUPPLY) | Additional pipeline from Lake Tawakoni (more Lake Fork supply) | C | 5 | EXISTING SOURCE OR EXPANDED USE OF AN EXISTING SOURCE (SURFACE WATER OR GROUNDWATER) | 5 | OTHER SURFACE WATER | 6 | OTHER INFRASTRUCTURE |  | 1270 | 252 | FORK LAKE/RESERVOIR | D | 999 | RESERVOIR | 5 | SABINE | 0 | SURFACE WATER | 1 | NO WATER QUALITY IMPROVEMENTS |  | 5286 | 1 | Additional pipeline from Lake Tawakoni (more Lake Fork supply) | 36 | DALLAS | C | BOTH | MUNICIPAL | 151 | CITY |  | Y | 2020 | 2020 | 0 | 43503000 | 43503000 | 43503000 | 7451000 | 7451000 | 496243000 | 30 | 701 | DE SOTO | C | WUG | MUNICIPAL | 161 | CITY | C | 57 | DALLAS | 0 | 831 | 1021 | 857 | 1107 | 1023 | N
334 | ADDITIONAL PIPELINE FROM LAKE TAWAKONI (MORE LAKE FORK SUPPLY) | Additional pipeline from Lake Tawakoni (more Lake Fork supply) | C | 5 | EXISTING SOURCE OR EXPANDED USE OF AN EXISTING SOURCE (SURFACE WATER OR GROUNDWATER) | 5 | OTHER SURFACE WATER | 6 | OTHER INFRASTRUCTURE |  | 1270 | 252 | FORK LAKE/RESERVOIR | D | 999 | RESERVOIR | 5 | SABINE | 0 | SURFACE WATER | 1 | NO WATER QUALITY IMPROVEMENTS |  | 5286 | 1 | Additional pipeline from Lake Tawakoni (more Lake Fork supply) | 36 | DALLAS | C | BOTH | MUNICIPAL | 151 | CITY |  | Y | 2020 | 2020 | 0 | 43503000 | 43503000 | 43503000 | 7451000 | 7451000 | 496243000 | 30 | 724 | DUNCANVILLE | C | WUG | MUNICIPAL | 171 | CITY | C | 57 | DALLAS | 0 | 366 | 403 | 315 | 373 | 349 | N
334 | ADDITIONAL PIPELINE FROM LAKE TAWAKONI (MORE LAKE FORK SUPPLY) | Additional pipeline from Lake Tawakoni (more Lake Fork supply) | C | 5 | EXISTING SOURCE OR EXPANDED USE OF AN EXISTING SOURCE (SURFACE WATER OR GROUNDWATER) | 5 | OTHER SURFACE WATER | 6 | OTHER INFRASTRUCTURE |  | 1270 | 252 | FORK LAKE/RESERVOIR | D | 999 | RESERVOIR | 5 | SABINE | 0 | SURFACE WATER | 1 | NO WATER QUALITY IMPROVEMENTS |  | 5286 | 1 | Additional pipeline from Lake Tawakoni (more Lake Fork supply) | 36 | DALLAS | C | BOTH | MUNICIPAL | 151 | CITY |  | Y | 2020 | 2020 | 0 | 43503000 | 43503000 | 43503000 | 7451000 | 7451000 | 496243000 | 30 | 773 | FARMERS BRANCH | C | WUG | MUNICIPAL | 198 | CITY | C | 57 | DALLAS | 0 | 741 | 852 | 680 | 831 | 791 | N
334 | ADDITIONAL PIPELINE FROM LAKE TAWAKONI (MORE LAKE FORK SUPPLY) | Additional pipeline from Lake Tawakoni (more Lake Fork supply) | C | 5 | EXISTING SOURCE OR EXPANDED USE OF AN EXISTING SOURCE (SURFACE WATER OR GROUNDWATER) | 5 | OTHER SURFACE WATER | 6 | OTHER INFRASTRUCTURE |  | 1270 | 252 | FORK LAKE/RESERVOIR | D | 999 | RESERVOIR | 5 | SABINE | 0 | SURFACE WATER | 1 | NO WATER QUALITY IMPROVEMENTS |  | 5286 | 1 | Additional pipeline from Lake Tawakoni (more Lake Fork supply) | 36 | DALLAS | C | BOTH | MUNICIPAL | 151 | CITY |  | Y | 2020 | 2020 | 0 | 43503000 | 43503000 | 43503000 | 7451000 | 7451000 | 496243000 | 30 | 785 | FLOWER MOUND | C | WUG | MUNICIPAL | 204 | CITY | C | 61 | DENTON | 0 | 629 | 818 | 622 | 723 | 657 | N
334 | ADDITIONAL PIPELINE FROM LAKE TAWAKONI (MORE LAKE FORK SUPPLY) | Additional pipeline from Lake Tawakoni (more Lake Fork supply) | C | 5 | EXISTING SOURCE OR EXPANDED USE OF AN EXISTING SOURCE (SURFACE WATER OR GROUNDWATER) | 5 | OTHER SURFACE WATER | 6 | OTHER INFRASTRUCTURE |  | 1270 | 252 | FORK LAKE/RESERVOIR | D | 999 | RESERVOIR | 5 | SABINE | 0 | SURFACE WATER | 1 | NO WATER QUALITY IMPROVEMENTS |  | 5286 | 1 | Additional pipeline from Lake Tawakoni (more Lake Fork supply) | 36 | DALLAS | C | BOTH | MUNICIPAL | 151 | CITY |  | Y | 2020 | 2020 | 0 | 43503000 | 43503000 | 43503000 | 7451000 | 7451000 | 496243000 | 30 | 841 | GLENN HEIGHTS | C | WUG | MUNICIPAL | 697 | CITY | C | 57 | DALLAS | 0 | 86 | 105 | 89 | 114 | 111 | N
334 | ADDITIONAL PIPELINE FROM LAKE TAWAKONI (MORE LAKE FORK SUPPLY) | Additional pipeline from Lake Tawakoni (more Lake Fork supply) | C | 5 | EXISTING SOURCE OR EXPANDED USE OF AN EXISTING SOURCE (SURFACE WATER OR GROUNDWATER) | 5 | OTHER SURFACE WATER | 6 | OTHER INFRASTRUCTURE |  | 1270 | 252 | FORK LAKE/RESERVOIR | D | 999 | RESERVOIR | 5 | SABINE | 0 | SURFACE WATER | 1 | NO WATER QUALITY IMPROVEMENTS |  | 5286 | 1 | Additional pipeline from Lake Tawakoni (more Lake Fork supply) | 36 | DALLAS | C | BOTH | MUNICIPAL | 151 | CITY |  | Y | 2020 | 2020 | 0 | 43503000 | 43503000 | 43503000 | 7451000 | 7451000 | 496243000 | 30 | 841 | GLENN HEIGHTS | C | WUG | MUNICIPAL | 697 | CITY | C | 70 | ELLIS | 0 | 35 | 47 | 43 | 58 | 62 | N
334 | ADDITIONAL PIPELINE FROM LAKE TAWAKONI (MORE LAKE FORK SUPPLY) | Additional pipeline from Lake Tawakoni (more Lake Fork supply) | C | 5 | EXISTING SOURCE OR EXPANDED USE OF AN EXISTING SOURCE (SURFACE WATER OR GROUNDWATER) | 5 | OTHER SURFACE WATER | 6 | OTHER INFRASTRUCTURE |  | 1270 | 252 | FORK LAKE/RESERVOIR | D | 999 | RESERVOIR | 5 | SABINE | 0 | SURFACE WATER | 1 | NO WATER QUALITY IMPROVEMENTS |  | 5286 | 1 | Additional pipeline from Lake Tawakoni (more Lake Fork supply) | 36 | DALLAS | C | BOTH | MUNICIPAL | 151 | CITY |  | Y | 2020 | 2020 | 0 | 43503000 | 43503000 | 43503000 | 7451000 | 7451000 | 496243000 | 30 | 853 | GRAND PRAIRIE | C | BOTH | MUNICIPAL | 245 | CITY | C | 57 | DALLAS | 0 | 926 | 1303 | 1214 | 1683 | 1542 | N
334 | ADDITIONAL PIPELINE FROM LAKE TAWAKONI (MORE LAKE FORK SUPPLY) | Additional pipeline from Lake Tawakoni (more Lake Fork supply) | C | 5 | EXISTING SOURCE OR EXPANDED USE OF AN EXISTING SOURCE (SURFACE WATER OR GROUNDWATER) | 5 | OTHER SURFACE WATER | 6 | OTHER INFRASTRUCTURE |  | 1270 | 252 | FORK LAKE/RESERVOIR | D | 999 | RESERVOIR | 5 | SABINE | 0 | SURFACE WATER | 1 | NO WATER QUALITY IMPROVEMENTS |  | 5286 | 1 | Additional pipeline from Lake Tawakoni (more Lake Fork supply) | 36 | DALLAS | C | BOTH | MUNICIPAL | 151 | CITY |  | Y | 2020 | 2020 | 0 | 43503000 | 43503000 | 43503000 | 7451000 | 7451000 | 496243000 | 30 | 853 | GRAND PRAIRIE | C | BOTH | MUNICIPAL | 245 | CITY | C | 70 | ELLIS | 0 | 11 | 32 | 42 | 74 | 69 | N
334 | ADDITIONAL PIPELINE FROM LAKE TAWAKONI (MORE LAKE FORK SUPPLY) | Additional pipeline from Lake Tawakoni (more Lake Fork supply) | C | 5 | EXISTING SOURCE OR EXPANDED USE OF AN EXISTING SOURCE (SURFACE WATER OR GROUNDWATER) | 5 | OTHER SURFACE WATER | 6 | OTHER INFRASTRUCTURE |  | 1270 | 252 | FORK LAKE/RESERVOIR | D | 999 | RESERVOIR | 5 | SABINE | 0 | SURFACE WATER | 1 | NO WATER QUALITY IMPROVEMENTS |  | 5286 | 1 | Additional pipeline from Lake Tawakoni (more Lake Fork supply) | 36 | DALLAS | C | BOTH | MUNICIPAL | 151 | CITY |  | Y | 2010 | 2020 | 0 | 43503000 | 43503000 | 43503000 | 7451000 | 7451000 | 496243000 | 30 | 853 | GRAND PRAIRIE | C | BOTH | MUNICIPAL | 245 | CITY | C | 220 | TARRANT | 0 | 0 | 0 | 0 | 0 | 0 | N
334 | ADDITIONAL PIPELINE FROM LAKE TAWAKONI (MORE LAKE FORK SUPPLY) | Additional pipeline from Lake Tawakoni (more Lake Fork supply) | C | 5 | EXISTING SOURCE OR EXPANDED USE OF AN EXISTING SOURCE (SURFACE WATER OR GROUNDWATER) | 5 | OTHER SURFACE WATER | 6 | OTHER INFRASTRUCTURE |  | 1270 | 252 | FORK LAKE/RESERVOIR | D | 999 | RESERVOIR | 5 | SABINE | 0 | SURFACE WATER | 1 | NO WATER QUALITY IMPROVEMENTS |  | 5286 | 1 | Additional pipeline from Lake Tawakoni (more Lake Fork supply) | 36 | DALLAS | C | BOTH | MUNICIPAL | 151 | CITY |  | Y | 2020 | 2020 | 0 | 43503000 | 43503000 | 43503000 | 7451000 | 7451000 | 496243000 | 30 | 927 | HEBRON | C | WUG | MUNICIPAL | 776 | CITY | C | 61 | DENTON | 0 | 8 | 9 | 6 | 7 | 6 | N
334 | ADDITIONAL PIPELINE FROM LAKE TAWAKONI (MORE LAKE FORK SUPPLY) | Additional pipeline from Lake Tawakoni (more Lake Fork supply) | C | 5 | EXISTING SOURCE OR EXPANDED USE OF AN EXISTING SOURCE (SURFACE WATER OR GROUNDWATER) | 5 | OTHER SURFACE WATER | 6 | OTHER INFRASTRUCTURE |  | 1270 | 252 | FORK LAKE/RESERVOIR | D | 999 | RESERVOIR | 5 | SABINE | 0 | SURFACE WATER | 1 | NO WATER QUALITY IMPROVEMENTS |  | 5286 | 1 | Additional pipeline from Lake Tawakoni (more Lake Fork supply) | 36 | DALLAS | C | BOTH | MUNICIPAL | 151 | CITY |  | Y | 2020 | 2020 | 0 | 43503000 | 43503000 | 43503000 | 7451000 | 7451000 | 496243000 | 30 | 970 | HUTCHINS | C | WUG | MUNICIPAL | 294 | CITY | C | 57 | DALLAS | 0 | 69 | 94 | 91 | 137 | 200 | N
334 | ADDITIONAL PIPELINE FROM LAKE TAWAKONI (MORE LAKE FORK SUPPLY) | Additional pipeline from Lake Tawakoni (more Lake Fork supply) | C | 5 | EXISTING SOURCE OR EXPANDED USE OF AN EXISTING SOURCE (SURFACE WATER OR GROUNDWATER) | 5 | OTHER SURFACE WATER | 6 | OTHER INFRASTRUCTURE |  | 1270 | 252 | FORK LAKE/RESERVOIR | D | 999 | RESERVOIR | 5 | SABINE | 0 | SURFACE WATER | 1 | NO WATER QUALITY IMPROVEMENTS |  | 5286 | 1 | Additional pipeline from Lake Tawakoni (more Lake Fork supply) | 36 | DALLAS | C | BOTH | MUNICIPAL | 151 | CITY |  | Y | 2020 | 2020 | 0 | 43503000 | 43503000 | 43503000 | 7451000 | 7451000 | 496243000 | 30 | 1037 | IRRIGATION, DENTON | C | WUG | IRRIGATION | 1004 | N/A | C | 61 | DENTON | 0 | 210 | 231 | 172 | 195 | 171 | N
334 | ADDITIONAL PIPELINE FROM LAKE TAWAKONI (MORE LAKE FORK SUPPLY) | Additional pipeline from Lake Tawakoni (more Lake Fork supply) | C | 5 | EXISTING SOURCE OR EXPANDED USE OF AN EXISTING SOURCE (SURFACE WATER OR GROUNDWATER) | 5 | OTHER SURFACE WATER | 6 | OTHER INFRASTRUCTURE |  | 1270 | 252 | FORK LAKE/RESERVOIR | D | 999 | RESERVOIR | 5 | SABINE | 0 | SURFACE WATER | 1 | NO WATER QUALITY IMPROVEMENTS |  | 5286 | 1 | Additional pipeline from Lake Tawakoni (more Lake Fork supply) | 36 | DALLAS | C | BOTH | MUNICIPAL | 151 | CITY |  | Y | 2020 | 2020 | 0 | 43503000 | 43503000 | 43503000 | 7451000 | 7451000 | 496243000 | 30 | 1165 | IRRIGATION, ROCKWALL | C | WUG | IRRIGATION | 1004 | N/A | C | 199 | ROCKWALL | 0 | 21 | 20 | 15 | 17 | 15 | N
334 | ADDITIONAL PIPELINE FROM LAKE TAWAKONI (MORE LAKE FORK SUPPLY) | Additional pipeline from Lake Tawakoni (more Lake Fork supply) | C | 5 | EXISTING SOURCE OR EXPANDED USE OF AN EXISTING SOURCE (SURFACE WATER OR GROUNDWATER) | 5 | OTHER SURFACE WATER | 6 | OTHER INFRASTRUCTURE |  | 1270 | 252 | FORK LAKE/RESERVOIR | D | 999 | RESERVOIR | 5 | SABINE | 0 | SURFACE WATER | 1 | NO WATER QUALITY IMPROVEMENTS |  | 5286 | 1 | Additional pipeline from Lake Tawakoni (more Lake Fork supply) | 36 | DALLAS | C | BOTH | MUNICIPAL | 151 | CITY |  | Y | 2020 | 2020 | 0 | 43503000 | 43503000 | 43503000 | 7451000 | 7451000 | 496243000 | 30 | 1219 | IRVING | C | WUG | MUNICIPAL | 298 | CITY | C | 57 | DALLAS | 0 | 1643 | 386 | 287 | 326 | 285 | N
334 | ADDITIONAL PIPELINE FROM LAKE TAWAKONI (MORE LAKE FORK SUPPLY) | Additional pipeline from Lake Tawakoni (more Lake Fork supply) | C | 5 | EXISTING SOURCE OR EXPANDED USE OF AN EXISTING SOURCE (SURFACE WATER OR GROUNDWATER) | 5 | OTHER SURFACE WATER | 6 | OTHER INFRASTRUCTURE |  | 1270 | 252 | FORK LAKE/RESERVOIR | D | 999 | RESERVOIR | 5 | SABINE | 0 | SURFACE WATER | 1 | NO WATER QUALITY IMPROVEMENTS |  | 5286 | 1 | Additional pipeline from Lake Tawakoni (more Lake Fork supply) | 36 | DALLAS | C | BOTH | MUNICIPAL | 151 | CITY |  | Y | 2020 | 2020 | 0 | 43503000 | 43503000 | 43503000 | 7451000 | 7451000 | 496243000 | 30 | 1305 | LANCASTER | C | WUG | MUNICIPAL | 345 | CITY | C | 57 | DALLAS | 0 | 661 | 772 | 576 | 660 | 586 | N
334 | ADDITIONAL PIPELINE FROM LAKE TAWAKONI (MORE LAKE FORK SUPPLY) | Additional pipeline from Lake Tawakoni (more Lake Fork supply) | C | 5 | EXISTING SOURCE OR EXPANDED USE OF AN EXISTING SOURCE (SURFACE WATER OR GROUNDWATER) | 5 | OTHER SURFACE WATER | 6 | OTHER INFRASTRUCTURE |  | 1270 | 252 | FORK LAKE/RESERVOIR | D | 999 | RESERVOIR | 5 | SABINE | 0 | SURFACE WATER | 1 | NO WATER QUALITY IMPROVEMENTS |  | 5286 | 1 | Additional pipeline from Lake Tawakoni (more Lake Fork supply) | 36 | DALLAS | C | BOTH | MUNICIPAL | 151 | CITY |  | Y | 2010 | 2020 | 0 | 43503000 | 43503000 | 43503000 | 7451000 | 7451000 | 496243000 | 30 | 1317 | LEWISVILLE | C | WUG | MUNICIPAL | 355 | CITY | C | 57 | DALLAS | 0 | 0 | 0 | 0 | 0 | 0 | N
334 | ADDITIONAL PIPELINE FROM LAKE TAWAKONI (MORE LAKE FORK SUPPLY) | Additional pipeline from Lake Tawakoni (more Lake Fork supply) | C | 5 | EXISTING SOURCE OR EXPANDED USE OF AN EXISTING SOURCE (SURFACE WATER OR GROUNDWATER) | 5 | OTHER SURFACE WATER | 6 | OTHER INFRASTRUCTURE |  | 1270 | 252 | FORK LAKE/RESERVOIR | D | 999 | RESERVOIR | 5 | SABINE | 0 | SURFACE WATER | 1 | NO WATER QUALITY IMPROVEMENTS |  | 5286 | 1 | Additional pipeline from Lake Tawakoni (more Lake Fork supply) | 36 | DALLAS | C | BOTH | MUNICIPAL | 151 | CITY |  | Y | 2010 | 2020 | 0 | 43503000 | 43503000 | 43503000 | 7451000 | 7451000 | 496243000 | 30 | 1317 | LEWISVILLE | C | WUG | MUNICIPAL | 355 | CITY | C | 61 | DENTON | 0 | 0 | 0 | 0 | 0 | 0 | N
334 | ADDITIONAL PIPELINE FROM LAKE TAWAKONI (MORE LAKE FORK SUPPLY) | Additional pipeline from Lake Tawakoni (more Lake Fork supply) | C | 5 | EXISTING SOURCE OR EXPANDED USE OF AN EXISTING SOURCE (SURFACE WATER OR GROUNDWATER) | 5 | OTHER SURFACE WATER | 6 | OTHER INFRASTRUCTURE |  | 1270 | 252 | FORK LAKE/RESERVOIR | D | 999 | RESERVOIR | 5 | SABINE | 0 | SURFACE WATER | 1 | NO WATER QUALITY IMPROVEMENTS |  | 5286 | 1 | Additional pipeline from Lake Tawakoni (more Lake Fork supply) | 36 | DALLAS | C | BOTH | MUNICIPAL | 151 | CITY |  | Y | 2020 | 2020 | 0 | 43503000 | 43503000 | 43503000 | 7451000 | 7451000 | 496243000 | 30 | 1657 | MANUFACTURING, DALLAS | C | WUG | MANUFACTURING | 1001 | N/A | C | 57 | DALLAS | 0 | 2400 | 2701 | 2137 | 2586 | 2299 | N
334 | ADDITIONAL PIPELINE FROM LAKE TAWAKONI (MORE LAKE FORK SUPPLY) | Additional pipeline from Lake Tawakoni (more Lake Fork supply) | C | 5 | EXISTING SOURCE OR EXPANDED USE OF AN EXISTING SOURCE (SURFACE WATER OR GROUNDWATER) | 5 | OTHER SURFACE WATER | 6 | OTHER INFRASTRUCTURE |  | 1270 | 252 | FORK LAKE/RESERVOIR | D | 999 | RESERVOIR | 5 | SABINE | 0 | SURFACE WATER | 1 | NO WATER QUALITY IMPROVEMENTS |  | 5286 | 1 | Additional pipeline from Lake Tawakoni (more Lake Fork supply) | 36 | DALLAS | C | BOTH | MUNICIPAL | 151 | CITY |  | Y | 2020 | 2020 | 0 | 43503000 | 43503000 | 43503000 | 7451000 | 7451000 | 496243000 | 30 | 1660 | MANUFACTURING, DENTON | C | WUG | MANUFACTURING | 1001 | N/A | C | 61 | DENTON | 0 | 43 | 50 | 41 | 52 | 50 | N
334 | ADDITIONAL PIPELINE FROM LAKE TAWAKONI (MORE LAKE FORK SUPPLY) | Additional pipeline from Lake Tawakoni (more Lake Fork supply) | C | 5 | EXISTING SOURCE OR EXPANDED USE OF AN EXISTING SOURCE (SURFACE WATER OR GROUNDWATER) | 5 | OTHER SURFACE WATER | 6 | OTHER INFRASTRUCTURE |  | 1270 | 252 | FORK LAKE/RESERVOIR | D | 999 | RESERVOIR | 5 | SABINE | 0 | SURFACE WATER | 1 | NO WATER QUALITY IMPROVEMENTS |  | 5286 | 1 | Additional pipeline from Lake Tawakoni (more Lake Fork supply) | 36 | DALLAS | C | BOTH | MUNICIPAL | 151 | CITY |  | Y | 2020 | 2020 | 0 | 43503000 | 43503000 | 43503000 | 7451000 | 7451000 | 496243000 | 30 | 1893 | MINING, DALLAS | C | WUG | MINING | 1003 | N/A | C | 57 | DALLAS | 0 | 27 | 29 | 22 | 25 | 22 | N
334 | ADDITIONAL PIPELINE FROM LAKE TAWAKONI (MORE LAKE FORK SUPPLY) | Additional pipeline from Lake Tawakoni (more Lake Fork supply) | C | 5 | EXISTING SOURCE OR EXPANDED USE OF AN EXISTING SOURCE (SURFACE WATER OR GROUNDWATER) | 5 | OTHER SURFACE WATER | 6 | OTHER INFRASTRUCTURE |  | 1270 | 252 | FORK LAKE/RESERVOIR | D | 999 | RESERVOIR | 5 | SABINE | 0 | SURFACE WATER | 1 | NO WATER QUALITY IMPROVEMENTS |  | 5286 | 1 | Additional pipeline from Lake Tawakoni (more Lake Fork supply) | 36 | DALLAS | C | BOTH | MUNICIPAL | 151 | CITY |  | Y | 2020 | 2020 | 0 | 43503000 | 43503000 | 43503000 | 7451000 | 7451000 | 496243000 | 30 | 2147 | OAK LEAF | C | WUG | MUNICIPAL | 929 | CITY | C | 70 | ELLIS | 0 | 22 | 28 | 24 | 32 | 32 | N
334 | ADDITIONAL PIPELINE FROM LAKE TAWAKONI (MORE LAKE FORK SUPPLY) | Additional pipeline from Lake Tawakoni (more Lake Fork supply) | C | 5 | EXISTING SOURCE OR EXPANDED USE OF AN EXISTING SOURCE (SURFACE WATER OR GROUNDWATER) | 5 | OTHER SURFACE WATER | 6 | OTHER INFRASTRUCTURE |  | 1270 | 252 | FORK LAKE/RESERVOIR | D | 999 | RESERVOIR | 5 | SABINE | 0 | SURFACE WATER | 1 | NO WATER QUALITY IMPROVEMENTS |  | 5286 | 1 | Additional pipeline from Lake Tawakoni (more Lake Fork supply) | 36 | DALLAS | C | BOTH | MUNICIPAL | 151 | CITY |  | Y | 2020 | 2020 | 0 | 43503000 | 43503000 | 43503000 | 7451000 | 7451000 | 496243000 | 30 | 2165 | OVILLA | C | WUG | MUNICIPAL | 729 | CITY | C | 57 | DALLAS | 0 | 8 | 13 | 16 | 27 | 35 | N
334 | ADDITIONAL PIPELINE FROM LAKE TAWAKONI (MORE LAKE FORK SUPPLY) | Additional pipeline from Lake Tawakoni (more Lake Fork supply) | C | 5 | EXISTING SOURCE OR EXPANDED USE OF AN EXISTING SOURCE (SURFACE WATER OR GROUNDWATER) | 5 | OTHER SURFACE WATER | 6 | OTHER INFRASTRUCTURE |  | 1270 | 252 | FORK LAKE/RESERVOIR | D | 999 | RESERVOIR | 5 | SABINE | 0 | SURFACE WATER | 1 | NO WATER QUALITY IMPROVEMENTS |  | 5286 | 1 | Additional pipeline from Lake Tawakoni (more Lake Fork supply) | 36 | DALLAS | C | BOTH | MUNICIPAL | 151 | CITY |  | Y | 2020 | 2020 | 0 | 43503000 | 43503000 | 43503000 | 7451000 | 7451000 | 496243000 | 30 | 2165 | OVILLA | C | WUG | MUNICIPAL | 729 | CITY | C | 70 | ELLIS | 0 | 94 | 137 | 127 | 145 | 131 | N
334 | ADDITIONAL PIPELINE FROM LAKE TAWAKONI (MORE LAKE FORK SUPPLY) | Additional pipeline from Lake Tawakoni (more Lake Fork supply) | C | 5 | EXISTING SOURCE OR EXPANDED USE OF AN EXISTING SOURCE (SURFACE WATER OR GROUNDWATER) | 5 | OTHER SURFACE WATER | 6 | OTHER INFRASTRUCTURE |  | 1270 | 252 | FORK LAKE/RESERVOIR | D | 999 | RESERVOIR | 5 | SABINE | 0 | SURFACE WATER | 1 | NO WATER QUALITY IMPROVEMENTS |  | 5286 | 1 | Additional pipeline from Lake Tawakoni (more Lake Fork supply) | 36 | DALLAS | C | BOTH | MUNICIPAL | 151 | CITY |  | Y | 2020 | 2020 | 0 | 43503000 | 43503000 | 43503000 | 7451000 | 7451000 | 496243000 | 30 | 2255 | RED OAK | C | WUG | MUNICIPAL | 737 | CITY | C | 70 | ELLIS | 0 | 227 | 320 | 276 | 336 | 321 | N
334 | ADDITIONAL PIPELINE FROM LAKE TAWAKONI (MORE LAKE FORK SUPPLY) | Additional pipeline from Lake Tawakoni (more Lake Fork supply) | C | 5 | EXISTING SOURCE OR EXPANDED USE OF AN EXISTING SOURCE (SURFACE WATER OR GROUNDWATER) | 5 | OTHER SURFACE WATER | 6 | OTHER INFRASTRUCTURE |  | 1270 | 252 | FORK LAKE/RESERVOIR | D | 999 | RESERVOIR | 5 | SABINE | 0 | SURFACE WATER | 1 | NO WATER QUALITY IMPROVEMENTS |  | 5286 | 1 | Additional pipeline from Lake Tawakoni (more Lake Fork supply) | 36 | DALLAS | C | BOTH | MUNICIPAL | 151 | CITY |  | Y | 2020 | 2020 | 0 | 43503000 | 43503000 | 43503000 | 7451000 | 7451000 | 496243000 | 30 | 130 | SEAGOVILLE | C | BOTH | MUNICIPAL | 547 | CITY | C | 57 | DALLAS | 0 | 197 | 253 | 218 | 278 | 266 | N
334 | ADDITIONAL PIPELINE FROM LAKE TAWAKONI (MORE LAKE FORK SUPPLY) | Additional pipeline from Lake Tawakoni (more Lake Fork supply) | C | 5 | EXISTING SOURCE OR EXPANDED USE OF AN EXISTING SOURCE (SURFACE WATER OR GROUNDWATER) | 5 | OTHER SURFACE WATER | 6 | OTHER INFRASTRUCTURE |  | 1270 | 252 | FORK LAKE/RESERVOIR | D | 999 | RESERVOIR | 5 | SABINE | 0 | SURFACE WATER | 1 | NO WATER QUALITY IMPROVEMENTS |  | 5286 | 1 | Additional pipeline from Lake Tawakoni (more Lake Fork supply) | 36 | DALLAS | C | BOTH | MUNICIPAL | 151 | CITY |  | Y | 2050 | 2050 | 0 | 43503000 | 43503000 | 43503000 | 7451000 | 7451000 | 496243000 | 30 | 130 | SEAGOVILLE | C | BOTH | MUNICIPAL | 547 | CITY | C | 129 | KAUFMAN | 0 | 0 | 0 | 0 | 1 | 1 | N
334 | ADDITIONAL PIPELINE FROM LAKE TAWAKONI (MORE LAKE FORK SUPPLY) | Additional pipeline from Lake Tawakoni (more Lake Fork supply) | C | 5 | EXISTING SOURCE OR EXPANDED USE OF AN EXISTING SOURCE (SURFACE WATER OR GROUNDWATER) | 5 | OTHER SURFACE WATER | 6 | OTHER INFRASTRUCTURE |  | 1270 | 252 | FORK LAKE/RESERVOIR | D | 999 | RESERVOIR | 5 | SABINE | 0 | SURFACE WATER | 1 | NO WATER QUALITY IMPROVEMENTS |  | 5286 | 1 | Additional pipeline from Lake Tawakoni (more Lake Fork supply) | 36 | DALLAS | C | BOTH | MUNICIPAL | 151 | CITY |  | Y | 2020 | 2020 | 0 | 43503000 | 43503000 | 43503000 | 7451000 | 7451000 | 496243000 | 30 | 2518 | THE COLONY | C | WUG | MUNICIPAL | 752 | CITY | C | 61 | DENTON | 0 | 519 | 619 | 478 | 562 | 506 | N
334 | ADDITIONAL PIPELINE FROM LAKE TAWAKONI (MORE LAKE FORK SUPPLY) | Additional pipeline from Lake Tawakoni (more Lake Fork supply) | C | 5 | EXISTING SOURCE OR EXPANDED USE OF AN EXISTING SOURCE (SURFACE WATER OR GROUNDWATER) | 5 | OTHER SURFACE WATER | 6 | OTHER INFRASTRUCTURE |  | 1270 | 252 | FORK LAKE/RESERVOIR | D | 999 | RESERVOIR | 5 | SABINE | 0 | SURFACE WATER | 1 | NO WATER QUALITY IMPROVEMENTS |  | 5286 | 1 | Additional pipeline from Lake Tawakoni (more Lake Fork supply) | 36 | DALLAS | C | BOTH | MUNICIPAL | 151 | CITY |  | Y | 2020 | 2020 | 0 | 43503000 | 43503000 | 43503000 | 7451000 | 7451000 | 496243000 | 30 | 2627 | WILMER | C | WUG | MUNICIPAL | 657 | CITY | C | 57 | DALLAS | 0 | 11 | 17 | 29 | 86 | 135 | N
166 | ADDITIONAL TRINITY AQUIFER DEVELOPMENT (INCLUDES OVERDRAFTING) | Additional Trinity Aquifer development (includes overdrafting) | G | 5 | EXISTING SOURCE OR EXPANDED USE OF AN EXISTING SOURCE (SURFACE WATER OR GROUNDWATER) | 6 | GROUNDWATER | 6 | OTHER INFRASTRUCTURE |  | 2081 | 1339 | TRINITY AQUIFER | G | 111 | HOOD | 12 | BRAZOS | 1 | GROUNDWATER | 1 | NO WATER QUALITY IMPROVEMENTS |  | 2265 | 1 | Additional Trinity Aquifer development (includes overdrafting) | 2663 | LIPAN | G | WUG | MUNICIPAL | 1077 | CITY |  | N | 2030 | 2030 | 0 | 0 | 134000 | 304000 | 451000 | 670000 | 8524000 | 20 | 2663 | LIPAN | G | WUG | MUNICIPAL | 1077 | CITY | G | 111 | HOOD | 0 | 0 | 100 | 227 | 418 | 685 | N
166 | ADDITIONAL TRINITY AQUIFER DEVELOPMENT (INCLUDES OVERDRAFTING) | Additional Trinity Aquifer development (includes overdrafting) | G | 5 | EXISTING SOURCE OR EXPANDED USE OF AN EXISTING SOURCE (SURFACE WATER OR GROUNDWATER) | 6 | GROUNDWATER | 6 | OTHER INFRASTRUCTURE |  | 2081 | 1339 | TRINITY AQUIFER | G | 111 | HOOD | 12 | BRAZOS | 1 | GROUNDWATER | 1 | NO WATER QUALITY IMPROVEMENTS |  | 2266 | 1 | Additional Trinity Aquifer development (includes overdrafting) | 2529 | TOLAR | G | WUG | MUNICIPAL | 975 | CITY |  | N | 2030 | 2030 | 0 | 0 | 89000 | 89000 | 15000 | 60000 | 1286000 | 20 | 2529 | TOLAR | G | WUG | MUNICIPAL | 975 | CITY | G | 111 | HOOD | 0 | 0 | 100 | 100 | 100 | 150 | N
166 | ADDITIONAL TRINITY AQUIFER DEVELOPMENT (INCLUDES OVERDRAFTING) | Additional Trinity Aquifer development (includes overdrafting) | G | 5 | EXISTING SOURCE OR EXPANDED USE OF AN EXISTING SOURCE (SURFACE WATER OR GROUNDWATER) | 6 | GROUNDWATER | 6 | OTHER INFRASTRUCTURE |  | 2083 | 1340 | TRINITY AQUIFER | G | 126 | JOHNSON | 12 | BRAZOS | 1 | GROUNDWATER | 1 | NO WATER QUALITY IMPROVEMENTS |  | 2267 | 1 | Additional Trinity Aquifer development (includes overdrafting) | 2180 | PARKER WSC | G | WUG | MUNICIPAL | 4297 | UTILITY |  | N | 2050 | 2050 | 0 | 0 | 0 | 0 | 214000 | 214000 | 2045000 | 20 | 2180 | PARKER WSC | G | WUG | MUNICIPAL | 4297 | UTILITY | G | 109 | HILL | 0 | 0 | 0 | 0 | 10 | 10 | N
166 | ADDITIONAL TRINITY AQUIFER DEVELOPMENT (INCLUDES OVERDRAFTING) | Additional Trinity Aquifer development (includes overdrafting) | G | 5 | EXISTING SOURCE OR EXPANDED USE OF AN EXISTING SOURCE (SURFACE WATER OR GROUNDWATER) | 6 | GROUNDWATER | 6 | OTHER INFRASTRUCTURE |  | 2083 | 1340 | TRINITY AQUIFER | G | 126 | JOHNSON | 12 | BRAZOS | 1 | GROUNDWATER | 1 | NO WATER QUALITY IMPROVEMENTS |  | 2267 | 1 | Additional Trinity Aquifer development (includes overdrafting) | 2180 | PARKER WSC | G | WUG | MUNICIPAL | 4297 | UTILITY |  | N | 2050 | 2050 | 0 | 0 | 0 | 0 | 214000 | 214000 | 2045000 | 20 | 2180 | PARKER WSC | G | WUG | MUNICIPAL | 4297 | UTILITY | G | 126 | JOHNSON | 0 | 0 | 0 | 0 | 150 | 150 | N
166 | ADDITIONAL TRINITY AQUIFER DEVELOPMENT (INCLUDES OVERDRAFTING) | Additional Trinity Aquifer development (includes overdrafting) | G | 5 | EXISTING SOURCE OR EXPANDED USE OF AN EXISTING SOURCE (SURFACE WATER OR GROUNDWATER) | 6 | GROUNDWATER | 6 | OTHER INFRASTRUCTURE |  | 2392 | 1300 | TRINITY AQUIFER | G | 126 | JOHNSON | 8 | TRINITY | 1 | GROUNDWATER | 1 | NO WATER QUALITY IMPROVEMENTS |  | 4363 | 1 | Additional Trinity Aquifer development (includes overdrafting) | 178 | ALVARADO | G | WUG | MUNICIPAL | 12 | CITY |  | N | 2010 | 2010 | 0 | 0 | 0 | 0 | 0 | 0 | 0 | 0 | 178 | ALVARADO | G | WUG | MUNICIPAL | 12 | CITY | G | 126 | JOHNSON | 401 | 0 | 0 | 0 | 0 | 0 | N
166 | ADDITIONAL TRINITY AQUIFER DEVELOPMENT (INCLUDES OVERDRAFTING) | Additional Trinity Aquifer development (includes overdrafting) | G | 5 | EXISTING SOURCE OR EXPANDED USE OF AN EXISTING SOURCE (SURFACE WATER OR GROUNDWATER) | 6 | GROUNDWATER | 6 | OTHER INFRASTRUCTURE |  | 2087 | 1355 | TRINITY AQUIFER | G | 155 | MCLENNAN | 12 | BRAZOS | 1 | GROUNDWATER | 1 | NO WATER QUALITY IMPROVEMENTS |  | 2268 | 1 | Additional Trinity Aquifer development (includes overdrafting) | 342 | CHALK BLUFF WSC | G | WUG | MUNICIPAL | 4048 | UTILITY |  | N | 2040 | 2040 | 0 | 0 | 0 | 287000 | 287000 | 51000 | 2707000 | 20 | 342 | CHALK BLUFF WSC | G | WUG | MUNICIPAL | 4048 | UTILITY | G | 155 | MCLENNAN | 0 | 0 | 0 | 230 | 230 | 230 | N
166 | ADDITIONAL TRINITY AQUIFER DEVELOPMENT (INCLUDES OVERDRAFTING) | Additional Trinity Aquifer development (includes overdrafting) | G | 5 | EXISTING SOURCE OR EXPANDED USE OF AN EXISTING SOURCE (SURFACE WATER OR GROUNDWATER) | 6 | GROUNDWATER | 6 | OTHER INFRASTRUCTURE |  | 2087 | 1355 | TRINITY AQUIFER | G | 155 | MCLENNAN | 12 | BRAZOS | 1 | GROUNDWATER | 1 | NO WATER QUALITY IMPROVEMENTS |  | 2269 | 1 | Additional Trinity Aquifer development (includes overdrafting) | 2605 | WESTERN HILLS WS | G | WUG | MUNICIPAL | 4392 | UTILITY |  | N | 2040 | 2040 | 0 | 0 | 0 | 129000 | 129000 | 35000 | 1073000 | 20 | 2605 | WESTERN HILLS WS | G | WUG | MUNICIPAL | 4392 | UTILITY | G | 155 | MCLENNAN | 0 | 0 | 0 | 198 | 198 | 198 | N
166 | ADDITIONAL TRINITY AQUIFER DEVELOPMENT (INCLUDES OVERDRAFTING) | Additional Trinity Aquifer development (includes overdrafting) | G | 5 | EXISTING SOURCE OR EXPANDED USE OF AN EXISTING SOURCE (SURFACE WATER OR GROUNDWATER) | 6 | GROUNDWATER | 6 | OTHER INFRASTRUCTURE |  | 1067 | 1375 | TRINITY AQUIFER | G | 246 | WILLIAMSON | 12 | BRAZOS | 1 | GROUNDWATER | 1 | NO WATER QUALITY IMPROVEMENTS |  | 2270 | 1 | Additional Trinity Aquifer development (includes overdrafting) | 657 | COUNTY-OTHER, WILLIAMSON | G | WUG | MUNICIPAL | 757 | COUNTY-OTHER | overdrafting. Annual and capital costs are zero. | N | 2040 | 2040 | 0 | 0 | 0 | 216000 | 216000 | 42000 | 1995000 | 20 | 657 | COUNTY-OTHER, WILLIAMSON | G | WUG | MUNICIPAL | 757 | COUNTY-OTHER | G | 246 | WILLIAMSON | 0 | 0 | 0 | 280 | 280 | 280 | N
166 | ADDITIONAL TRINITY AQUIFER DEVELOPMENT (INCLUDES OVERDRAFTING) | Additional Trinity Aquifer development (includes overdrafting) | G | 5 | EXISTING SOURCE OR EXPANDED USE OF AN EXISTING SOURCE (SURFACE WATER OR GROUNDWATER) | 6 | GROUNDWATER | 6 | OTHER INFRASTRUCTURE |  | 1067 | 1375 | TRINITY AQUIFER | G | 246 | WILLIAMSON | 12 | BRAZOS | 1 | GROUNDWATER | 1 | NO WATER QUALITY IMPROVEMENTS |  | 2271 | 1 | Additional Trinity Aquifer development (includes overdrafting) | 783 | FLORENCE | G | WUG | MUNICIPAL | 866 | CITY |  | N | 2010 | 2010 | 191000 | 191000 | 47700 | 47700 | 47700 | 47700 | 1648000 | 20 | 783 | FLORENCE | G | WUG | MUNICIPAL | 866 | CITY | G | 246 | WILLIAMSON | 322 | 322 | 322 | 322 | 322 | 322 | N
850 | ADDITIONAL WELLS | Additional wells | E | 5 | EXISTING SOURCE OR EXPANDED USE OF AN EXISTING SOURCE (SURFACE WATER OR GROUNDWATER) | 6 | GROUNDWATER | 6 | OTHER INFRASTRUCTURE |  | 2346 | 1178 | HUECO-MESILLA BOLSON AQUIFER | E | 71 | EL PASO | 23 | RIO GRANDE | 1 | GROUNDWATER | 1 | NO WATER QUALITY IMPROVEMENTS |  | 6015 | 2 | Additional wells | 2533 | TORNILLO WCID | E | WUG | MUNICIPAL | 4354 | UTILITY |  | N | 2020 | 2020 | 0 | 5000 | 5000 | 10000 | 10000 | 10000 | 1006762 | 30 | 2533 | TORNILLO WCID | E | WUG | MUNICIPAL | 4354 | UTILITY | E | 71 | EL PASO | 0 | 175 | 175 | 350 | 350 | 350 | N
845 | ADDITIONAL WELLS AND DESALINATION PLANT EXPANSIONS | Additional wells and desalination plant expansions | E | 6 | NEW SURFACE WATER OR NEW GROUNDWATER SOURCE | 8 | GROUNDWATER DESALINATION | 4 | PIPELINE AND WATER TREATMENT PLANT |  | 2394 | 4444 | OTHER AQUIFER- BRACKISH | E | 71 | EL PASO | 23 | RIO GRANDE | 1 | GROUNDWATER | 2 | GROUNDWATER DESALINATION |  | 6011 | 1 | Additional wells and desalination plant expansions | 75 | HORIZON REGIONAL MUD | E | WUG | MUNICIPAL | 4417 | UTILITY |  | N | 2020 | 2020 | 0 | 1790000 | 3020000 | 3635000 | 4444000 | 4359000 | 34344000 | 30 | 75 | HORIZON REGIONAL MUD | E | WUG | MUNICIPAL | 4417 | UTILITY | E | 71 | EL PASO | 0 | 1607 | 3304 | 4764 | 6245 | 7726 | N
302 | ADDITIONAL WOODBINE AQUIFER - EXISTING WELLS | Additional Woodbine Aquifer - Existing Wells | C | 5 | EXISTING SOURCE OR EXPANDED USE OF AN EXISTING SOURCE (SURFACE WATER OR GROUNDWATER) | 6 | GROUNDWATER | 1 | NO INFRASTRUCTURE |  | 839 | 1111 | WOODBINE AQUIFER | D | 116 | HUNT | 3 | SULPHUR | 1 | GROUNDWATER | 1 | NO WATER QUALITY IMPROVEMENTS |  | 4258 | 2 | Additional Woodbine Aquifer - Existing Wells | 938 | HICKORY CREEK SUD | D | WUG | MUNICIPAL | 4203 | UTILITY |  | N | 2010 | 2010 | 0 | 0 | 0 | 0 | 0 | 0 | 0 | 0 | 938 | HICKORY CREEK SUD | D | WUG | MUNICIPAL | 4203 | UTILITY | C | 74 | FANNIN | 0 | 0 | 0 | 0 | 0 | 0 | N
302 | ADDITIONAL WOODBINE AQUIFER - EXISTING WELLS | Additional Woodbine Aquifer - Existing Wells | C | 5 | EXISTING SOURCE OR EXPANDED USE OF AN EXISTING SOURCE (SURFACE WATER OR GROUNDWATER) | 6 | GROUNDWATER | 1 | NO INFRASTRUCTURE |  | 838 | 1165 | WOODBINE AQUIFER | D | 116 | HUNT | 8 | TRINITY | 1 | GROUNDWATER | 1 | NO WATER QUALITY IMPROVEMENTS |  | 4258 | 2 | Additional Woodbine Aquifer - Existing Wells | 938 | HICKORY CREEK SUD | D | WUG | MUNICIPAL | 4203 | UTILITY |  | N | 2010 | 2010 | 0 | 0 | 0 | 0 | 0 | 0 | 0 | 0 | 938 | HICKORY CREEK SUD | D | WUG | MUNICIPAL | 4203 | UTILITY | C | 43 | COLLIN | 0 | 0 | 0 | 0 | 0 | 0 | N
302 | ADDITIONAL WOODBINE AQUIFER - EXISTING WELLS | Additional Woodbine Aquifer - Existing Wells | C | 5 | EXISTING SOURCE OR EXPANDED USE OF AN EXISTING SOURCE (SURFACE WATER OR GROUNDWATER) | 6 | GROUNDWATER | 1 | NO INFRASTRUCTURE |  | 838 | 1165 | WOODBINE AQUIFER | D | 116 | HUNT | 8 | TRINITY | 1 | GROUNDWATER | 1 | NO WATER QUALITY IMPROVEMENTS |  | 4258 | 2 | Additional Woodbine Aquifer - Existing Wells | 938 | HICKORY CREEK SUD | D | WUG | MUNICIPAL | 4203 | UTILITY |  | N | 2010 | 2010 | 0 | 0 | 0 | 0 | 0 | 0 | 0 | 0 | 938 | HICKORY CREEK SUD | D | WUG | MUNICIPAL | 4203 | UTILITY | C | 74 | FANNIN | 0 | 0 | 0 | 0 | 0 | 0 | N
480 | ADVANCED TREATMENT | Advanced treatment | F | 5 | EXISTING SOURCE OR EXPANDED USE OF AN EXISTING SOURCE (SURFACE WATER OR GROUNDWATER) | 6 | GROUNDWATER | 3 | WATER TREATMENT PLANT | Advanced treatment of water from the Hickory aquifer | 1202 | 1213 | HICKORY AQUIFER | F | 48 | CONCHO | 14 | COLORADO | 1 | GROUNDWATER | 5 | OTHER WATER QUALITY ENHANCEMENT |  | 7000 | 1 | Advanced treatment | 741 | EDEN | F | WUG | MUNICIPAL | 179 | CITY | Water already used for municipal purposes. Does not make more water available. | N | 2010 | 2020 | 0 | 321000 | 321000 | 96000 | 96000 | 96000 | 2582000 | 20 | 741 | EDEN | F | WUG | MUNICIPAL | 179 | CITY | F | 48 | CONCHO | 0 | 0 | 0 | 0 | 0 | 0 | N
60 | ADVANCED WATER CONSERVATION | Advanced water conservation | M | 3 | CONSERVATION | 1 | MUNICIPAL CONSERVATION | 6 | OTHER INFRASTRUCTURE | Region M forgot to enter annual costs for the public education component of Adv.Muni.Conservation across the board for all WUGs that have M12 assigned. This will need to be done in the next round of planning. The ommission of Valley MUD #2 from the Adv.Muni.Conservation was in error and will need to be corrected in the next planning cycle. Also note that Region M, unlike most regions, is considering the appliance rebate programs etc to only have a capital cost. | 1478 | 2775 | CONSERVATION | M | 31 | CAMERON | 22 | NUECES-RIO GRANDE | 3 | CONSERVATION | 1 | NO WATER QUALITY IMPROVEMENTS |  | 4047 | 1 | Advanced water conservation | 300 | BROWNSVILLE | M | WUG | MUNICIPAL | 80 | CITY |  | N | 2010 | 2010 | 902220 | 1091340 | 1287300 | 1483185 | 1679735 | 1867265 | 1488914.77 | 20 | 300 | BROWNSVILLE | M | WUG | MUNICIPAL | 80 | CITY | M | 31 | CAMERON | 253 | 521 | 798 | 1074 | 1350 | 2162 | N
60 | ADVANCED WATER CONSERVATION | Advanced water conservation | M | 3 | CONSERVATION | 1 | MUNICIPAL CONSERVATION | 6 | OTHER INFRASTRUCTURE | Region M forgot to enter annual costs for the public education component of Adv.Muni.Conservation across the board for all WUGs that have M12 assigned. This will need to be done in the next round of planning. The ommission of Valley MUD #2 from the Adv.Muni.Conservation was in error and will need to be corrected in the next planning cycle. Also note that Region M, unlike most regions, is considering the appliance rebate programs etc to only have a capital cost. | 1478 | 2775 | CONSERVATION | M | 31 | CAMERON | 22 | NUECES-RIO GRANDE | 3 | CONSERVATION | 1 | NO WATER QUALITY IMPROVEMENTS |  | 4048 | 1 | Advanced water conservation | 388 | COMBES | M | WUG | MUNICIPAL | 690 | CITY |  | N | 2010 | 2010 | 15445 | 18275 | 21200 | 24115 | 27035 | 29810 | 17216.87 | 20 | 388 | COMBES | M | WUG | MUNICIPAL | 690 | CITY | M | 31 | CAMERON | 4 | 8 | 12 | 17 | 21 | 25 | N
60 | ADVANCED WATER CONSERVATION | Advanced water conservation | M | 3 | CONSERVATION | 1 | MUNICIPAL CONSERVATION | 6 | OTHER INFRASTRUCTURE | Region M forgot to enter annual costs for the public education component of Adv.Muni.Conservation across the board for all WUGs that have M12 assigned. This will need to be done in the next round of planning. The ommission of Valley MUD #2 from the Adv.Muni.Conservation was in error and will need to be corrected in the next planning cycle. Also note that Region M, unlike most regions, is considering the appliance rebate programs etc to only have a capital cost. | 1478 | 2775 | CONSERVATION | M | 31 | CAMERON | 22 | NUECES-RIO GRANDE | 3 | CONSERVATION | 1 | NO WATER QUALITY IMPROVEMENTS |  | 4049 | 1 | Advanced water conservation | 442 | COUNTY-OTHER, CAMERON | M | WUG | MUNICIPAL | 757 | COUNTY-OTHER |  | N | 2010 | 2010 | 225040 | 257845 | 291755 | 325565 | 359380 | 391535 | 198338.32 | 20 | 442 | COUNTY-OTHER, CAMERON | M | WUG | MUNICIPAL | 757 | COUNTY-OTHER | M | 31 | CAMERON | 41 | 90 | 140 | 190 | 240 | 288 | N
60 | ADVANCED WATER CONSERVATION | Advanced water conservation | M | 3 | CONSERVATION | 1 | MUNICIPAL CONSERVATION | 6 | OTHER INFRASTRUCTURE | Region M forgot to enter annual costs for the public education component of Adv.Muni.Conservation across the board for all WUGs that have M12 assigned. This will need to be done in the next round of planning. The ommission of Valley MUD #2 from the Adv.Muni.Conservation was in error and will need to be corrected in the next planning cycle. Also note that Region M, unlike most regions, is considering the appliance rebate programs etc to only have a capital cost. | 1478 | 2775 | CONSERVATION | M | 31 | CAMERON | 22 | NUECES-RIO GRANDE | 3 | CONSERVATION | 1 | NO WATER QUALITY IMPROVEMENTS |  | 4050 | 1 | Advanced water conservation | 734 | EAST RIO HONDO WSC | M | WUG | MUNICIPAL | 4099 | UTILITY |  | N | 2020 | 2020 | 99520 | 132100 | 165775 | 199345 | 232925 | 264865 | 167347.96 | 20 | 734 | EAST RIO HONDO WSC | M | WUG | MUNICIPAL | 4099 | UTILITY | M | 31 | CAMERON | 0 | 46 | 94 | 144 | 193 | 243 | N
60 | ADVANCED WATER CONSERVATION | Advanced water conservation | M | 3 | CONSERVATION | 1 | MUNICIPAL CONSERVATION | 6 | OTHER INFRASTRUCTURE | Region M forgot to enter annual costs for the public education component of Adv.Muni.Conservation across the board for all WUGs that have M12 assigned. This will need to be done in the next round of planning. The ommission of Valley MUD #2 from the Adv.Muni.Conservation was in error and will need to be corrected in the next planning cycle. Also note that Region M, unlike most regions, is considering the appliance rebate programs etc to only have a capital cost. | 1478 | 2775 | CONSERVATION | M | 31 | CAMERON | 22 | NUECES-RIO GRANDE | 3 | CONSERVATION | 1 | NO WATER QUALITY IMPROVEMENTS |  | 4051 | 1 | Advanced water conservation | 750 | EL JARDIN | M | WUG | MUNICIPAL | 4103 | UTILITY |  | N | 2010 | 2010 | 54295 | 67605 | 81370 | 95085 | 108805 | 121855 | 81952.29 | 20 | 750 | EL JARDIN | M | WUG | MUNICIPAL | 4103 | UTILITY | M | 31 | CAMERON | 19 | 38 | 59 | 79 | 99 | 119 | N
60 | ADVANCED WATER CONSERVATION | Advanced water conservation | M | 3 | CONSERVATION | 1 | MUNICIPAL CONSERVATION | 6 | OTHER INFRASTRUCTURE | Region M forgot to enter annual costs for the public education component of Adv.Muni.Conservation across the board for all WUGs that have M12 assigned. This will need to be done in the next round of planning. The ommission of Valley MUD #2 from the Adv.Muni.Conservation was in error and will need to be corrected in the next planning cycle. Also note that Region M, unlike most regions, is considering the appliance rebate programs etc to only have a capital cost. | 1478 | 2775 | CONSERVATION | M | 31 | CAMERON | 22 | NUECES-RIO GRANDE | 3 | CONSERVATION | 1 | NO WATER QUALITY IMPROVEMENTS |  | 4052 | 1 | Advanced water conservation | 68 | HARLINGEN | M | BOTH | MUNICIPAL | 265 | CITY |  | N | 2010 | 2010 | 346070 | 397905 | 451665 | 505450 | 559480 | 611090 | 666637.14 | 20 | 68 | HARLINGEN | M | BOTH | MUNICIPAL | 265 | CITY | M | 31 | CAMERON | 68 | 141 | 215 | 290 | 691 | 968 | N
60 | ADVANCED WATER CONSERVATION | Advanced water conservation | M | 3 | CONSERVATION | 1 | MUNICIPAL CONSERVATION | 6 | OTHER INFRASTRUCTURE | Region M forgot to enter annual costs for the public education component of Adv.Muni.Conservation across the board for all WUGs that have M12 assigned. This will need to be done in the next round of planning. The ommission of Valley MUD #2 from the Adv.Muni.Conservation was in error and will need to be corrected in the next planning cycle. Also note that Region M, unlike most regions, is considering the appliance rebate programs etc to only have a capital cost. | 1478 | 2775 | CONSERVATION | M | 31 | CAMERON | 22 | NUECES-RIO GRANDE | 3 | CONSERVATION | 1 | NO WATER QUALITY IMPROVEMENTS |  | 4053 | 1 | Advanced water conservation | 973 | INDIAN LAKE | M | WUG | MUNICIPAL | 1026 | CITY |  | N | 2010 | 2010 | 3495 | 4330 | 5195 | 6055 | 6915 | 7735 | 4820.72 | 20 | 973 | INDIAN LAKE | M | WUG | MUNICIPAL | 1026 | CITY | M | 31 | CAMERON | 1 | 2 | 4 | 5 | 6 | 7 | N
60 | ADVANCED WATER CONSERVATION | Advanced water conservation | M | 3 | CONSERVATION | 1 | MUNICIPAL CONSERVATION | 6 | OTHER INFRASTRUCTURE | Region M forgot to enter annual costs for the public education component of Adv.Muni.Conservation across the board for all WUGs that have M12 assigned. This will need to be done in the next round of planning. The ommission of Valley MUD #2 from the Adv.Muni.Conservation was in error and will need to be corrected in the next planning cycle. Also note that Region M, unlike most regions, is considering the appliance rebate programs etc to only have a capital cost. | 1478 | 2775 | CONSERVATION | M | 31 | CAMERON | 22 | NUECES-RIO GRANDE | 3 | CONSERVATION | 1 | NO WATER QUALITY IMPROVEMENTS |  | 4054 | 1 | Advanced water conservation | 1277 | LA FERIA | M | WUG | MUNICIPAL | 333 | CITY |  | N | 2010 | 2010 | 39770 | 49490 | 59540 | 69560 | 79580 | 89110 | 53027.95 | 20 | 1277 | LA FERIA | M | WUG | MUNICIPAL | 333 | CITY | M | 31 | CAMERON | 14 | 18 | 33 | 48 | 62 | 77 | N
60 | ADVANCED WATER CONSERVATION | Advanced water conservation | M | 3 | CONSERVATION | 1 | MUNICIPAL CONSERVATION | 6 | OTHER INFRASTRUCTURE | Region M forgot to enter annual costs for the public education component of Adv.Muni.Conservation across the board for all WUGs that have M12 assigned. This will need to be done in the next round of planning. The ommission of Valley MUD #2 from the Adv.Muni.Conservation was in error and will need to be corrected in the next planning cycle. Also note that Region M, unlike most regions, is considering the appliance rebate programs etc to only have a capital cost. | 1478 | 2775 | CONSERVATION | M | 31 | CAMERON | 22 | NUECES-RIO GRANDE | 3 | CONSERVATION | 1 | NO WATER QUALITY IMPROVEMENTS |  | 4055 | 1 | Advanced water conservation | 82 | LAGUNA MADRE WD | M | BOTH | MUNICIPAL | 4224 | UTILITY |  | N | 2010 | 2010 | 38625 | 57040 | 76075 | 95050 | 114030 | 132080 | 112942.66 | 20 | 82 | LAGUNA MADRE WD | M | BOTH | MUNICIPAL | 4224 | UTILITY | M | 31 | CAMERON | 26 | 53 | 81 | 109 | 137 | 164 | N
60 | ADVANCED WATER CONSERVATION | Advanced water conservation | M | 3 | CONSERVATION | 1 | MUNICIPAL CONSERVATION | 6 | OTHER INFRASTRUCTURE | Region M forgot to enter annual costs for the public education component of Adv.Muni.Conservation across the board for all WUGs that have M12 assigned. This will need to be done in the next round of planning. The ommission of Valley MUD #2 from the Adv.Muni.Conservation was in error and will need to be corrected in the next planning cycle. Also note that Region M, unlike most regions, is considering the appliance rebate programs etc to only have a capital cost. | 1478 | 2775 | CONSERVATION | M | 31 | CAMERON | 22 | NUECES-RIO GRANDE | 3 | CONSERVATION | 1 | NO WATER QUALITY IMPROVEMENTS |  | 4056 | 1 | Advanced water conservation | 1290 | LAGUNA VISTA | M | WUG | MUNICIPAL | 788 | CITY |  | N | 2010 | 2010 | 13255 | 16570 | 20040 | 23525 | 27065 | 30470 | 16528.19 | 20 | 1290 | LAGUNA VISTA | M | WUG | MUNICIPAL | 788 | CITY | M | 31 | CAMERON | 4 | 8 | 12 | 16 | 20 | 24 | N
60 | ADVANCED WATER CONSERVATION | Advanced water conservation | M | 3 | CONSERVATION | 1 | MUNICIPAL CONSERVATION | 6 | OTHER INFRASTRUCTURE | Region M forgot to enter annual costs for the public education component of Adv.Muni.Conservation across the board for all WUGs that have M12 assigned. This will need to be done in the next round of planning. The ommission of Valley MUD #2 from the Adv.Muni.Conservation was in error and will need to be corrected in the next planning cycle. Also note that Region M, unlike most regions, is considering the appliance rebate programs etc to only have a capital cost. | 1478 | 2775 | CONSERVATION | M | 31 | CAMERON | 22 | NUECES-RIO GRANDE | 3 | CONSERVATION | 1 | NO WATER QUALITY IMPROVEMENTS |  | 4057 | 1 | Advanced water conservation | 1599 | LOS FRESNOS | M | WUG | MUNICIPAL | 369 | CITY |  | N | 2010 | 2010 | 33245 | 44540 | 56215 | 67855 | 79495 | 90570 | 69556.15 | 20 | 1599 | LOS FRESNOS | M | WUG | MUNICIPAL | 369 | CITY | M | 31 | CAMERON | 16 | 32 | 50 | 67 | 84 | 101 | N
60 | ADVANCED WATER CONSERVATION | Advanced water conservation | M | 3 | CONSERVATION | 1 | MUNICIPAL CONSERVATION | 6 | OTHER INFRASTRUCTURE | Region M forgot to enter annual costs for the public education component of Adv.Muni.Conservation across the board for all WUGs that have M12 assigned. This will need to be done in the next round of planning. The ommission of Valley MUD #2 from the Adv.Muni.Conservation was in error and will need to be corrected in the next planning cycle. Also note that Region M, unlike most regions, is considering the appliance rebate programs etc to only have a capital cost. | 1478 | 2775 | CONSERVATION | M | 31 | CAMERON | 22 | NUECES-RIO GRANDE | 3 | CONSERVATION | 1 | NO WATER QUALITY IMPROVEMENTS |  | 4058 | 1 | Advanced water conservation | 1600 | LOS INDIOS | M | WUG | MUNICIPAL | 1040 | CITY |  | N | 2010 | 2010 | 7090 | 8515 | 9985 | 11450 | 12915 | 14310 | 8952.77 | 20 | 1600 | LOS INDIOS | M | WUG | MUNICIPAL | 1040 | CITY | M | 31 | CAMERON | 2 | 4 | 6 | 8 | 11 | 13 | N
60 | ADVANCED WATER CONSERVATION | Advanced water conservation | M | 3 | CONSERVATION | 1 | MUNICIPAL CONSERVATION | 6 | OTHER INFRASTRUCTURE | Region M forgot to enter annual costs for the public education component of Adv.Muni.Conservation across the board for all WUGs that have M12 assigned. This will need to be done in the next round of planning. The ommission of Valley MUD #2 from the Adv.Muni.Conservation was in error and will need to be corrected in the next planning cycle. Also note that Region M, unlike most regions, is considering the appliance rebate programs etc to only have a capital cost. | 1478 | 2775 | CONSERVATION | M | 31 | CAMERON | 22 | NUECES-RIO GRANDE | 3 | CONSERVATION | 1 | NO WATER QUALITY IMPROVEMENTS |  | 4059 | 1 | Advanced water conservation | 1839 | MILITARY HIGHWAY WSC | M | BOTH | MUNICIPAL | 4255 | UTILITY |  | N | 2010 | 2010 | 57200 | 70305 | 83850 | 97355 | 110865 | 123710 | 33056.39 | 20 | 1839 | MILITARY HIGHWAY WSC | M | BOTH | MUNICIPAL | 4255 | UTILITY | M | 31 | CAMERON | 10 | 20 | 30 | 39 | 44 | 48 | N
60 | ADVANCED WATER CONSERVATION | Advanced water conservation | M | 3 | CONSERVATION | 1 | MUNICIPAL CONSERVATION | 6 | OTHER INFRASTRUCTURE | Region M forgot to enter annual costs for the public education component of Adv.Muni.Conservation across the board for all WUGs that have M12 assigned. This will need to be done in the next round of planning. The ommission of Valley MUD #2 from the Adv.Muni.Conservation was in error and will need to be corrected in the next planning cycle. Also note that Region M, unlike most regions, is considering the appliance rebate programs etc to only have a capital cost. | 1478 | 2775 | CONSERVATION | M | 31 | CAMERON | 22 | NUECES-RIO GRANDE | 3 | CONSERVATION | 1 | NO WATER QUALITY IMPROVEMENTS |  | 4060 | 1 | Advanced water conservation | 2153 | OLMITO WSC | M | WUG | MUNICIPAL | 4292 | UTILITY |  | N | 2010 | 2010 | 56390 | 69310 | 82665 | 95980 | 109300 | 121965 | 90216.39 | 20 | 2153 | OLMITO WSC | M | WUG | MUNICIPAL | 4292 | UTILITY | M | 31 | CAMERON | 21 | 42 | 65 | 87 | 110 | 131 | N
60 | ADVANCED WATER CONSERVATION | Advanced water conservation | M | 3 | CONSERVATION | 1 | MUNICIPAL CONSERVATION | 6 | OTHER INFRASTRUCTURE | Region M forgot to enter annual costs for the public education component of Adv.Muni.Conservation across the board for all WUGs that have M12 assigned. This will need to be done in the next round of planning. The ommission of Valley MUD #2 from the Adv.Muni.Conservation was in error and will need to be corrected in the next planning cycle. Also note that Region M, unlike most regions, is considering the appliance rebate programs etc to only have a capital cost. | 1478 | 2775 | CONSERVATION | M | 31 | CAMERON | 22 | NUECES-RIO GRANDE | 3 | CONSERVATION | 1 | NO WATER QUALITY IMPROVEMENTS |  | 4061 | 1 | Advanced water conservation | 2170 | PALM VALLEY | M | WUG | MUNICIPAL | 793 | CITY |  | N | 2010 | 2010 | 7000 | 7000 | 7000 | 7000 | 7000 | 7000 | 688.67 | 20 | 2170 | PALM VALLEY | M | WUG | MUNICIPAL | 793 | CITY | M | 31 | CAMERON | [6 empty] | N | bar: 2 to 13
60 | ADVANCED WATER CONSERVATION | Advanced water conservation | M | 3 | CONSERVATION | 1 | MUNICIPAL CONSERVATION | 6 | OTHER INFRASTRUCTURE | Region M forgot to enter annual costs for the public education component of Adv.Muni.Conservation across the board for all WUGs that have M12 assigned. This will need to be done in the next round of planning. The ommission of Valley MUD #2 from the Adv.Muni.Conservation was in error and will need to be corrected in the next planning cycle. Also note that Region M, unlike most regions, is considering the appliance rebate programs etc to only have a capital cost. | 1478 | 2775 | CONSERVATION | M | 31 | CAMERON | 22 | NUECES-RIO GRANDE | 3 | CONSERVATION | 1 | NO WATER QUALITY IMPROVEMENTS |  | 4062 | 1 | Advanced water conservation | 2171 | PALM VALLEY ESTATES UD | M | WUG | MUNICIPAL | 4295 | UTILITY |  | N | 2010 | 2010 | 1720 | 2220 | 2735 | 3250 | 3765 | 4255 | 2754.7 | 20 | 2171 | PALM VALLEY ESTATES UD | M | WUG | MUNICIPAL | 4295 | UTILITY | M | 31 | CAMERON | 1 | 1 | 2 | 3 | 4 | 4 | N
60 | ADVANCED WATER CONSERVATION | Advanced water conservation | M | 3 | CONSERVATION | 1 | MUNICIPAL CONSERVATION | 6 | OTHER INFRASTRUCTURE | Region M forgot to enter annual costs for the public education component of Adv.Muni.Conservation across the board for all WUGs that have M12 assigned. This will need to be done in the next round of planning. The ommission of Valley MUD #2 from the Adv.Muni.Conservation was in error and will need to be corrected in the next planning cycle. Also note that Region M, unlike most regions, is considering the appliance rebate programs etc to only have a capital cost. | 1478 | 2775 | CONSERVATION | M | 31 | CAMERON | 22 | NUECES-RIO GRANDE | 3 | CONSERVATION | 1 | NO WATER QUALITY IMPROVEMENTS |  | 4063 | 1 | Advanced water conservation | 2221 | PORT ISABEL | M | WUG | MUNICIPAL | 477 | CITY |  | N | 2010 | 2010 | 26410 | 28615 | 30895 | 33165 | 35440 | 37600 | 13773.49 | 20 | 2221 | PORT ISABEL | M | WUG | MUNICIPAL | 477 | CITY | M | 31 | CAMERON | 3 | 6 | 10 | 13 | 16 | 20 | N
60 | ADVANCED WATER CONSERVATION | Advanced water conservation | M | 3 | CONSERVATION | 1 | MUNICIPAL CONSERVATION | 6 | OTHER INFRASTRUCTURE | Region M forgot to enter annual costs for the public education component of Adv.Muni.Conservation across the board for all WUGs that have M12 assigned. This will need to be done in the next round of planning. The ommission of Valley MUD #2 from the Adv.Muni.Conservation was in error and will need to be corrected in the next planning cycle. Also note that Region M, unlike most regions, is considering the appliance rebate programs etc to only have a capital cost. | 1478 | 2775 | CONSERVATION | M | 31 | CAMERON | 22 | NUECES-RIO GRANDE | 3 | CONSERVATION | 1 | NO WATER QUALITY IMPROVEMENTS |  | 4064 | 1 | Advanced water conservation | 2235 | PRIMERA | M | WUG | MUNICIPAL | 735 | CITY |  | N | 2010 | 2010 | 19865 | 24355 | 29030 | 33740 | 38495 | 43065 | 103301.21 | 20 | 2235 | PRIMERA | M | WUG | MUNICIPAL | 735 | CITY | M | 31 | CAMERON | 57 | 88 | 107 | 137 | 147 | 150 | N
60 | ADVANCED WATER CONSERVATION | Advanced water conservation | M | 3 | CONSERVATION | 1 | MUNICIPAL CONSERVATION | 6 | OTHER INFRASTRUCTURE | Region M forgot to enter annual costs for the public education component of Adv.Muni.Conservation across the board for all WUGs that have M12 assigned. This will need to be done in the next round of planning. The ommission of Valley MUD #2 from the Adv.Muni.Conservation was in error and will need to be corrected in the next planning cycle. Also note that Region M, unlike most regions, is considering the appliance rebate programs etc to only have a capital cost. | 1478 | 2775 | CONSERVATION | M | 31 | CAMERON | 22 | NUECES-RIO GRANDE | 3 | CONSERVATION | 1 | NO WATER QUALITY IMPROVEMENTS |  | 4065 | 1 | Advanced water conservation | 2248 | RANCHO VIEJO | M | WUG | MUNICIPAL | 943 | CITY |  | N | 2010 | 2010 | 11500 | 11750 | 12000 | 12250 | 12500 | 12750 | 4132.05 | 20 | 2248 | RANCHO VIEJO | M | WUG | MUNICIPAL | 943 | CITY | M | 31 | CAMERON | 4 | 4 | 5 | 5 | 6 | 6 | N
60 | ADVANCED WATER CONSERVATION | Advanced water conservation | M | 3 | CONSERVATION | 1 | MUNICIPAL CONSERVATION | 6 | OTHER INFRASTRUCTURE | Region M forgot to enter annual costs for the public education component of Adv.Muni.Conservation across the board for all WUGs that have M12 assigned. This will need to be done in the next round of planning. The ommission of Valley MUD #2 from the Adv.Muni.Conservation was in error and will need to be corrected in the next planning cycle. Also note that Region M, unlike most regions, is considering the appliance rebate programs etc to only have a capital cost. | 1478 | 2775 | CONSERVATION | M | 31 | CAMERON | 22 | NUECES-RIO GRANDE | 3 | CONSERVATION | 1 | NO WATER QUALITY IMPROVEMENTS |  | 4066 | 1 | Advanced water conservation | 2272 | RIO HONDO | M | WUG | MUNICIPAL | 503 | CITY |  | N | 2010 | 2010 | 11115 | 12095 | 13115 | 14145 | 15185 | 16190 | 6886.75 | 20 | 2272 | RIO HONDO | M | WUG | MUNICIPAL | 503 | CITY | M | 31 | CAMERON | 2 | 4 | 5 | 7 | 8 | 10 | N
60 | ADVANCED WATER CONSERVATION | Advanced water conservation | M | 3 | CONSERVATION | 1 | MUNICIPAL CONSERVATION | 6 | OTHER INFRASTRUCTURE | Region M forgot to enter annual costs for the public education component of Adv.Muni.Conservation across the board for all WUGs that have M12 assigned. This will need to be done in the next round of planning. The ommission of Valley MUD #2 from the Adv.Muni.Conservation was in error and will need to be corrected in the next planning cycle. Also note that Region M, unlike most regions, is considering the appliance rebate programs etc to only have a capital cost. | 1478 | 2775 | CONSERVATION | M | 31 | CAMERON | 22 | NUECES-RIO GRANDE | 3 | CONSERVATION | 1 | NO WATER QUALITY IMPROVEMENTS |  | 4067 | 1 | Advanced water conservation | 2317 | SAN BENITO | M | WUG | MUNICIPAL | 532 | CITY |  | N | 2010 | 2010 | 134610 | 152995 | 172000 | 190945 | 209895 | 227920 | 112942.66 | 20 | 2317 | SAN BENITO | M | WUG | MUNICIPAL | 532 | CITY | M | 31 | CAMERON | 26 | 53 | 81 | 109 | 137 | 164 | N
60 | ADVANCED WATER CONSERVATION | Advanced water conservation | M | 3 | CONSERVATION | 1 | MUNICIPAL CONSERVATION | 6 | OTHER INFRASTRUCTURE | Region M forgot to enter annual costs for the public education component of Adv.Muni.Conservation across the board for all WUGs that have M12 assigned. This will need to be done in the next round of planning. The ommission of Valley MUD #2 from the Adv.Muni.Conservation was in error and will need to be corrected in the next planning cycle. Also note that Region M, unlike most regions, is considering the appliance rebate programs etc to only have a capital cost. | 1478 | 2775 | CONSERVATION | M | 31 | CAMERON | 22 | NUECES-RIO GRANDE | 3 | CONSERVATION | 1 | NO WATER QUALITY IMPROVEMENTS |  | 4068 | 1 | Advanced water conservation | 2333 | SANTA ROSA | M | WUG | MUNICIPAL | 541 | CITY |  | N | 2010 | 2010 | 17360 | 20740 | 24235 | 27715 | 31200 | 34515 | 20660.24 | 20 | 2333 | SANTA ROSA | M | WUG | MUNICIPAL | 541 | CITY | M | 31 | CAMERON | 5 | 10 | 15 | 20 | 25 | 30 | N
60 | ADVANCED WATER CONSERVATION | Advanced water conservation | M | 3 | CONSERVATION | 1 | MUNICIPAL CONSERVATION | 6 | OTHER INFRASTRUCTURE | Region M forgot to enter annual costs for the public education component of Adv.Muni.Conservation across the board for all WUGs that have M12 assigned. This will need to be done in the next round of planning. The ommission of Valley MUD #2 from the Adv.Muni.Conservation was in error and will need to be corrected in the next planning cycle. Also note that Region M, unlike most regions, is considering the appliance rebate programs etc to only have a capital cost. | 1478 | 2775 | CONSERVATION | M | 31 | CAMERON | 22 | NUECES-RIO GRANDE | 3 | CONSERVATION | 1 | NO WATER QUALITY IMPROVEMENTS |  | 4069 | 1 | Advanced water conservation | 2379 | SOUTH PADRE ISLAND | M | WUG | MUNICIPAL | 805 | CITY |  | N | 2010 | 2010 | 16015 | 20140 | 24405 | 28660 | 32915 | 36960 | 25480.97 | 20 | 2379 | SOUTH PADRE ISLAND | M | WUG | MUNICIPAL | 805 | CITY | M | 31 | CAMERON | 6 | 12 | 18 | 24 | 31 | 37 | N
60 | ADVANCED WATER CONSERVATION | Advanced water conservation | M | 3 | CONSERVATION | 1 | MUNICIPAL CONSERVATION | 6 | OTHER INFRASTRUCTURE | Region M forgot to enter annual costs for the public education component of Adv.Muni.Conservation across the board for all WUGs that have M12 assigned. This will need to be done in the next round of planning. The ommission of Valley MUD #2 from the Adv.Muni.Conservation was in error and will need to be corrected in the next planning cycle. Also note that Region M, unlike most regions, is considering the appliance rebate programs etc to only have a capital cost. | 1477 | 2788 | CONSERVATION | M | 31 | CAMERON | 23 | RIO GRANDE | 3 | CONSERVATION | 1 | NO WATER QUALITY IMPROVEMENTS |  | 6035 | 1 | Advanced water conservation | 442 | COUNTY-OTHER, CAMERON | M | WUG | MUNICIPAL | 757 | COUNTY-OTHER |  | N | 2010 | 2010 | 410 | 470 | 530 | 590 | 650 | 710 | 3443.37 | 20 | 442 | COUNTY-OTHER, CAMERON | M | WUG | MUNICIPAL | 757 | COUNTY-OTHER | M | 31 | CAMERON | 5 | 5 | 5 | 5 | 5 | 5 | N
60 | ADVANCED WATER CONSERVATION | Advanced water conservation | M | 3 | CONSERVATION | 1 | MUNICIPAL CONSERVATION | 6 | OTHER INFRASTRUCTURE | Region M forgot to enter annual costs for the public education component of Adv.Muni.Conservation across the board for all WUGs that have M12 assigned. This will need to be done in the next round of planning. The ommission of Valley MUD #2 from the Adv.Muni.Conservation was in error and will need to be corrected in the next planning cycle. Also note that Region M, unlike most regions, is considering the appliance rebate programs etc to only have a capital cost. | 1477 | 2788 | CONSERVATION | M | 31 | CAMERON | 23 | RIO GRANDE | 3 | CONSERVATION | 1 | NO WATER QUALITY IMPROVEMENTS |  | 6041 | 1 | Advanced water conservation | 1839 | MILITARY HIGHWAY WSC | M | BOTH | MUNICIPAL | 4255 | UTILITY |  | N | 2040 | 2040 | 810 | 995 | 1185 | 1375 | 1565 | 1745 | 8952.77 | 20 | 1839 | MILITARY HIGHWAY WSC | M | BOTH | MUNICIPAL | 4255 | UTILITY | M | 31 | CAMERON | 0 | 0 | 0 | 1 | 7 | 13 | N
60 | ADVANCED WATER CONSERVATION | Advanced water conservation | M | 3 | CONSERVATION | 1 | MUNICIPAL CONSERVATION | 6 | OTHER INFRASTRUCTURE | Region M forgot to enter annual costs for the public education component of Adv.Muni.Conservation across the board for all WUGs that have M12 assigned. This will need to be done in the next round of planning. The ommission of Valley MUD #2 from the Adv.Muni.Conservation was in error and will need to be corrected in the next planning cycle. Also note that Region M, unlike most regions, is considering the appliance rebate programs etc to only have a capital cost. | 1480 | 2777 | CONSERVATION | M | 108 | HIDALGO | 22 | NUECES-RIO GRANDE | 3 | CONSERVATION | 1 | NO WATER QUALITY IMPROVEMENTS |  | 4072 | 1 | Advanced water conservation | 168 | ALAMO | M | WUG | MUNICIPAL | 3 | CITY |  | N | 2010 | 2010 | 104575 | 140535 | 180815 | 224400 | 272000 | 320830 | 154951.81 | 20 | 168 | ALAMO | M | WUG | MUNICIPAL | 3 | CITY | M | 108 | HIDALGO | 25 | 25 | 25 | 25 | 125 | 225 | N
60 | ADVANCED WATER CONSERVATION | Advanced water conservation | M | 3 | CONSERVATION | 1 | MUNICIPAL CONSERVATION | 6 | OTHER INFRASTRUCTURE | Region M forgot to enter annual costs for the public education component of Adv.Muni.Conservation across the board for all WUGs that have M12 assigned. This will need to be done in the next round of planning. The ommission of Valley MUD #2 from the Adv.Muni.Conservation was in error and will need to be corrected in the next planning cycle. Also note that Region M, unlike most regions, is considering the appliance rebate programs etc to only have a capital cost. | 1480 | 2777 | CONSERVATION | M | 108 | HIDALGO | 22 | NUECES-RIO GRANDE | 3 | CONSERVATION | 1 | NO WATER QUALITY IMPROVEMENTS |  | 4073 | 1 | Advanced water conservation | 177 | ALTON | M | WUG | MUNICIPAL | 675 | CITY |  | N | 2010 | 2010 | 61710 | 77565 | 95320 | 114535 | 135520 | 157055 | 3857955.84 | 20 | 177 | ALTON | M | WUG | MUNICIPAL | 675 | CITY | M | 108 | HIDALGO | 59 | 82 | 2446 | 3419 | 4482 | 5602 | N
60 | ADVANCED WATER CONSERVATION | Advanced water conservation | M | 3 | CONSERVATION | 1 | MUNICIPAL CONSERVATION | 6 | OTHER INFRASTRUCTURE | Region M forgot to enter annual costs for the public education component of Adv.Muni.Conservation across the board for all WUGs that have M12 assigned. This will need to be done in the next round of planning. The ommission of Valley MUD #2 from the Adv.Muni.Conservation was in error and will need to be corrected in the next planning cycle. Also note that Region M, unlike most regions, is considering the appliance rebate programs etc to only have a capital cost. | 1480 | 2777 | CONSERVATION | M | 108 | HIDALGO | 22 | NUECES-RIO GRANDE | 3 | CONSERVATION | 1 | NO WATER QUALITY IMPROVEMENTS |  | 4074 | 1 | Advanced water conservation | 519 | COUNTY-OTHER, HIDALGO | M | WUG | MUNICIPAL | 757 | COUNTY-OTHER |  | N | 2010 | 2010 | 379065 | 514800 | 666815 | 831295 | 1010965 | 1195280 | 648731.6 | 20 | 519 | COUNTY-OTHER, HIDALGO | M | WUG | MUNICIPAL | 757 | COUNTY-OTHER | M | 108 | HIDALGO | 94 | 257 | 395 | 554 | 736 | 942 | N
60 | ADVANCED WATER CONSERVATION | Advanced water conservation | M | 3 | CONSERVATION | 1 | MUNICIPAL CONSERVATION | 6 | OTHER INFRASTRUCTURE | Region M forgot to enter annual costs for the public education component of Adv.Muni.Conservation across the board for all WUGs that have M12 assigned. This will need to be done in the next round of planning. The ommission of Valley MUD #2 from the Adv.Muni.Conservation was in error and will need to be corrected in the next planning cycle. Also note that Region M, unlike most regions, is considering the appliance rebate programs etc to only have a capital cost. | 1480 | 2777 | CONSERVATION | M | 108 | HIDALGO | 22 | NUECES-RIO GRANDE | 3 | CONSERVATION | 1 | NO WATER QUALITY IMPROVEMENTS |  | 4075 | 1 | Advanced water conservation | 718 | DONNA | M | WUG | MUNICIPAL | 168 | CITY |  | N | 2010 | 2010 | 89150 | 102095 | 116555 | 132175 | 149195 | 166625 | 81263.62 | 20 | 718 | DONNA | M | WUG | MUNICIPAL | 168 | CITY | M | 108 | HIDALGO | 15 | 32 | 51 | 72 | 95 | 118 | N
60 | ADVANCED WATER CONSERVATION | Advanced water conservation | M | 3 | CONSERVATION | 1 | MUNICIPAL CONSERVATION | 6 | OTHER INFRASTRUCTURE | Region M forgot to enter annual costs for the public education component of Adv.Muni.Conservation across the board for all WUGs that have M12 assigned. This will need to be done in the next round of planning. The ommission of Valley MUD #2 from the Adv.Muni.Conservation was in error and will need to be corrected in the next planning cycle. Also note that Region M, unlike most regions, is considering the appliance rebate programs etc to only have a capital cost. | 1480 | 2777 | CONSERVATION | M | 108 | HIDALGO | 22 | NUECES-RIO GRANDE | 3 | CONSERVATION | 1 | NO WATER QUALITY IMPROVEMENTS |  | 4076 | 1 | Advanced water conservation | 740 | EDCOUCH | M | WUG | MUNICIPAL | 178 | CITY |  | N | 2010 | 2010 | 20380 | 23295 | 26555 | 30065 | 33890 | 37810 | 107433.26 | 20 | 740 | EDCOUCH | M | WUG | MUNICIPAL | 178 | CITY | M | 108 | HIDALGO | 65 | 70 | 81 | 86 | 121 | 156 | N
60 | ADVANCED WATER CONSERVATION | Advanced water conservation | M | 3 | CONSERVATION | 1 | MUNICIPAL CONSERVATION | 6 | OTHER INFRASTRUCTURE | Region M forgot to enter annual costs for the public education component of Adv.Muni.Conservation across the board for all WUGs that have M12 assigned. This will need to be done in the next round of planning. The ommission of Valley MUD #2 from the Adv.Muni.Conservation was in error and will need to be corrected in the next planning cycle. Also note that Region M, unlike most regions, is considering the appliance rebate programs etc to only have a capital cost. | 1480 | 2777 | CONSERVATION | M | 108 | HIDALGO | 22 | NUECES-RIO GRANDE | 3 | CONSERVATION | 1 | NO WATER QUALITY IMPROVEMENTS |  | 4077 | 1 | Advanced water conservation | 744 | EDINBURG | M | WUG | MUNICIPAL | 182 | CITY |  | N | 2010 | 2010 | 359700 | 463945 | 580460 | 706315 | 843495 | 984065 | 755476.18 | 20 | 744 | EDINBURG | M | WUG | MUNICIPAL | 182 | CITY | M | 108 | HIDALGO | 74 | 328 | 500 | 686 | 889 | 1097 | N
60 | ADVANCED WATER CONSERVATION | Advanced water conservation | M | 3 | CONSERVATION | 1 | MUNICIPAL CONSERVATION | 6 | OTHER INFRASTRUCTURE | Region M forgot to enter annual costs for the public education component of Adv.Muni.Conservation across the board for all WUGs that have M12 assigned. This will need to be done in the next round of planning. The ommission of Valley MUD #2 from the Adv.Muni.Conservation was in error and will need to be corrected in the next planning cycle. Also note that Region M, unlike most regions, is considering the appliance rebate programs etc to only have a capital cost. | 1480 | 2777 | CONSERVATION | M | 108 | HIDALGO | 22 | NUECES-RIO GRANDE | 3 | CONSERVATION | 1 | NO WATER QUALITY IMPROVEMENTS |  | 4078 | 1 | Advanced water conservation | 761 | ELSA | M | WUG | MUNICIPAL | 190 | CITY |  | N | 2010 | 2010 | 31335 | 33550 | 36020 | 38680 | 41565 | 44520 | 11707.47 | 20 | 761 | ELSA | M | WUG | MUNICIPAL | 190 | CITY | M | 108 | HIDALGO | 2 | 5 | 7 | 10 | 14 | 17 | N
60 | ADVANCED WATER CONSERVATION | Advanced water conservation | M | 3 | CONSERVATION | 1 | MUNICIPAL CONSERVATION | 6 | OTHER INFRASTRUCTURE | Region M forgot to enter annual costs for the public education component of Adv.Muni.Conservation across the board for all WUGs that have M12 assigned. This will need to be done in the next round of planning. The ommission of Valley MUD #2 from the Adv.Muni.Conservation was in error and will need to be corrected in the next planning cycle. Also note that Region M, unlike most regions, is considering the appliance rebate programs etc to only have a capital cost. | 1480 | 2777 | CONSERVATION | M | 108 | HIDALGO | 22 | NUECES-RIO GRANDE | 3 | CONSERVATION | 1 | NO WATER QUALITY IMPROVEMENTS |  | 4079 | 1 | Advanced water conservation | 940 | HIDALGO | M | WUG | MUNICIPAL | 275 | CITY |  | N | 2010 | 2010 | 56075 | 77995 | 102535 | 129070 | 158030 | 187730 | 161838.56 | 20 | 940 | HIDALGO | M | WUG | MUNICIPAL | 275 | CITY | M | 108 | HIDALGO | 32 | 66 | 104 | 145 | 189 | 235 | N
60 | ADVANCED WATER CONSERVATION | Advanced water conservation | M | 3 | CONSERVATION | 1 | MUNICIPAL CONSERVATION | 6 | OTHER INFRASTRUCTURE | Region M forgot to enter annual costs for the public education component of Adv.Muni.Conservation across the board for all WUGs that have M12 assigned. This will need to be done in the next round of planning. The ommission of Valley MUD #2 from the Adv.Muni.Conservation was in error and will need to be corrected in the next planning cycle. Also note that Region M, unlike most regions, is considering the appliance rebate programs etc to only have a capital cost. | 1480 | 2777 | CONSERVATION | M | 108 | HIDALGO | 22 | NUECES-RIO GRANDE | 3 | CONSERVATION | 1 | NO WATER QUALITY IMPROVEMENTS |  | 4080 | 1 | Advanced water conservation | 941 | HIDALGO COUNTY MUD #1 | M | WUG | MUNICIPAL | 4204 | UTILITY |  | N | 2010 | 2010 | 26400 | 37380 | 49680 | 62990 | 77525 | 92435 | 77131.57 | 20 | 941 | HIDALGO COUNTY MUD #1 | M | WUG | MUNICIPAL | 4204 | UTILITY | M | 108 | HIDALGO | 14 | 30 | 48 | 68 | 89 | 112 | N
60 | ADVANCED WATER CONSERVATION | Advanced water conservation | M | 3 | CONSERVATION | 1 | MUNICIPAL CONSERVATION | 6 | OTHER INFRASTRUCTURE | Region M forgot to enter annual costs for the public education component of Adv.Muni.Conservation across the board for all WUGs that have M12 assigned. This will need to be done in the next round of planning. The ommission of Valley MUD #2 from the Adv.Muni.Conservation was in error and will need to be corrected in the next planning cycle. Also note that Region M, unlike most regions, is considering the appliance rebate programs etc to only have a capital cost. | 1480 | 2777 | CONSERVATION | M | 108 | HIDALGO | 22 | NUECES-RIO GRANDE | 3 | CONSERVATION | 1 | NO WATER QUALITY IMPROVEMENTS |  | 4081 | 1 | Advanced water conservation | 1280 | LA JOYA | M | WUG | MUNICIPAL | 336 | CITY |  | N | 2010 | 2010 | 15150 | 18155 | 21510 | 25135 | 29085 | 33125 | 50273.26 | 20 | 1280 | LA JOYA | M | WUG | MUNICIPAL | 336 | CITY | M | 108 | HIDALGO | 7 | 14 | 21 | 49 | 62 | 73 | N
60 | ADVANCED WATER CONSERVATION | Advanced water conservation | M | 3 | CONSERVATION | 1 | MUNICIPAL CONSERVATION | 6 | OTHER INFRASTRUCTURE | Region M forgot to enter annual costs for the public education component of Adv.Muni.Conservation across the board for all WUGs that have M12 assigned. This will need to be done in the next round of planning. The ommission of Valley MUD #2 from the Adv.Muni.Conservation was in error and will need to be corrected in the next planning cycle. Also note that Region M, unlike most regions, is considering the appliance rebate programs etc to only have a capital cost. | 1480 | 2777 | CONSERVATION | M | 108 | HIDALGO | 22 | NUECES-RIO GRANDE | 3 | CONSERVATION | 1 | NO WATER QUALITY IMPROVEMENTS |  | 4082 | 1 | Advanced water conservation | 1284 | LA VILLA | M | WUG | MUNICIPAL | 349 | CITY |  | N | 2020 | 2020 | 6805 | 6870 | 6945 | 7025 | 7110 | 7195 | 688.67 | 20 | 1284 | LA VILLA | M | WUG | MUNICIPAL | 349 | CITY | M | 108 | HIDALGO | 0 | 1 | 1 | 1 | 1 | 1 | N
60 | ADVANCED WATER CONSERVATION | Advanced water conservation | M | 3 | CONSERVATION | 1 | MUNICIPAL CONSERVATION | 6 | OTHER INFRASTRUCTURE | Region M forgot to enter annual costs for the public education component of Adv.Muni.Conservation across the board for all WUGs that have M12 assigned. This will need to be done in the next round of planning. The ommission of Valley MUD #2 from the Adv.Muni.Conservation was in error and will need to be corrected in the next planning cycle. Also note that Region M, unlike most regions, is considering the appliance rebate programs etc to only have a capital cost. | 1480 | 2777 | CONSERVATION | M | 108 | HIDALGO | 22 | NUECES-RIO GRANDE | 3 | CONSERVATION | 1 | NO WATER QUALITY IMPROVEMENTS |  | 4083 | 1 | Advanced water conservation | 96 | MCALLEN | M | BOTH | MUNICIPAL | 376 | CITY |  | N | 2010 | 2010 | 661245 | 790125 | 934320 | 1090195 | 1260255 | 1434605 | 2357333.6 | 20 | 96 | MCALLEN | M | BOTH | MUNICIPAL | 376 | CITY | M | 108 | HIDALGO | 191 | 382 | 925 | 1250 | 2177 | 3423 | N
60 | ADVANCED WATER CONSERVATION | Advanced water conservation | M | 3 | CONSERVATION | 1 | MUNICIPAL CONSERVATION | 6 | OTHER INFRASTRUCTURE | Region M forgot to enter annual costs for the public education component of Adv.Muni.Conservation across the board for all WUGs that have M12 assigned. This will need to be done in the next round of planning. The ommission of Valley MUD #2 from the Adv.Muni.Conservation was in error and will need to be corrected in the next planning cycle. Also note that Region M, unlike most regions, is considering the appliance rebate programs etc to only have a capital cost. | 1480 | 2777 | CONSERVATION | M | 108 | HIDALGO | 22 | NUECES-RIO GRANDE | 3 | CONSERVATION | 1 | NO WATER QUALITY IMPROVEMENTS |  | 4084 | 1 | Advanced water conservation | 1827 | MERCEDES | M | WUG | MUNICIPAL | 397 | CITY |  | N | 2010 | 2010 | 78875 | 85645 | 93180 | 101300 | 110115 | 119135 | 36499.76 | 20 | 1827 | MERCEDES | M | WUG | MUNICIPAL | 397 | CITY | M | 108 | HIDALGO | 7 | 14 | 23 | 32 | 43 | 53 | N
60 | ADVANCED WATER CONSERVATION | Advanced water conservation | M | 3 | CONSERVATION | 1 | MUNICIPAL CONSERVATION | 6 | OTHER INFRASTRUCTURE | Region M forgot to enter annual costs for the public education component of Adv.Muni.Conservation across the board for all WUGs that have M12 assigned. This will need to be done in the next round of planning. The ommission of Valley MUD #2 from the Adv.Muni.Conservation was in error and will need to be corrected in the next planning cycle. Also note that Region M, unlike most regions, is considering the appliance rebate programs etc to only have a capital cost. | 1480 | 2777 | CONSERVATION | M | 108 | HIDALGO | 22 | NUECES-RIO GRANDE | 3 | CONSERVATION | 1 | NO WATER QUALITY IMPROVEMENTS |  | 4085 | 1 | Advanced water conservation | 1839 | MILITARY HIGHWAY WSC | M | BOTH | MUNICIPAL | 4255 | UTILITY |  | N | 2010 | 2010 | 51305 | 60240 | 70250 | 81080 | 92910 | 105045 | 32367.71 | 20 | 1839 | MILITARY HIGHWAY WSC | M | BOTH | MUNICIPAL | 4255 | UTILITY | M | 108 | HIDALGO | 8 | 18 | 28 | 38 | 43 | 47 | N
60 | ADVANCED WATER CONSERVATION | Advanced water conservation | M | 3 | CONSERVATION | 1 | MUNICIPAL CONSERVATION | 6 | OTHER INFRASTRUCTURE | Region M forgot to enter annual costs for the public education component of Adv.Muni.Conservation across the board for all WUGs that have M12 assigned. This will need to be done in the next round of planning. The ommission of Valley MUD #2 from the Adv.Muni.Conservation was in error and will need to be corrected in the next planning cycle. Also note that Region M, unlike most regions, is considering the appliance rebate programs etc to only have a capital cost. | 1480 | 2777 | CONSERVATION | M | 108 | HIDALGO | 22 | NUECES-RIO GRANDE | 3 | CONSERVATION | 1 | NO WATER QUALITY IMPROVEMENTS |  | 4086 | 1 | Advanced water conservation | 2070 | MISSION | M | WUG | MUNICIPAL | 408 | CITY |  | N | 2010 | 2010 | 341755 | 442660 | 555430 | 677235 | 809990 | 946020 | 1470320.55 | 20 | 2070 | MISSION | M | WUG | MUNICIPAL | 408 | CITY | M | 108 | HIDALGO | 260 | 637 | 598 | 789 | 1394 | 2135 | N
60 | ADVANCED WATER CONSERVATION | Advanced water conservation | M | 3 | CONSERVATION | 1 | MUNICIPAL CONSERVATION | 6 | OTHER INFRASTRUCTURE | Region M forgot to enter annual costs for the public education component of Adv.Muni.Conservation across the board for all WUGs that have M12 assigned. This will need to be done in the next round of planning. The ommission of Valley MUD #2 from the Adv.Muni.Conservation was in error and will need to be corrected in the next planning cycle. Also note that Region M, unlike most regions, is considering the appliance rebate programs etc to only have a capital cost. | 1480 | 2777 | CONSERVATION | M | 108 | HIDALGO | 22 | NUECES-RIO GRANDE | 3 | CONSERVATION | 1 | NO WATER QUALITY IMPROVEMENTS |  | 4087 | 1 | Advanced water conservation | 103 | NORTH ALAMO WSC | M | BOTH | MUNICIPAL | 4273 | UTILITY |  | N | 2010 | 2010 | 572690 | 768850 | 988565 | 1226315 | 1485985 | 1752365 | 2754698.92 | 20 | 103 | NORTH ALAMO WSC | M | BOTH | MUNICIPAL | 4273 | UTILITY | M | 108 | HIDALGO | 248 | 538 | 863 | 1215 | 3098 | 4000 | N
60 | ADVANCED WATER CONSERVATION | Advanced water conservation | M | 3 | CONSERVATION | 1 | MUNICIPAL CONSERVATION | 6 | OTHER INFRASTRUCTURE | Region M forgot to enter annual costs for the public education component of Adv.Muni.Conservation across the board for all WUGs that have M12 assigned. This will need to be done in the next round of planning. The ommission of Valley MUD #2 from the Adv.Muni.Conservation was in error and will need to be corrected in the next planning cycle. Also note that Region M, unlike most regions, is considering the appliance rebate programs etc to only have a capital cost. | 1480 | 2777 | CONSERVATION | M | 108 | HIDALGO | 22 | NUECES-RIO GRANDE | 3 | CONSERVATION | 1 | NO WATER QUALITY IMPROVEMENTS |  | 4088 | 1 | Advanced water conservation | 2173 | PALMHURST | M | WUG | MUNICIPAL | 1051 | CITY |  | N | 2010 | 2010 | 45720 | 70680 | 98635 | 128885 | 161920 | 195810 | 174923.38 | 20 | 2173 | PALMHURST | M | WUG | MUNICIPAL | 1051 | CITY | M | 108 | HIDALGO | 32 | 68 | 110 | 155 | 203 | 254 | N
60 | ADVANCED WATER CONSERVATION | Advanced water conservation | M | 3 | CONSERVATION | 1 | MUNICIPAL CONSERVATION | 6 | OTHER INFRASTRUCTURE | Region M forgot to enter annual costs for the public education component of Adv.Muni.Conservation across the board for all WUGs that have M12 assigned. This will need to be done in the next round of planning. The ommission of Valley MUD #2 from the Adv.Muni.Conservation was in error and will need to be corrected in the next planning cycle. Also note that Region M, unlike most regions, is considering the appliance rebate programs etc to only have a capital cost. | 1480 | 2777 | CONSERVATION | M | 108 | HIDALGO | 22 | NUECES-RIO GRANDE | 3 | CONSERVATION | 1 | NO WATER QUALITY IMPROVEMENTS |  | 4089 | 1 | Advanced water conservation | 2174 | PALMVIEW | M | WUG | MUNICIPAL | 794 | CITY |  | N | 2010 | 2010 | 31290 | 43855 | 57930 | 73160 | 89795 | 106860 | 88150.37 | 20 | 2174 | PALMVIEW | M | WUG | MUNICIPAL | 794 | CITY | M | 108 | HIDALGO | 16 | 34 | 55 | 78 | 102 | 128 | N
60 | ADVANCED WATER CONSERVATION | Advanced water conservation | M | 3 | CONSERVATION | 1 | MUNICIPAL CONSERVATION | 6 | OTHER INFRASTRUCTURE | Region M forgot to enter annual costs for the public education component of Adv.Muni.Conservation across the board for all WUGs that have M12 assigned. This will need to be done in the next round of planning. The ommission of Valley MUD #2 from the Adv.Muni.Conservation was in error and will need to be corrected in the next planning cycle. Also note that Region M, unlike most regions, is considering the appliance rebate programs etc to only have a capital cost. | 1480 | 2777 | CONSERVATION | M | 108 | HIDALGO | 22 | NUECES-RIO GRANDE | 3 | CONSERVATION | 1 | NO WATER QUALITY IMPROVEMENTS |  | 4090 | 1 | Advanced water conservation | 2192 | PENITAS | M | WUG | MUNICIPAL | 1052 | CITY |  | N | 2010 | 2010 | 6305 | 6580 | 6880 | 7205 | 7555 | 7920 | 11018.8 | 20 | 2192 | PENITAS | M | WUG | MUNICIPAL | 1052 | CITY | M | 108 | HIDALGO | 1 | 1 | 2 | 2 | 7 | 16 | N
60 | ADVANCED WATER CONSERVATION | Advanced water conservation | M | 3 | CONSERVATION | 1 | MUNICIPAL CONSERVATION | 6 | OTHER INFRASTRUCTURE | Region M forgot to enter annual costs for the public education component of Adv.Muni.Conservation across the board for all WUGs that have M12 assigned. This will need to be done in the next round of planning. The ommission of Valley MUD #2 from the Adv.Muni.Conservation was in error and will need to be corrected in the next planning cycle. Also note that Region M, unlike most regions, is considering the appliance rebate programs etc to only have a capital cost. | 1480 | 2777 | CONSERVATION | M | 108 | HIDALGO | 22 | NUECES-RIO GRANDE | 3 | CONSERVATION | 1 | NO WATER QUALITY IMPROVEMENTS |  | 4091 | 1 | Advanced water conservation | 2197 | PHARR | M | WUG | MUNICIPAL | 463 | CITY |  | N | 2010 | 2010 | 329845 | 413200 | 506345 | 606930 | 716545 | 828860 | 649420.27 | 20 | 2197 | PHARR | M | WUG | MUNICIPAL | 463 | CITY | M | 108 | HIDALGO | 143 | 392 | 478 | 589 | 798 | 943 | N
60 | ADVANCED WATER CONSERVATION | Advanced water conservation | M | 3 | CONSERVATION | 1 | MUNICIPAL CONSERVATION | 6 | OTHER INFRASTRUCTURE | Region M forgot to enter annual costs for the public education component of Adv.Muni.Conservation across the board for all WUGs that have M12 assigned. This will need to be done in the next round of planning. The ommission of Valley MUD #2 from the Adv.Muni.Conservation was in error and will need to be corrected in the next planning cycle. Also note that Region M, unlike most regions, is considering the appliance rebate programs etc to only have a capital cost. | 1480 | 2777 | CONSERVATION | M | 108 | HIDALGO | 22 | NUECES-RIO GRANDE | 3 | CONSERVATION | 1 | NO WATER QUALITY IMPROVEMENTS |  | 4092 | 1 | Advanced water conservation | 2238 | PROGRESO | M | WUG | MUNICIPAL | 941 | CITY |  | N | 2010 | 2010 | 31740 | 40485 | 50280 | 60880 | 72455 | 84330 | 61292.05 | 20 | 2238 | PROGRESO | M | WUG | MUNICIPAL | 941 | CITY | M | 108 | HIDALGO | 11 | 24 | 38 | 54 | 71 | 89 | N
60 | ADVANCED WATER CONSERVATION | Advanced water conservation | M | 3 | CONSERVATION | 1 | MUNICIPAL CONSERVATION | 6 | OTHER INFRASTRUCTURE | Region M forgot to enter annual costs for the public education component of Adv.Muni.Conservation across the board for all WUGs that have M12 assigned. This will need to be done in the next round of planning. The ommission of Valley MUD #2 from the Adv.Muni.Conservation was in error and will need to be corrected in the next planning cycle. Also note that Region M, unlike most regions, is considering the appliance rebate programs etc to only have a capital cost. | 1480 | 2777 | CONSERVATION | M | 108 | HIDALGO | 22 | NUECES-RIO GRANDE | 3 | CONSERVATION | 1 | NO WATER QUALITY IMPROVEMENTS |  | 4093 | 1 | Advanced water conservation | 2322 | SAN JUAN | M | WUG | MUNICIPAL | 536 | CITY |  | N | 2010 | 2010 | 195370 | 270410 | 354460 | 445405 | 544735 | 646635 | 524770.14 | 20 | 2322 | SAN JUAN | M | WUG | MUNICIPAL | 536 | CITY | M | 108 | HIDALGO | 95 | 206 | 330 | 465 | 612 | 762 | N
60 | ADVANCED WATER CONSERVATION | Advanced water conservation | M | 3 | CONSERVATION | 1 | MUNICIPAL CONSERVATION | 6 | OTHER INFRASTRUCTURE | Region M forgot to enter annual costs for the public education component of Adv.Muni.Conservation across the board for all WUGs that have M12 assigned. This will need to be done in the next round of planning. The ommission of Valley MUD #2 from the Adv.Muni.Conservation was in error and will need to be corrected in the next planning cycle. Also note that Region M, unlike most regions, is considering the appliance rebate programs etc to only have a capital cost. | 1480 | 2777 | CONSERVATION | M | 108 | HIDALGO | 22 | NUECES-RIO GRANDE | 3 | CONSERVATION | 1 | NO WATER QUALITY IMPROVEMENTS |  | 4094 | 1 | Advanced water conservation | 131 | SHARYLAND WSC | M | BOTH | MUNICIPAL | 4333 | UTILITY |  | N | 2010 | 2010 | 159425 | 182190 | 207690 | 235285 | 265425 | 296340 | 159083.86 | 20 | 131 | SHARYLAND WSC | M | BOTH | MUNICIPAL | 4333 | UTILITY | M | 108 | HIDALGO | 29 | 62 | 100 | 141 | 186 | 231 | N
60 | ADVANCED WATER CONSERVATION | Advanced water conservation | M | 3 | CONSERVATION | 1 | MUNICIPAL CONSERVATION | 6 | OTHER INFRASTRUCTURE | Region M forgot to enter annual costs for the public education component of Adv.Muni.Conservation across the board for all WUGs that have M12 assigned. This will need to be done in the next round of planning. The ommission of Valley MUD #2 from the Adv.Muni.Conservation was in error and will need to be corrected in the next planning cycle. Also note that Region M, unlike most regions, is considering the appliance rebate programs etc to only have a capital cost. | 1480 | 2777 | CONSERVATION | M | 108 | HIDALGO | 22 | NUECES-RIO GRANDE | 3 | CONSERVATION | 1 | NO WATER QUALITY IMPROVEMENTS |  | 4095 | 1 | Advanced water conservation | 2590 | WESLACO | M | WUG | MUNICIPAL | 638 | CITY |  | N | 2010 | 2010 | 164310 | 189805 | 218290 | 249055 | 282580 | 316925 | 721731.12 | 20 | 2590 | WESLACO | M | WUG | MUNICIPAL | 638 | CITY | M | 108 | HIDALGO | 44 | 82 | 124 | 217 | 793 | 1048 | N
60 | ADVANCED WATER CONSERVATION | Advanced water conservation | M | 3 | CONSERVATION | 1 | MUNICIPAL CONSERVATION | 6 | OTHER INFRASTRUCTURE | Region M forgot to enter annual costs for the public education component of Adv.Muni.Conservation across the board for all WUGs that have M12 assigned. This will need to be done in the next round of planning. The ommission of Valley MUD #2 from the Adv.Muni.Conservation was in error and will need to be corrected in the next planning cycle. Also note that Region M, unlike most regions, is considering the appliance rebate programs etc to only have a capital cost. | 1475 | 2796 | CONSERVATION | M | 108 | HIDALGO | 23 | RIO GRANDE | 3 | CONSERVATION | 1 | NO WATER QUALITY IMPROVEMENTS |  | 6036 | 1 | Advanced water conservation | 519 | COUNTY-OTHER, HIDALGO | M | WUG | MUNICIPAL | 757 | COUNTY-OTHER |  | N | 2010 | 2010 | 22110 | 30520 | 39940 | 50130 | 61260 | 72680 | 332629.9 | 20 | 519 | COUNTY-OTHER, HIDALGO | M | WUG | MUNICIPAL | 757 | COUNTY-OTHER | M | 108 | HIDALGO | 50 | 100 | 200 | 300 | 400 | 483 | N
60 | ADVANCED WATER CONSERVATION | Advanced water conservation | M | 3 | CONSERVATION | 1 | MUNICIPAL CONSERVATION | 6 | OTHER INFRASTRUCTURE | Region M forgot to enter annual costs for the public education component of Adv.Muni.Conservation across the board for all WUGs that have M12 assigned. This will need to be done in the next round of planning. The ommission of Valley MUD #2 from the Adv.Muni.Conservation was in error and will need to be corrected in the next planning cycle. Also note that Region M, unlike most regions, is considering the appliance rebate programs etc to only have a capital cost. | 1475 | 2796 | CONSERVATION | M | 108 | HIDALGO | 23 | RIO GRANDE | 3 | CONSERVATION | 1 | NO WATER QUALITY IMPROVEMENTS |  | 6041 | 1 | Advanced water conservation | 1839 | MILITARY HIGHWAY WSC | M | BOTH | MUNICIPAL | 4255 | UTILITY |  | N | 2050 | 2050 | 515 | 605 | 705 | 815 | 935 | 1055 | 6198.07 | 20 | 1839 | MILITARY HIGHWAY WSC | M | BOTH | MUNICIPAL | 4255 | UTILITY | M | 108 | HIDALGO | 0 | 0 | 0 | 0 | 4 | 9 | N
60 | ADVANCED WATER CONSERVATION | Advanced water conservation | M | 3 | CONSERVATION | 1 | MUNICIPAL CONSERVATION | 6 | OTHER INFRASTRUCTURE | Region M forgot to enter annual costs for the public education component of Adv.Muni.Conservation across the board for all WUGs that have M12 assigned. This will need to be done in the next round of planning. The ommission of Valley MUD #2 from the Adv.Muni.Conservation was in error and will need to be corrected in the next planning cycle. Also note that Region M, unlike most regions, is considering the appliance rebate programs etc to only have a capital cost. | 1475 | 2796 | CONSERVATION | M | 108 | HIDALGO | 23 | RIO GRANDE | 3 | CONSERVATION | 1 | NO WATER QUALITY IMPROVEMENTS |  | 6050 | 1 | Advanced water conservation | 2494 | SULLIVAN CITY | M | WUG | MUNICIPAL | 966 | CITY |  | N | 2010 | 2010 | 27640 | 36575 | 46585 | 57415 | 69245 | 81380 | 62669.4 | 20 | 2494 | SULLIVAN CITY | M | WUG | MUNICIPAL | 966 | CITY | M | 108 | HIDALGO | 11 | 25 | 39 | 55 | 73 | 91 | N
60 | ADVANCED WATER CONSERVATION | Advanced water conservation | M | 3 | CONSERVATION | 1 | MUNICIPAL CONSERVATION | 6 | OTHER INFRASTRUCTURE | Region M forgot to enter annual costs for the public education component of Adv.Muni.Conservation across the board for all WUGs that have M12 assigned. This will need to be done in the next round of planning. The ommission of Valley MUD #2 from the Adv.Muni.Conservation was in error and will need to be corrected in the next planning cycle. Also note that Region M, unlike most regions, is considering the appliance rebate programs etc to only have a capital cost. | 1482 | 2778 | CONSERVATION | M | 124 | JIM HOGG | 22 | NUECES-RIO GRANDE | 3 | CONSERVATION | 1 | NO WATER QUALITY IMPROVEMENTS |  | 4104 | 1 | Advanced water conservation | 535 | COUNTY-OTHER, JIM HOGG | M | WUG | MUNICIPAL | 757 | COUNTY-OTHER |  | N | 2020 | 2020 | 3720 | 3980 | 4185 | 4350 | 4305 | 4145 | 688.67 | 20 | 535 | COUNTY-OTHER, JIM HOGG | M | WUG | MUNICIPAL | 757 | COUNTY-OTHER | M | 124 | JIM HOGG | 0 | 1 | 1 | 1 | 1 | 1 | N
60 | ADVANCED WATER CONSERVATION | Advanced water conservation | M | 3 | CONSERVATION | 1 | MUNICIPAL CONSERVATION | 6 | OTHER INFRASTRUCTURE | Region M forgot to enter annual costs for the public education component of Adv.Muni.Conservation across the board for all WUGs that have M12 assigned. This will need to be done in the next round of planning. The ommission of Valley MUD #2 from the Adv.Muni.Conservation was in error and will need to be corrected in the next planning cycle. Also note that Region M, unlike most regions, is considering the appliance rebate programs etc to only have a capital cost. | 1482 | 2778 | CONSERVATION | M | 124 | JIM HOGG | 22 | NUECES-RIO GRANDE | 3 | CONSERVATION | 1 | NO WATER QUALITY IMPROVEMENTS |  | 4105 | 1 | Advanced water conservation | 926 | HEBBRONVILLE | M | WUG | MUNICIPAL | 268 | CITY |  | N | 2010 | 2010 | 23820 | 25490 | 26770 | 27845 | 27545 | 26510 | 4132.05 | 20 | 926 | HEBBRONVILLE | M | WUG | MUNICIPAL | 268 | CITY | M | 124 | JIM HOGG | 2 | 4 | 6 | 8 | 7 | 6 | N
60 | ADVANCED WATER CONSERVATION | Advanced water conservation | M | 3 | CONSERVATION | 1 | MUNICIPAL CONSERVATION | 6 | OTHER INFRASTRUCTURE | Region M forgot to enter annual costs for the public education component of Adv.Muni.Conservation across the board for all WUGs that have M12 assigned. This will need to be done in the next round of planning. The ommission of Valley MUD #2 from the Adv.Muni.Conservation was in error and will need to be corrected in the next planning cycle. Also note that Region M, unlike most regions, is considering the appliance rebate programs etc to only have a capital cost. | 1483 | 2802 | CONSERVATION | M | 162 | MAVERICK | 23 | RIO GRANDE | 3 | CONSERVATION | 1 | NO WATER QUALITY IMPROVEMENTS |  | 6037 | 1 | Advanced water conservation | 573 | COUNTY-OTHER, MAVERICK | M | WUG | MUNICIPAL | 757 | COUNTY-OTHER |  | N | 2010 | 2010 | 125490 | 154310 | 181560 | 205180 | 226790 | 244320 | 148753.74 | 20 | 573 | COUNTY-OTHER, MAVERICK | M | WUG | MUNICIPAL | 757 | COUNTY-OTHER | M | 162 | MAVERICK | 40 | 83 | 123 | 158 | 190 | 216 | N
60 | ADVANCED WATER CONSERVATION | Advanced water conservation | M | 3 | CONSERVATION | 1 | MUNICIPAL CONSERVATION | 6 | OTHER INFRASTRUCTURE | Region M forgot to enter annual costs for the public education component of Adv.Muni.Conservation across the board for all WUGs that have M12 assigned. This will need to be done in the next round of planning. The ommission of Valley MUD #2 from the Adv.Muni.Conservation was in error and will need to be corrected in the next planning cycle. Also note that Region M, unlike most regions, is considering the appliance rebate programs etc to only have a capital cost. | 1483 | 2802 | CONSERVATION | M | 162 | MAVERICK | 23 | RIO GRANDE | 3 | CONSERVATION | 1 | NO WATER QUALITY IMPROVEMENTS |  | 6042 | 1 | Advanced water conservation | 44 | EAGLE PASS | M | BOTH | MUNICIPAL | 173 | CITY |  | N | 2010 | 2010 | 130800 | 141060 | 151190 | 160580 | 169685 | 177795 | 37877.11 | 20 | 44 | EAGLE PASS | M | BOTH | MUNICIPAL | 173 | CITY | M | 162 | MAVERICK | 10 | 21 | 31 | 40 | 48 | 55 | N
60 | ADVANCED WATER CONSERVATION | Advanced water conservation | M | 3 | CONSERVATION | 1 | MUNICIPAL CONSERVATION | 6 | OTHER INFRASTRUCTURE | Region M forgot to enter annual costs for the public education component of Adv.Muni.Conservation across the board for all WUGs that have M12 assigned. This will need to be done in the next round of planning. The ommission of Valley MUD #2 from the Adv.Muni.Conservation was in error and will need to be corrected in the next planning cycle. Also note that Region M, unlike most regions, is considering the appliance rebate programs etc to only have a capital cost. | 1483 | 2802 | CONSERVATION | M | 162 | MAVERICK | 23 | RIO GRANDE | 3 | CONSERVATION | 1 | NO WATER QUALITY IMPROVEMENTS |  | 6044 | 1 | Advanced water conservation | 749 | EL INDIO WSC | M | WUG | MUNICIPAL | 4102 | UTILITY |  | N | 2010 | 2010 | 34970 | 44275 | 53075 | 60700 | 67680 | 73340 | 48207.23 | 20 | 749 | EL INDIO WSC | M | WUG | MUNICIPAL | 4102 | UTILITY | M | 162 | MAVERICK | 13 | 27 | 40 | 51 | 61 | 70 | N
60 | ADVANCED WATER CONSERVATION | Advanced water conservation | M | 3 | CONSERVATION | 1 | MUNICIPAL CONSERVATION | 6 | OTHER INFRASTRUCTURE | Region M forgot to enter annual costs for the public education component of Adv.Muni.Conservation across the board for all WUGs that have M12 assigned. This will need to be done in the next round of planning. The ommission of Valley MUD #2 from the Adv.Muni.Conservation was in error and will need to be corrected in the next planning cycle. Also note that Region M, unlike most regions, is considering the appliance rebate programs etc to only have a capital cost. | 1485 | 2783 | CONSERVATION | M | 214 | STARR | 22 | NUECES-RIO GRANDE | 3 | CONSERVATION | 1 | NO WATER QUALITY IMPROVEMENTS |  | 4106 | 1 | Advanced water conservation | 1279 | LA GRULLA | M | WUG | MUNICIPAL | 335 | CITY |  | N | 2010 | 2010 | 8200 | 8730 | 9310 | 9925 | 10580 | 11245 | 44075.18 | 20 | 1279 | LA GRULLA | M | WUG | MUNICIPAL | 335 | CITY | M | 214 | STARR | 20 | 25 | 30 | 35 | 56 | 64 | N
60 | ADVANCED WATER CONSERVATION | Advanced water conservation | M | 3 | CONSERVATION | 1 | MUNICIPAL CONSERVATION | 6 | OTHER INFRASTRUCTURE | Region M forgot to enter annual costs for the public education component of Adv.Muni.Conservation across the board for all WUGs that have M12 assigned. This will need to be done in the next round of planning. The ommission of Valley MUD #2 from the Adv.Muni.Conservation was in error and will need to be corrected in the next planning cycle. Also note that Region M, unlike most regions, is considering the appliance rebate programs etc to only have a capital cost. | 1487 | 2808 | CONSERVATION | M | 214 | STARR | 23 | RIO GRANDE | 3 | CONSERVATION | 1 | NO WATER QUALITY IMPROVEMENTS |  | 6038 | 1 | Advanced water conservation | 625 | COUNTY-OTHER, STARR | M | WUG | MUNICIPAL | 757 | COUNTY-OTHER |  | N | 2010 | 2010 | 189130 | 237520 | 287355 | 337585 | 387090 | 434595 | 296130.13 | 20 | 625 | COUNTY-OTHER, STARR | M | WUG | MUNICIPAL | 757 | COUNTY-OTHER | M | 214 | STARR | 67 | 139 | 212 | 286 | 360 | 430 | N
60 | ADVANCED WATER CONSERVATION | Advanced water conservation | M | 3 | CONSERVATION | 1 | MUNICIPAL CONSERVATION | 6 | OTHER INFRASTRUCTURE | Region M forgot to enter annual costs for the public education component of Adv.Muni.Conservation across the board for all WUGs that have M12 assigned. This will need to be done in the next round of planning. The ommission of Valley MUD #2 from the Adv.Muni.Conservation was in error and will need to be corrected in the next planning cycle. Also note that Region M, unlike most regions, is considering the appliance rebate programs etc to only have a capital cost. | 1487 | 2808 | CONSERVATION | M | 214 | STARR | 23 | RIO GRANDE | 3 | CONSERVATION | 1 | NO WATER QUALITY IMPROVEMENTS |  | 6047 | 1 | Advanced water conservation | 2271 | RIO GRANDE CITY | M | WUG | MUNICIPAL | 502 | CITY |  | N | 2010 | 2010 | 74910 | 83370 | 92235 | 101295 | 110450 | 119390 | 106744.58 | 20 | 2271 | RIO GRANDE CITY | M | WUG | MUNICIPAL | 502 | CITY | M | 214 | STARR | 23 | 35 | 48 | 78 | 120 | 155 | N
60 | ADVANCED WATER CONSERVATION | Advanced water conservation | M | 3 | CONSERVATION | 1 | MUNICIPAL CONSERVATION | 6 | OTHER INFRASTRUCTURE | Region M forgot to enter annual costs for the public education component of Adv.Muni.Conservation across the board for all WUGs that have M12 assigned. This will need to be done in the next round of planning. The ommission of Valley MUD #2 from the Adv.Muni.Conservation was in error and will need to be corrected in the next planning cycle. Also note that Region M, unlike most regions, is considering the appliance rebate programs etc to only have a capital cost. | 1487 | 2808 | CONSERVATION | M | 214 | STARR | 23 | RIO GRANDE | 3 | CONSERVATION | 1 | NO WATER QUALITY IMPROVEMENTS |  | 6048 | 1 | Advanced water conservation | 2274 | RIO WSC | M | WUG | MUNICIPAL | 4319 | UTILITY |  | N | 2010 | 2010 | 14710 | 19340 | 24105 | 28910 | 33645 | 38190 | 28235.66 | 20 | 2274 | RIO WSC | M | WUG | MUNICIPAL | 4319 | UTILITY | M | 214 | STARR | 6 | 13 | 20 | 27 | 34 | 41 | N
60 | ADVANCED WATER CONSERVATION | Advanced water conservation | M | 3 | CONSERVATION | 1 | MUNICIPAL CONSERVATION | 6 | OTHER INFRASTRUCTURE | Region M forgot to enter annual costs for the public education component of Adv.Muni.Conservation across the board for all WUGs that have M12 assigned. This will need to be done in the next round of planning. The ommission of Valley MUD #2 from the Adv.Muni.Conservation was in error and will need to be corrected in the next planning cycle. Also note that Region M, unlike most regions, is considering the appliance rebate programs etc to only have a capital cost. | 1487 | 2808 | CONSERVATION | M | 214 | STARR | 23 | RIO GRANDE | 3 | CONSERVATION | 1 | NO WATER QUALITY IMPROVEMENTS |  | 6049 | 1 | Advanced water conservation | 2293 | ROMA CITY | M | WUG | MUNICIPAL | 515 | CITY |  | N | 2010 | 2010 | 59945 | 68955 | 78305 | 87795 | 97245 | 106385 | 82640.97 | 20 | 2293 | ROMA CITY | M | WUG | MUNICIPAL | 515 | CITY | M | 214 | STARR | 39 | 61 | 75 | 80 | 104 | 120 | N
60 | ADVANCED WATER CONSERVATION | Advanced water conservation | M | 3 | CONSERVATION | 1 | MUNICIPAL CONSERVATION | 6 | OTHER INFRASTRUCTURE | Region M forgot to enter annual costs for the public education component of Adv.Muni.Conservation across the board for all WUGs that have M12 assigned. This will need to be done in the next round of planning. The ommission of Valley MUD #2 from the Adv.Muni.Conservation was in error and will need to be corrected in the next planning cycle. Also note that Region M, unlike most regions, is considering the appliance rebate programs etc to only have a capital cost. | 1484 | 2814 | CONSERVATION | M | 240 | WEBB | 23 | RIO GRANDE | 3 | CONSERVATION | 1 | NO WATER QUALITY IMPROVEMENTS |  | 6039 | 1 | Advanced water conservation | 651 | COUNTY-OTHER, WEBB | M | WUG | MUNICIPAL | 757 | COUNTY-OTHER |  | N | 2010 | 2010 | 38255 | 44475 | 51435 | 59085 | 67455 | 76295 | 364308.93 | 20 | 651 | COUNTY-OTHER, WEBB | M | WUG | MUNICIPAL | 757 | COUNTY-OTHER | M | 240 | WEBB | 74 | 144 | 224 | 313 | 416 | 529 | N
60 | ADVANCED WATER CONSERVATION | Advanced water conservation | M | 3 | CONSERVATION | 1 | MUNICIPAL CONSERVATION | 6 | OTHER INFRASTRUCTURE | Region M forgot to enter annual costs for the public education component of Adv.Muni.Conservation across the board for all WUGs that have M12 assigned. This will need to be done in the next round of planning. The ommission of Valley MUD #2 from the Adv.Muni.Conservation was in error and will need to be corrected in the next planning cycle. Also note that Region M, unlike most regions, is considering the appliance rebate programs etc to only have a capital cost. | 1484 | 2814 | CONSERVATION | M | 240 | WEBB | 23 | RIO GRANDE | 3 | CONSERVATION | 1 | NO WATER QUALITY IMPROVEMENTS |  | 6043 | 1 | Advanced water conservation | 747 | EL CENIZO | M | WUG | MUNICIPAL | 770 | CITY |  | N | 2010 | 2010 | 29645 | 43645 | 59325 | 76575 | 95425 | 115340 | 99169.16 | 20 | 747 | EL CENIZO | M | WUG | MUNICIPAL | 770 | CITY | M | 240 | WEBB | 18 | 38 | 62 | 87 | 115 | 144 | N
60 | ADVANCED WATER CONSERVATION | Advanced water conservation | M | 3 | CONSERVATION | 1 | MUNICIPAL CONSERVATION | 6 | OTHER INFRASTRUCTURE | Region M forgot to enter annual costs for the public education component of Adv.Muni.Conservation across the board for all WUGs that have M12 assigned. This will need to be done in the next round of planning. The ommission of Valley MUD #2 from the Adv.Muni.Conservation was in error and will need to be corrected in the next planning cycle. Also note that Region M, unlike most regions, is considering the appliance rebate programs etc to only have a capital cost. | 1484 | 2814 | CONSERVATION | M | 240 | WEBB | 23 | RIO GRANDE | 3 | CONSERVATION | 1 | NO WATER QUALITY IMPROVEMENTS |  | 6045 | 1 | Advanced water conservation | 1306 | LAREDO | M | WUG | MUNICIPAL | 347 | CITY |  | N | 2010 | 2010 | 1172115 | 1511885 | 1892340 | 2310880 | 2768350 | 3251585 | 2411738.91 | 20 | 1306 | LAREDO | M | WUG | MUNICIPAL | 347 | CITY | M | 240 | WEBB | 428 | 930 | 1493 | 2111 | 2788 | 3502 | N
60 | ADVANCED WATER CONSERVATION | Advanced water conservation | M | 3 | CONSERVATION | 1 | MUNICIPAL CONSERVATION | 6 | OTHER INFRASTRUCTURE | Region M forgot to enter annual costs for the public education component of Adv.Muni.Conservation across the board for all WUGs that have M12 assigned. This will need to be done in the next round of planning. The ommission of Valley MUD #2 from the Adv.Muni.Conservation was in error and will need to be corrected in the next planning cycle. Also note that Region M, unlike most regions, is considering the appliance rebate programs etc to only have a capital cost. | 1484 | 2814 | CONSERVATION | M | 240 | WEBB | 23 | RIO GRANDE | 3 | CONSERVATION | 1 | NO WATER QUALITY IMPROVEMENTS |  | 6046 | 1 | Advanced water conservation | 2270 | RIO BRAVO | M | WUG | MUNICIPAL | 1055 | CITY |  | N | 2010 | 2010 | 41590 | 57830 | 76015 | 96025 | 117895 | 140995 | 115008.68 | 20 | 2270 | RIO BRAVO | M | WUG | MUNICIPAL | 1055 | CITY | M | 240 | WEBB | 20 | 44 | 71 | 101 | 133 | 167 | N
60 | ADVANCED WATER CONSERVATION | Advanced water conservation | M | 3 | CONSERVATION | 1 | MUNICIPAL CONSERVATION | 6 | OTHER INFRASTRUCTURE | Region M forgot to enter annual costs for the public education component of Adv.Muni.Conservation across the board for all WUGs that have M12 assigned. This will need to be done in the next round of planning. The ommission of Valley MUD #2 from the Adv.Muni.Conservation was in error and will need to be corrected in the next planning cycle. Also note that Region M, unlike most regions, is considering the appliance rebate programs etc to only have a capital cost. | 1484 | 2814 | CONSERVATION | M | 240 | WEBB | 23 | RIO GRANDE | 3 | CONSERVATION | 1 | NO WATER QUALITY IMPROVEMENTS |  | 6051 | 1 | Advanced water conservation | 2582 | WEBB COUNTY WATER UTILITY | M | BOTH | MUNICIPAL | 4376 | UTILITY |  | N | 2010 | 2010 | 6630 | 9420 | 12545 | 15985 | 19745 | 23715 | 19971.57 | 20 | 2582 | WEBB COUNTY WATER UTILITY | M | BOTH | MUNICIPAL | 4376 | UTILITY | M | 240 | WEBB | 4 | 8 | 12 | 17 | 23 | 29 | N
60 | ADVANCED WATER CONSERVATION | Advanced water conservation | M | 3 | CONSERVATION | 1 | MUNICIPAL CONSERVATION | 6 | OTHER INFRASTRUCTURE | Region M forgot to enter annual costs for the public education component of Adv.Muni.Conservation across the board for all WUGs that have M12 assigned. This will need to be done in the next round of planning. The ommission of Valley MUD #2 from the Adv.Muni.Conservation was in error and will need to be corrected in the next planning cycle. Also note that Region M, unlike most regions, is considering the appliance rebate programs etc to only have a capital cost. | 1488 | 2785 | CONSERVATION | M | 245 | WILLACY | 22 | NUECES-RIO GRANDE | 3 | CONSERVATION | 1 | NO WATER QUALITY IMPROVEMENTS |  | 4107 | 1 | Advanced water conservation | 1610 | LYFORD | M | WUG | MUNICIPAL | 373 | CITY |  | N | 2010 | 2010 | 11675 | 12560 | 13420 | 14195 | 14860 | 15380 | 2754.7 | 20 | 1610 | LYFORD | M | WUG | MUNICIPAL | 373 | CITY | M | 245 | WILLACY | 1 | 2 | 3 | 3 | 4 | 4 | N
60 | ADVANCED WATER CONSERVATION | Advanced water conservation | M | 3 | CONSERVATION | 1 | MUNICIPAL CONSERVATION | 6 | OTHER INFRASTRUCTURE | Region M forgot to enter annual costs for the public education component of Adv.Muni.Conservation across the board for all WUGs that have M12 assigned. This will need to be done in the next round of planning. The ommission of Valley MUD #2 from the Adv.Muni.Conservation was in error and will need to be corrected in the next planning cycle. Also note that Region M, unlike most regions, is considering the appliance rebate programs etc to only have a capital cost. | 1488 | 2785 | CONSERVATION | M | 245 | WILLACY | 22 | NUECES-RIO GRANDE | 3 | CONSERVATION | 1 | NO WATER QUALITY IMPROVEMENTS |  | 4087 | 1 | Advanced water conservation | 103 | NORTH ALAMO WSC | M | BOTH | MUNICIPAL | 4273 | UTILITY |  | N | 2010 | 2010 | 35935 | 43245 | 49905 | 55260 | 58905 | 60705 | 33056.39 | 20 | 103 | NORTH ALAMO WSC | M | BOTH | MUNICIPAL | 4273 | UTILITY | M | 245 | WILLACY | 11 | 22 | 32 | 40 | 45 | 48 | N
60 | ADVANCED WATER CONSERVATION | Advanced water conservation | M | 3 | CONSERVATION | 1 | MUNICIPAL CONSERVATION | 6 | OTHER INFRASTRUCTURE | Region M forgot to enter annual costs for the public education component of Adv.Muni.Conservation across the board for all WUGs that have M12 assigned. This will need to be done in the next round of planning. The ommission of Valley MUD #2 from the Adv.Muni.Conservation was in error and will need to be corrected in the next planning cycle. Also note that Region M, unlike most regions, is considering the appliance rebate programs etc to only have a capital cost. | 1488 | 2785 | CONSERVATION | M | 245 | WILLACY | 22 | NUECES-RIO GRANDE | 3 | CONSERVATION | 1 | NO WATER QUALITY IMPROVEMENTS |  | 4109 | 1 | Advanced water conservation | 2253 | RAYMONDVILLE | M | WUG | MUNICIPAL | 495 | CITY |  | N | 2010 | 2010 | 50355 | 52010 | 53520 | 54735 | 55560 | 55970 | 7575.42 | 20 | 2253 | RAYMONDVILLE | M | WUG | MUNICIPAL | 495 | CITY | M | 245 | WILLACY | 2 | 5 | 7 | 9 | 10 | 11 | N
60 | ADVANCED WATER CONSERVATION | Advanced water conservation | M | 3 | CONSERVATION | 1 | MUNICIPAL CONSERVATION | 6 | OTHER INFRASTRUCTURE | Region M forgot to enter annual costs for the public education component of Adv.Muni.Conservation across the board for all WUGs that have M12 assigned. This will need to be done in the next round of planning. The ommission of Valley MUD #2 from the Adv.Muni.Conservation was in error and will need to be corrected in the next planning cycle. Also note that Region M, unlike most regions, is considering the appliance rebate programs etc to only have a capital cost. | 1488 | 2785 | CONSERVATION | M | 245 | WILLACY | 22 | NUECES-RIO GRANDE | 3 | CONSERVATION | 1 | NO WATER QUALITY IMPROVEMENTS |  | 4110 | 1 | Advanced water conservation | 2325 | SAN PERLITA | M | WUG | MUNICIPAL | 956 | CITY |  | N | 2020 | 2020 | 3735 | 4060 | 4355 | 4595 | 4760 | 4840 | 1377.35 | 20 | 2325 | SAN PERLITA | M | WUG | MUNICIPAL | 956 | CITY | M | 245 | WILLACY | 0 | 1 | 1 | 2 | 2 | 2 | N
60 | ADVANCED WATER CONSERVATION | Advanced water conservation | M | 3 | CONSERVATION | 1 | MUNICIPAL CONSERVATION | 6 | OTHER INFRASTRUCTURE | Region M forgot to enter annual costs for the public education component of Adv.Muni.Conservation across the board for all WUGs that have M12 assigned. This will need to be done in the next round of planning. The ommission of Valley MUD #2 from the Adv.Muni.Conservation was in error and will need to be corrected in the next planning cycle. Also note that Region M, unlike most regions, is considering the appliance rebate programs etc to only have a capital cost. | 1488 | 2785 | CONSERVATION | M | 245 | WILLACY | 22 | NUECES-RIO GRANDE | 3 | CONSERVATION | 1 | NO WATER QUALITY IMPROVEMENTS |  | 4111 | 1 | Advanced water conservation | 2342 | SEBASTIAN MUD | M | WUG | MUNICIPAL | 4410 | UTILITY |  | N | 2010 | 2010 | 10190 | 12260 | 14150 | 15670 | 16700 | 17210 | 9641.45 | 20 | 2342 | SEBASTIAN MUD | M | WUG | MUNICIPAL | 4410 | UTILITY | M | 245 | WILLACY | 3 | 6 | 9 | 11 | 13 | 14 | N
60 | ADVANCED WATER CONSERVATION | Advanced water conservation | M | 3 | CONSERVATION | 1 | MUNICIPAL CONSERVATION | 6 | OTHER INFRASTRUCTURE | Region M forgot to enter annual costs for the public education component of Adv.Muni.Conservation across the board for all WUGs that have M12 assigned. This will need to be done in the next round of planning. The ommission of Valley MUD #2 from the Adv.Muni.Conservation was in error and will need to be corrected in the next planning cycle. Also note that Region M, unlike most regions, is considering the appliance rebate programs etc to only have a capital cost. | 1489 | 2816 | CONSERVATION | M | 253 | ZAPATA | 23 | RIO GRANDE | 3 | CONSERVATION | 1 | NO WATER QUALITY IMPROVEMENTS |  | 6040 | 1 | Advanced water conservation | 664 | COUNTY-OTHER, ZAPATA | M | WUG | MUNICIPAL | 757 | COUNTY-OTHER |  | N | 2010 | 2010 | 45845 | 56805 | 67795 | 78150 | 87490 | 94385 | 58537.35 | 20 | 664 | COUNTY-OTHER, ZAPATA | M | WUG | MUNICIPAL | 757 | COUNTY-OTHER | M | 253 | ZAPATA | 14 | 30 | 46 | 61 | 75 | 85 | N
717 | ALLENS CREEK RESERVOIR | Allens Creek Reservoir | H | 6 | NEW SURFACE WATER OR NEW GROUNDWATER SOURCE | 4 | NEW MAJOR RESERVOIR | 6 | OTHER INFRASTRUCTURE |  | 1950 | 3850 | ALLENS CREEK LAKE/RESERVOIR | H | 999 | RESERVOIR | 12 | BRAZOS | 0 | SURFACE WATER | 1 | NO WATER QUALITY IMPROVEMENTS | Total Yield of allens Creek Reservoir is 99,650 afy. The supply is allocated to WUGs in other WWP to WUG contract strategies. | 2001 | 1 | Allens Creek Reservoir | 14 | BRAZOS RIVER AUTHORITY | G | WWP | WWP | N/A | N/A |  | N | 2020 | 2020 | 0 | 5611843 | 5611843 | 5611843 | 5611843 | 1170503 | 66825720 | 40 | 14 | BRAZOS RIVER AUTHORITY - FUTURE CUSTOMER/SURPLUS SUPPLY | G | WWP | MUNICIPAL | N/A | N/A | H | 20 | BRAZORIA | 0 | 17218 | 16529 | 26334 | 29895 | 29895 | N
717 | ALLENS CREEK RESERVOIR | Allens Creek Reservoir | H | 6 | NEW SURFACE WATER OR NEW GROUNDWATER SOURCE | 4 | NEW MAJOR RESERVOIR | 6 | OTHER INFRASTRUCTURE |  | 1950 | 3850 | ALLENS CREEK LAKE/RESERVOIR | H | 999 | RESERVOIR | 12 | BRAZOS | 0 | SURFACE WATER | 1 | NO WATER QUALITY IMPROVEMENTS | Total Yield of allens Creek Reservoir is 99,650 afy. The supply is allocated to WUGs in other WWP to WUG contract strategies. | 2001 | 1 | Allens Creek Reservoir | 76 | HOUSTON | H | BOTH | MUNICIPAL | 285 | CITY |  | Y | 2020 | 2020 | 0 | 13094301 | 13094301 | 13094301 | 13094301 | 2731175 | 155926680 | 40 | 76 | HOUSTON - FUTURE CUSTOMER/SURPLUS SUPPLY | H | BOTH | MUNICIPAL | N/A | N/A | H | 101 | HARRIS | 0 | 40175 | 38567 | 61447 | 69755 | 69755 | N
348 | AMEND LCRA CONTRACT | Amend LCRA contract | K | 5 | EXISTING SOURCE OR EXPANDED USE OF AN EXISTING SOURCE (SURFACE WATER OR GROUNDWATER) | 5 | OTHER SURFACE WATER | 1 | NO INFRASTRUCTURE |  | 1565 | 4242 | COLORADO RIVER COMBINED RUN-OF-RIVER - LCRA SUPPLY REALLOCATION | K | 227 | TRAVIS | 14 | COLORADO | 0 | SURFACE WATER | 1 | NO WATER QUALITY IMPROVEMENTS |  | 3245 | 1 | Amend LCRA contract | 289 | BRIARCLIFF VILLAGE | K | WUG | MUNICIPAL | 1014 | CITY |  | N | 2040 | 2040 | 0 | 0 | 0 | 2898 | 6486 | 10212 | 0 | 0 | 289 | BRIARCLIFF VILLAGE | K | WUG | MUNICIPAL | 1014 | CITY | K | 227 | TRAVIS | 0 | 0 | 0 | 21 | 47 | 74 | N
348 | AMEND LCRA CONTRACT | Amend LCRA contract | K | 5 | EXISTING SOURCE OR EXPANDED USE OF AN EXISTING SOURCE (SURFACE WATER OR GROUNDWATER) | 5 | OTHER SURFACE WATER | 1 | NO INFRASTRUCTURE |  | 1565 | 4242 | COLORADO RIVER COMBINED RUN-OF-RIVER - LCRA SUPPLY REALLOCATION | K | 227 | TRAVIS | 14 | COLORADO | 0 | SURFACE WATER | 1 | NO WATER QUALITY IMPROVEMENTS |  | 3245 | 1 | Amend LCRA contract | 409 | COTTONWOOD SHORES | K | WUG | MUNICIPAL | 850 | CITY |  | N | 2010 | 2010 | 3588 | 27324 | 53268 | 82938 | 115920 | 155940 | 0 | 0 | 409 | COTTONWOOD SHORES | K | WUG | MUNICIPAL | 850 | CITY | K | 27 | BURNET | 26 | 198 | 386 | 601 | 840 | 1130 | N
348 | AMEND LCRA CONTRACT | Amend LCRA contract | K | 5 | EXISTING SOURCE OR EXPANDED USE OF AN EXISTING SOURCE (SURFACE WATER OR GROUNDWATER) | 5 | OTHER SURFACE WATER | 1 | NO INFRASTRUCTURE |  | 1565 | 4242 | COLORADO RIVER COMBINED RUN-OF-RIVER - LCRA SUPPLY REALLOCATION | K | 227 | TRAVIS | 14 | COLORADO | 0 | SURFACE WATER | 1 | NO WATER QUALITY IMPROVEMENTS |  | 3245 | 1 | Amend LCRA contract | 720 | DRIPPING SPRINGS | K | WUG | MUNICIPAL | 769 | CITY |  | N | 2010 | 2010 | 68034 | 148074 | 182298 | 233220 | 294354 | 342516 | 0 | 0 | 720 | DRIPPING SPRINGS | K | WUG | MUNICIPAL | 769 | CITY | K | 105 | HAYS | 493 | 1073 | 1321 | 1690 | 2133 | 2482 | N
348 | AMEND LCRA CONTRACT | Amend LCRA contract | K | 5 | EXISTING SOURCE OR EXPANDED USE OF AN EXISTING SOURCE (SURFACE WATER OR GROUNDWATER) | 5 | OTHER SURFACE WATER | 1 | NO INFRASTRUCTURE |  | 1565 | 4242 | COLORADO RIVER COMBINED RUN-OF-RIVER - LCRA SUPPLY REALLOCATION | K | 227 | TRAVIS | 14 | COLORADO | 0 | SURFACE WATER | 1 | NO WATER QUALITY IMPROVEMENTS |  | 3245 | 1 | Amend LCRA contract | 721 | DRIPPING SPRINGS WSC | K | WUG | MUNICIPAL | 4092 | UTILITY |  | N | 2040 | 2040 | 0 | 0 | 0 | 2346 | 29394 | 50508 | 0 | 0 | 721 | DRIPPING SPRINGS WSC | K | WUG | MUNICIPAL | 4092 | UTILITY | K | 105 | HAYS | 0 | 0 | 0 | 17 | 213 | 366 | N
348 | AMEND LCRA CONTRACT | Amend LCRA contract | K | 5 | EXISTING SOURCE OR EXPANDED USE OF AN EXISTING SOURCE (SURFACE WATER OR GROUNDWATER) | 5 | OTHER SURFACE WATER | 1 | NO INFRASTRUCTURE |  | 1565 | 4242 | COLORADO RIVER COMBINED RUN-OF-RIVER - LCRA SUPPLY REALLOCATION | K | 227 | TRAVIS | 14 | COLORADO | 0 | SURFACE WATER | 1 | NO WATER QUALITY IMPROVEMENTS |  | 3245 | 1 | Amend LCRA contract | 857 | GRANITE SHOALS | K | WUG | MUNICIPAL | 775 | CITY |  | N | 2050 | 2050 | 0 | 0 | 0 | 0 | 1932 | 13110 | 0 | 0 | 857 | GRANITE SHOALS | K | WUG | MUNICIPAL | 775 | CITY | K | 27 | BURNET | 0 | 0 | 0 | 0 | 14 | 95 | N
348 | AMEND LCRA CONTRACT | Amend LCRA contract | K | 5 | EXISTING SOURCE OR EXPANDED USE OF AN EXISTING SOURCE (SURFACE WATER OR GROUNDWATER) | 5 | OTHER SURFACE WATER | 1 | NO INFRASTRUCTURE |  | 1565 | 4242 | COLORADO RIVER COMBINED RUN-OF-RIVER - LCRA SUPPLY REALLOCATION | K | 227 | TRAVIS | 14 | COLORADO | 0 | SURFACE WATER | 1 | NO WATER QUALITY IMPROVEMENTS |  | 3245 | 1 | Amend LCRA contract | 1240 | JONESTOWN | K | WUG | MUNICIPAL | 783 | CITY |  | N | 2010 | 2010 | 17802 | 32154 | 45402 | 57408 | 66378 | 76452 | 0 | 0 | 1240 | JONESTOWN | K | WUG | MUNICIPAL | 783 | CITY | K | 227 | TRAVIS | 129 | 233 | 329 | 416 | 481 | 554 | N
348 | AMEND LCRA CONTRACT | Amend LCRA contract | K | 5 | EXISTING SOURCE OR EXPANDED USE OF AN EXISTING SOURCE (SURFACE WATER OR GROUNDWATER) | 5 | OTHER SURFACE WATER | 1 | NO INFRASTRUCTURE |  | 1565 | 4242 | COLORADO RIVER COMBINED RUN-OF-RIVER - LCRA SUPPLY REALLOCATION | K | 227 | TRAVIS | 14 | COLORADO | 0 | SURFACE WATER | 1 | NO WATER QUALITY IMPROVEMENTS |  | 3245 | 1 | Amend LCRA contract | 1266 | KINGSLAND WSC | K | WUG | MUNICIPAL | 4221 | UTILITY |  | N | 2010 | 2010 | 1380 | 1518 | 1656 | 1794 | 1932 | 2346 | 0 | 0 | 1266 | KINGSLAND WSC | K | WUG | MUNICIPAL | 4221 | UTILITY | K | 27 | BURNET | 10 | 11 | 12 | 13 | 14 | 17 | N
348 | AMEND LCRA CONTRACT | Amend LCRA contract | K | 5 | EXISTING SOURCE OR EXPANDED USE OF AN EXISTING SOURCE (SURFACE WATER OR GROUNDWATER) | 5 | OTHER SURFACE WATER | 1 | NO INFRASTRUCTURE |  | 1565 | 4242 | COLORADO RIVER COMBINED RUN-OF-RIVER - LCRA SUPPLY REALLOCATION | K | 227 | TRAVIS | 14 | COLORADO | 0 | SURFACE WATER | 1 | NO WATER QUALITY IMPROVEMENTS |  | 3245 | 1 | Amend LCRA contract | 1266 | KINGSLAND WSC | K | WUG | MUNICIPAL | 4221 | UTILITY |  | N | 2010 | 2010 | 1380 | 1518 | 1656 | 1794 | 1932 | 2346 | 0 | 0 | 1266 | KINGSLAND WSC | K | WUG | MUNICIPAL | 4221 | UTILITY | K | 150 | LLANO | 240 | 240 | 240 | 240 | 240 | 240 | N
348 | AMEND LCRA CONTRACT | Amend LCRA contract | K | 5 | EXISTING SOURCE OR EXPANDED USE OF AN EXISTING SOURCE (SURFACE WATER OR GROUNDWATER) | 5 | OTHER SURFACE WATER | 1 | NO INFRASTRUCTURE |  | 1565 | 4242 | COLORADO RIVER COMBINED RUN-OF-RIVER - LCRA SUPPLY REALLOCATION | K | 227 | TRAVIS | 14 | COLORADO | 0 | SURFACE WATER | 1 | NO WATER QUALITY IMPROVEMENTS |  | 3245 | 1 | Amend LCRA contract | 1302 | LAKEWAY | K | WUG | MUNICIPAL | 789 | CITY |  | N | 2010 | 2010 | 177330 | 231150 | 266892 | 281658 | 281658 | 281658 | 0 | 0 | 1302 | LAKEWAY | K | WUG | MUNICIPAL | 789 | CITY | K | 227 | TRAVIS | 1285 | 1675 | 1934 | 2041 | 2041 | 2041 | N
348 | AMEND LCRA CONTRACT | Amend LCRA contract | K | 5 | EXISTING SOURCE OR EXPANDED USE OF AN EXISTING SOURCE (SURFACE WATER OR GROUNDWATER) | 5 | OTHER SURFACE WATER | 1 | NO INFRASTRUCTURE |  | 1565 | 4242 | COLORADO RIVER COMBINED RUN-OF-RIVER - LCRA SUPPLY REALLOCATION | K | 227 | TRAVIS | 14 | COLORADO | 0 | SURFACE WATER | 1 | NO WATER QUALITY IMPROVEMENTS |  | 3245 | 1 | Amend LCRA contract | 87 | LOWER COLORADO RIVER AUTHORITY | K | WWP | WWP | N/A | N/A |  | N | 2010 | 2010 | 0 | 0 | 0 | 0 | 0 | 0 | 0 | 0 | 221 | BARTON CREEK WEST WSC | K | WUG | MUNICIPAL | 4009 | UTILITY | K | 227 | TRAVIS | 16 | 0 | 0 | 0 | 0 | 0 | N
348 | AMEND LCRA CONTRACT | Amend LCRA contract | K | 5 | EXISTING SOURCE OR EXPANDED USE OF AN EXISTING SOURCE (SURFACE WATER OR GROUNDWATER) | 5 | OTHER SURFACE WATER | 1 | NO INFRASTRUCTURE |  | 1565 | 4242 | COLORADO RIVER COMBINED RUN-OF-RIVER - LCRA SUPPLY REALLOCATION | K | 227 | TRAVIS | 14 | COLORADO | 0 | SURFACE WATER | 1 | NO WATER QUALITY IMPROVEMENTS |  | 3245 | 1 | Amend LCRA contract | 87 | LOWER COLORADO RIVER AUTHORITY | K | WWP | WWP | N/A | N/A |  | N | 2010 | 2010 | 0 | 0 | 0 | 0 | 0 | 0 | 0 | 0 | 233 | BEE CAVE VILLAGE | K | WUG | MUNICIPAL | 1013 | CITY | K | 227 | TRAVIS | 830 | 925 | 989 | 1015 | 990 | 958 | N
348 | AMEND LCRA CONTRACT | Amend LCRA contract | K | 5 | EXISTING SOURCE OR EXPANDED USE OF AN EXISTING SOURCE (SURFACE WATER OR GROUNDWATER) | 5 | OTHER SURFACE WATER | 1 | NO INFRASTRUCTURE |  | 1565 | 4242 | COLORADO RIVER COMBINED RUN-OF-RIVER - LCRA SUPPLY REALLOCATION | K | 227 | TRAVIS | 14 | COLORADO | 0 | SURFACE WATER | 1 | NO WATER QUALITY IMPROVEMENTS |  | 3245 | 1 | Amend LCRA contract | 1798 | MARBLE FALLS | K | WUG | MUNICIPAL | 385 | CITY |  | N | 2030 | 2030 | 0 | 0 | 7728 | 41952 | 37950 | 34224 | 0 | 0 | 1798 | MARBLE FALLS | K | WUG | MUNICIPAL | 385 | CITY | K | 27 | BURNET | 0 | 0 | 56 | 304 | 275 | 248 | N
348 | AMEND LCRA CONTRACT | Amend LCRA contract | K | 5 | EXISTING SOURCE OR EXPANDED USE OF AN EXISTING SOURCE (SURFACE WATER OR GROUNDWATER) | 5 | OTHER SURFACE WATER | 1 | NO INFRASTRUCTURE |  | 1565 | 4242 | COLORADO RIVER COMBINED RUN-OF-RIVER - LCRA SUPPLY REALLOCATION | K | 227 | TRAVIS | 14 | COLORADO | 0 | SURFACE WATER | 1 | NO WATER QUALITY IMPROVEMENTS |  | 3245 | 1 | Amend LCRA contract | 1821 | MEADOWLAKES | K | WUG | MUNICIPAL | 913 | CITY |  | N | 2010 | 2010 | 33258 | 52716 | 69828 | 81834 | 81834 | 81834 | 0 | 0 | 1821 | MEADOWLAKES | K | WUG | MUNICIPAL | 913 | CITY | K | 27 | BURNET | 241 | 382 | 506 | 593 | 593 | 593 | N
348 | AMEND LCRA CONTRACT | Amend LCRA contract | K | 5 | EXISTING SOURCE OR EXPANDED USE OF AN EXISTING SOURCE (SURFACE WATER OR GROUNDWATER) | 5 | OTHER SURFACE WATER | 1 | NO INFRASTRUCTURE |  | 1565 | 4242 | COLORADO RIVER COMBINED RUN-OF-RIVER - LCRA SUPPLY REALLOCATION | K | 227 | TRAVIS | 14 | COLORADO | 0 | SURFACE WATER | 1 | NO WATER QUALITY IMPROVEMENTS |  | 3245 | 1 | Amend LCRA contract | 2196 | PFLUGERVILLE | K | WUG | MUNICIPAL | 796 | CITY |  | N | 2050 | 2050 | 0 | 0 | 0 | 0 | 414 | 137310 | 0 | 0 | 2196 | PFLUGERVILLE | K | WUG | MUNICIPAL | 796 | CITY | K | 227 | TRAVIS | 0 | 0 | 0 | 0 | 3 | 995 | N
348 | AMEND LCRA CONTRACT | Amend LCRA contract | K | 5 | EXISTING SOURCE OR EXPANDED USE OF AN EXISTING SOURCE (SURFACE WATER OR GROUNDWATER) | 5 | OTHER SURFACE WATER | 1 | NO INFRASTRUCTURE |  | 1565 | 4242 | COLORADO RIVER COMBINED RUN-OF-RIVER - LCRA SUPPLY REALLOCATION | K | 227 | TRAVIS | 14 | COLORADO | 0 | SURFACE WATER | 1 | NO WATER QUALITY IMPROVEMENTS |  | 3245 | 1 | Amend LCRA contract | 2278 | RIVER PLACE ON LAKE AUSTIN | K | WUG | MUNICIPAL | 4321 | UTILITY |  | N | 2010 | 2010 | 60444 | 72864 | 54096 | 36984 | 21528 | 7590 | 0 | 0 | 2278 | RIVER PLACE ON LAKE AUSTIN | K | WUG | MUNICIPAL | 4321 | UTILITY | K | 227 | TRAVIS | 438 | 528 | 392 | 268 | 156 | 55 | N
348 | AMEND LCRA CONTRACT | Amend LCRA contract | K | 5 | EXISTING SOURCE OR EXPANDED USE OF AN EXISTING SOURCE (SURFACE WATER OR GROUNDWATER) | 5 | OTHER SURFACE WATER | 1 | NO INFRASTRUCTURE |  | 1565 | 4242 | COLORADO RIVER COMBINED RUN-OF-RIVER - LCRA SUPPLY REALLOCATION | K | 227 | TRAVIS | 14 | COLORADO | 0 | SURFACE WATER | 1 | NO WATER QUALITY IMPROVEMENTS |  | 3245 | 1 | Amend LCRA contract | 2403 | STEAM ELECTRIC POWER, BASTROP | K | WUG | STEAM ELECTRIC | 1002 | N/A |  | N | 2040 | 2040 | 0 | 0 | 0 | 176640 | 383640 | 383640 | 0 | 0 | 2403 | STEAM ELECTRIC POWER, BASTROP | K | WUG | STEAM ELECTRIC | 1002 | N/A | K | 11 | BASTROP | 0 | 0 | 0 | 1280 | 2780 | 2780 | N
348 | AMEND LCRA CONTRACT | Amend LCRA contract | K | 5 | EXISTING SOURCE OR EXPANDED USE OF AN EXISTING SOURCE (SURFACE WATER OR GROUNDWATER) | 5 | OTHER SURFACE WATER | 1 | NO INFRASTRUCTURE |  | 1565 | 4242 | COLORADO RIVER COMBINED RUN-OF-RIVER - LCRA SUPPLY REALLOCATION | K | 227 | TRAVIS | 14 | COLORADO | 0 | SURFACE WATER | 1 | NO WATER QUALITY IMPROVEMENTS |  | 3245 | 1 | Amend LCRA contract | 2536 | TRAVIS COUNTY WCID #18 | K | WUG | MUNICIPAL | 4357 | UTILITY |  | N | 2040 | 2040 | 0 | 0 | 0 | 552 | 18630 | 39054 | 0 | 0 | 2536 | TRAVIS COUNTY WCID #18 | K | WUG | MUNICIPAL | 4357 | UTILITY | K | 227 | TRAVIS | 0 | 0 | 0 | 4 | 135 | 283 | N
460 | ANGELINA COUNTY REGIONAL PROJECT | Angelina County Regional Project | I | 5 | EXISTING SOURCE OR EXPANDED USE OF AN EXISTING SOURCE (SURFACE WATER OR GROUNDWATER) | 5 | OTHER SURFACE WATER | 4 | PIPELINE AND WATER TREATMENT PLANT |  | 1367 | 629 | SAM RAYBURN-STEINHAGEN LAKE/RESERVOIR SYSTEM | I | 999 | RESERVOIR | 6 | NECHES | 0 | SURFACE WATER | 1 | NO WATER QUALITY IMPROVEMENTS |  | 7053 | 1 | Angelina County Regional Project | 91 | LUFKIN | I | BOTH | MUNICIPAL | 371 | CITY |  | N | 2040 | 2040 | 0 | 0 | 0 | 17679000 | 17679000 | 13044000 | 53164000 | 20 | 91 | LUFKIN | I | BOTH | MUNICIPAL | 371 | CITY | I | 3 | ANGELINA | 0 | 0 | 0 | 7210 | 7210 | 5210 | N
460 | ANGELINA COUNTY REGIONAL PROJECT | Angelina County Regional Project | I | 5 | EXISTING SOURCE OR EXPANDED USE OF AN EXISTING SOURCE (SURFACE WATER OR GROUNDWATER) | 5 | OTHER SURFACE WATER | 4 | PIPELINE AND WATER TREATMENT PLANT |  | 1367 | 629 | SAM RAYBURN-STEINHAGEN LAKE/RESERVOIR SYSTEM | I | 999 | RESERVOIR | 6 | NECHES | 0 | SURFACE WATER | 1 | NO WATER QUALITY IMPROVEMENTS |  | 7053 | 1 | Angelina County Regional Project | 91 | LUFKIN | I | BOTH | MUNICIPAL | 371 | CITY |  | N | 2040 | 2040 | 0 | 0 | 0 | 17679000 | 17679000 | 13044000 | 53164000 | 20 | 1622 | MANUFACTURING, ANGELINA | I | WUG | MANUFACTURING | 1001 | N/A | I | 3 | ANGELINA | 0 | 0 | 0 | 4000 | 4000 | 6000 | N
830 | ANRA TREATMENT AND DISTRIBUTION SYSTEM | Angelina-Neches River Authority Treatment and Distribution System | I | 6 | NEW SURFACE WATER OR NEW GROUNDWATER SOURCE | 4 | NEW MAJOR RESERVOIR | 4 | PIPELINE AND WATER TREATMENT PLANT |  | 2300 | 628 | COLUMBIA LAKE/RESERVOIR | I | 999 | RESERVOIR | 6 | NECHES | 0 | SURFACE WATER | 1 | NO WATER QUALITY IMPROVEMENTS |  | 2308 | 2 | Lake Columbia | 3 | ANGELINA & NECHES RIVER AUTHORITY | I | WWP | WWP | N/A | N/A |  | Y | 2010 | 2020 | 0 | 5868950 | 5868950 | 2805950 | 2805950 | 2805950 | 35127250 | 20 | 201 | ARP | I | WUG | MUNICIPAL | 815 | CITY | I | 212 | SMITH | 0 | 0 | 0 | 0 | 0 | 0 | Y
830 | ANRA TREATMENT AND DISTRIBUTION SYSTEM | Angelina-Neches River Authority Treatment and Distribution System | I | 6 | NEW SURFACE WATER OR NEW GROUNDWATER SOURCE | 4 | NEW MAJOR RESERVOIR | 4 | PIPELINE AND WATER TREATMENT PLANT |  | 2300 | 628 | COLUMBIA LAKE/RESERVOIR | I | 999 | RESERVOIR | 6 | NECHES | 0 | SURFACE WATER | 1 | NO WATER QUALITY IMPROVEMENTS |  | 2308 | 2 | Lake Columbia | 3 | ANGELINA & NECHES RIVER AUTHORITY | I | WWP | WWP | N/A | N/A |  | Y | 2010 | 2020 | 0 | 5868950 | 5868950 | 2805950 | 2805950 | 2805950 | 35127250 | 20 | 448 | COUNTY-OTHER, CHEROKEE | I | WUG | MUNICIPAL | 757 | COUNTY-OTHER | I | 37 | CHEROKEE | 0 | 0 | 0 | 0 | 0 | 0 | Y
830 | ANRA TREATMENT AND DISTRIBUTION SYSTEM | Angelina-Neches River Authority Treatment and Distribution System | I | 6 | NEW SURFACE WATER OR NEW GROUNDWATER SOURCE | 4 | NEW MAJOR RESERVOIR | 4 | PIPELINE AND WATER TREATMENT PLANT |  | 2300 | 628 | COLUMBIA LAKE/RESERVOIR | I | 999 | RESERVOIR | 6 | NECHES | 0 | SURFACE WATER | 1 | NO WATER QUALITY IMPROVEMENTS |  | 2308 | 2 | Lake Columbia | 3 | ANGELINA & NECHES RIVER AUTHORITY | I | WWP | WWP | N/A | N/A |  | Y | 2010 | 2020 | 0 | 5868950 | 5868950 | 2805950 | 2805950 | 2805950 | 35127250 | 20 | 623 | COUNTY-OTHER, SMITH | D | WUG | MUNICIPAL | 757 | COUNTY-OTHER | I | 212 | SMITH | 0 | 0 | 0 | 0 | 0 | 0 | Y
830 | ANRA TREATMENT AND DISTRIBUTION SYSTEM | Angelina-Neches River Authority Treatment and Distribution System | I | 6 | NEW SURFACE WATER OR NEW GROUNDWATER SOURCE | 4 | NEW MAJOR RESERVOIR | 4 | PIPELINE AND WATER TREATMENT PLANT |  | 2300 | 628 | COLUMBIA LAKE/RESERVOIR | I | 999 | RESERVOIR | 6 | NECHES | 0 | SURFACE WATER | 1 | NO WATER QUALITY IMPROVEMENTS |  | 2308 | 2 | Lake Columbia | 3 | ANGELINA & NECHES RIVER AUTHORITY | I | WWP | WWP | N/A | N/A |  | Y | 2010 | 2020 | 0 | 5868950 | 5868950 | 2805950 | 2805950 | 2805950 | 35127250 | 20 | 1224 | JACKSON WSC | I | WUG | MUNICIPAL | 4211 | UTILITY | I | 212 | SMITH | 0 | 0 | 0 | 0 | 0 | 0 | Y
830 | ANRA TREATMENT AND DISTRIBUTION SYSTEM | Angelina-Neches River Authority Treatment and Distribution System | I | 6 | NEW SURFACE WATER OR NEW GROUNDWATER SOURCE | 4 | NEW MAJOR RESERVOIR | 4 | PIPELINE AND WATER TREATMENT PLANT |  | 2300 | 628 | COLUMBIA LAKE/RESERVOIR | I | 999 | RESERVOIR | 6 | NECHES | 0 | SURFACE WATER | 1 | NO WATER QUALITY IMPROVEMENTS |  | 2308 | 2 | Lake Columbia | 3 | ANGELINA & NECHES RIVER AUTHORITY | I | WWP | WWP | N/A | N/A |  | Y | 2010 | 2020 | 0 | 5868950 | 5868950 | 2805950 | 2805950 | 2805950 | 35127250 | 20 | 2115 | NEW LONDON | I | WUG | MUNICIPAL | 924 | CITY | I | 201 | RUSK | 0 | 0 | 0 | 0 | 0 | 0 | Y
830 | ANRA TREATMENT AND DISTRIBUTION SYSTEM | Angelina-Neches River Authority Treatment and Distribution System | I | 6 | NEW SURFACE WATER OR NEW GROUNDWATER SOURCE | 4 | NEW MAJOR RESERVOIR | 4 | PIPELINE AND WATER TREATMENT PLANT |  | 2300 | 628 | COLUMBIA LAKE/RESERVOIR | I | 999 | RESERVOIR | 6 | NECHES | 0 | SURFACE WATER | 1 | NO WATER QUALITY IMPROVEMENTS |  | 2308 | 2 | Lake Columbia | 3 | ANGELINA & NECHES RIVER AUTHORITY | I | WWP | WWP | N/A | N/A |  | Y | 2010 | 2020 | 0 | 5868950 | 5868950 | 2805950 | 2805950 | 2805950 | 35127250 | 20 | 2116 | NEW SUMMERFIELD | I | WUG | MUNICIPAL | 925 | CITY | I | 37 | CHEROKEE | 0 | 0 | 0 | 0 | 0 | 0 | Y
830 | ANRA TREATMENT AND DISTRIBUTION SYSTEM | Angelina-Neches River Authority Treatment and Distribution System | I | 6 | NEW SURFACE WATER OR NEW GROUNDWATER SOURCE | 4 | NEW MAJOR RESERVOIR | 4 | PIPELINE AND WATER TREATMENT PLANT |  | 2300 | 628 | COLUMBIA LAKE/RESERVOIR | I | 999 | RESERVOIR | 6 | NECHES | 0 | SURFACE WATER | 1 | NO WATER QUALITY IMPROVEMENTS |  | 2308 | 2 | Lake Columbia | 3 | ANGELINA & NECHES RIVER AUTHORITY | I | WWP | WWP | N/A | N/A |  | Y | 2010 | 2020 | 0 | 5868950 | 5868950 | 2805950 | 2805950 | 2805950 | 35127250 | 20 | 2547 | TROUP | I | WUG | MUNICIPAL | 611 | CITY | I | 212 | SMITH | 0 | 0 | 0 | 0 | 0 | 0 | Y
808 | AQUIFER STORAGE AND RECOVERY | Aquifer storage and recovery | K | 1 | AQUIFER STORAGE AND RECOVERY | 10 | OTHER - ASR | 5 | PIPELINE, WATER TREATMENT PLANT, AND OTHER |  | 2325 | 1560 | CARRIZO-WILCOX AQUIFER | K | 11 | BASTROP | 14 | COLORADO | 1 | GROUNDWATER | 1 | NO WATER QUALITY IMPROVEMENTS |  | 3219 | 1 | Aquifer storage and recovery | 87 | LOWER COLORADO RIVER AUTHORITY | K | WWP | WWP | N/A | N/A |  | N | 2040 | 2040 | 0 | 0 | 0 | 38024800 | 38024800 | 38024800 | 168711000 | 20 | 87 | LOWER COLORADO RIVER AUTHORITY - FUTURE CUSTOMER/SURPLUS SUPPLY | K | WWP | MUNICIPAL | N/A | N/A | K | 227 | TRAVIS | 0 | 0 | 0 | 10000 | 10000 | 10000 | N
143 | AQUIFER STORAGE & RECOVERY (BRAZOS RIVER TO SEYMOUR AQUIFER) | Aquifer storage and recovery (Brazos River to Seymour Aquifer) | G | 1 | AQUIFER STORAGE AND RECOVERY | 10 | OTHER - ASR | 6 | OTHER INFRASTRUCTURE |  | 2319 | 4403 | BRAZOS RIVER RUN-OF-RIVER NEW APPROPRIATION | G | 138 | KNOX | 12 | BRAZOS | 0 | SURFACE WATER | 1 | NO WATER QUALITY IMPROVEMENTS |  | 2035 | 1 | Aquifer storage and recovery (Brazos River to Seymour Aquifer) | 1078 | IRRIGATION, HASKELL | G | WUG | IRRIGATION | 1004 | N/A |  | N | 2010 | 2010 | 2175900 | 2175900 | 492000 | 492000 | 492000 | 492000 | 19312500 | 20 | 1078 | IRRIGATION, HASKELL | G | WUG | IRRIGATION | 1004 | N/A | G | 104 | HASKELL | 3104 | 3104 | 3104 | 3104 | 3104 | 3104 | N
143 | AQUIFER STORAGE & RECOVERY (BRAZOS RIVER TO SEYMOUR AQUIFER) | Aquifer storage and recovery (Brazos River to Seymour Aquifer) | G | 1 | AQUIFER STORAGE AND RECOVERY | 10 | OTHER - ASR | 6 | OTHER INFRASTRUCTURE |  | 2319 | 4403 | BRAZOS RIVER RUN-OF-RIVER NEW APPROPRIATION | G | 138 | KNOX | 12 | BRAZOS | 0 | SURFACE WATER | 1 | NO WATER QUALITY IMPROVEMENTS |  | 2035 | 1 | Aquifer storage and recovery (Brazos River to Seymour Aquifer) | 1110 | IRRIGATION, KNOX | G | WUG | IRRIGATION | 1004 | N/A |  | N | 2010 | 2010 | 2175900 | 2175900 | 492000 | 492000 | 492000 | 492000 | 19312500 | 20 | 1110 | IRRIGATION, KNOX | G | WUG | IRRIGATION | 1004 | N/A | G | 138 | KNOX | 3104 | 3104 | 3104 | 3104 | 3104 | 3104 | N
790 | ASR PROJECT AND PHASED EXPANSION | Aquifer storage and recovery project and phased expansion | L | 1 | AQUIFER STORAGE AND RECOVERY | 10 | OTHER - ASR | 6 | OTHER INFRASTRUCTURE | COST DATA NOT DETERMINED FOR THIS PROJECT. | 2159 | 1671 | EDWARDS-BFZ AQUIFER | L | 15 | BEXAR | 19 | SAN ANTONIO | 1 | GROUNDWATER | 1 | NO WATER QUALITY IMPROVEMENTS |  | 3292 | 1 | Aquifer storage and recovery project and phased expansion | 2610 | SAN ANTONIO WATER SYSTEM | L | WWP | WWP | N/A | N/A |  | N | 2010 | 2010 | 0 | 0 | 0 | 0 | 0 | 0 | 0 | 0 | 126 | SAN ANTONIO | L | WUG | MUNICIPAL | 530 | CITY | L | 15 | BEXAR | 3800 | 16000 | 16000 | 16000 | 16000 | 16000 | N
905 | ARSENIC TREATMENT FACILITY | Arsenic treatment facility | E | 5 | EXISTING SOURCE OR EXPANDED USE OF AN EXISTING SOURCE (SURFACE WATER OR GROUNDWATER) | 6 | GROUNDWATER | 6 | OTHER INFRASTRUCTURE |  | 2479 | 1178 | HUECO-MESILLA BOLSON AQUIFER | E | 71 | EL PASO | 23 | RIO GRANDE | 1 | GROUNDWATER | 1 | NO WATER QUALITY IMPROVEMENTS |  | 6015 | 1 | Additional wells | 2533 | TORNILLO WCID | E | WUG | MUNICIPAL | 4354 | UTILITY |  | N | 2020 | 2020 | 0 | 9413 | 9413 | 9413 | 9413 | 9413 | 1996232 | 30 | 2533 | TORNILLO WCID | E | WUG | MUNICIPAL | 4354 | UTILITY | E | 71 | EL PASO | 0 | 276 | 276 | 276 | 276 | 276 | N
908 | BANCO MORALES RESERVOIR | Banco Morales Reservoir | M | 6 | NEW SURFACE WATER OR NEW GROUNDWATER SOURCE | 5 | OTHER SURFACE WATER | 6 | OTHER INFRASTRUCTURE | off-channel reservoir to the Rio Grande near Brownsville; captures excess flows & existing BPUB water rights; storage volume = 460 AFY; firm yield = 238 AFY. | 2482 | 831 | AMISTAD-FALCON LAKE/RESERVOIR SYSTEM | M | 999 | RESERVOIR | 23 | RIO GRANDE | 0 | SURFACE WATER | 1 | NO WATER QUALITY IMPROVEMENTS |  | 6059 | 1 | Banco Morales Reservoir | 300 | BROWNSVILLE | M | WUG | MUNICIPAL | 80 | CITY |  | Y | 2020 | 2020 | 0 | 604996 | 604996 | 604996 | 604996 | 604996 | 25790900 | 20 | 300 | BROWNSVILLE | M | WUG | MUNICIPAL | 80 | CITY | M | 31 | CAMERON | 0 | 238 | 238 | 238 | 238 | 238 | N
433 | BED AND BANKS PERMIT | Bed and Banks Permit | C | 5 | EXISTING SOURCE OR EXPANDED USE OF AN EXISTING SOURCE (SURFACE WATER OR GROUNDWATER) | 5 | OTHER SURFACE WATER | 1 | NO INFRASTRUCTURE |  | 1240 | 92 | HUBERT H MOSS LAKE/RESERVOIR | C | 999 | RESERVOIR | 2 | RED | 0 | SURFACE WATER | 1 | NO WATER QUALITY IMPROVEMENTS |  | 5174 | 1 | Cooke County project | 57 | GAINESVILLE | C | BOTH | MUNICIPAL | 225 | CITY |  | Y | 2010 | 2010 | 0 | 0 | 0 | 0 | 0 | 0 | 0 | 0 | 57 | GAINESVILLE | C | BOTH | MUNICIPAL | 225 | CITY | C | 49 | COOKE | 0 | 0 | 0 | 0 | 0 | 0 | N
778 | BELTON TO STILLHOUSE PIPELINE | Belton to Stillhouse pipeline | G | 5 | EXISTING SOURCE OR EXPANDED USE OF AN EXISTING SOURCE (SURFACE WATER OR GROUNDWATER) | 5 | OTHER SURFACE WATER | 2 | PIPELINE |  | 2261 | 3980 | BRAZOS RIVER AUTHORITY LITTLE RIVER LAKE/RESERVOIR SYSTEM | G | 999 | RESERVOIR | 12 | BRAZOS | 0 | SURFACE WATER | 1 | NO WATER QUALITY IMPROVEMENTS |  | 2004 | 1 | Belton to Stillhouse pipeline | 14 | BRAZOS RIVER AUTHORITY | G | WWP | WWP | N/A | N/A |  | N | 2020 | 2020 | 0 | 3979000 | 3979000 | 3979000 | 1361000 | 1361000 | 36038000 | 20 | 14 | BRAZOS RIVER AUTHORITY - FUTURE CUSTOMER/SURPLUS SUPPLY | G | WWP | MUNICIPAL | N/A | N/A | G | 155 | MCLENNAN | 0 | 30000 | 30000 | 30000 | 30000 | 30000 | N
804 | BLEND BRACKISH SURFACE WATER IN STPNOC RESERVOIR | Blend brackish surface water in South Texas Project Nuclear Operating Company Reservoir | K | 6 | NEW SURFACE WATER OR NEW GROUNDWATER SOURCE | 5 | OTHER SURFACE WATER | 1 | NO INFRASTRUCTURE |  | 2290 | 4192 | GULF OF MEXICO SEA WATER | K | 999 | RESERVOIR | 24 | GULF | 0 | SURFACE WATER | 1 | NO WATER QUALITY IMPROVEMENTS |  | 2401 | 1 | Blend brackish surface water in South Texas Project Nuclear Operating Company Reservoir | 2452 | STEAM ELECTRIC POWER, MATAGORDA | K | WUG | STEAM ELECTRIC | 1002 | N/A |  | N | 2020 | 2020 | 0 | 0 | 0 | 0 | 0 | 0 | 0 | 0 | 2452 | STEAM ELECTRIC POWER, MATAGORDA | K | WUG | STEAM ELECTRIC | 1002 | N/A | K | 161 | MATAGORDA | 0 | 17505 | 17505 | 17505 | 17505 | 17625 | N
160 | BOSQUE COUNTY REGIONAL PROJECT | Bosque County regional project | G | 5 | EXISTING SOURCE OR EXPANDED USE OF AN EXISTING SOURCE (SURFACE WATER OR GROUNDWATER) | 5 | OTHER SURFACE WATER | 2 | PIPELINE |  | 795 | 3969 | BRAZOS RIVER RUN-OF-RIVER | G | 18 | BOSQUE | 12 | BRAZOS | 0 | SURFACE WATER | 1 | NO WATER QUALITY IMPROVEMENTS |  | 2029 | 1 | Bosque County regional project | 2559 | VALLEY MILLS | G | WUG | MUNICIPAL | 617 | CITY | Purchased from City of Clifton | N | 2030 | 2030 | 0 | 0 | 550000 | 550000 | 101000 | 101000 | 5150000 | 20 | 2559 | VALLEY MILLS | G | WUG | MUNICIPAL | 617 | CITY | G | 18 | BOSQUE | 0 | 0 | 180 | 180 | 180 | 180 | N
160 | BOSQUE COUNTY REGIONAL PROJECT | Bosque County regional project | G | 5 | EXISTING SOURCE OR EXPANDED USE OF AN EXISTING SOURCE (SURFACE WATER OR GROUNDWATER) | 5 | OTHER SURFACE WATER | 2 | PIPELINE |  | 795 | 3969 | BRAZOS RIVER RUN-OF-RIVER | G | 18 | BOSQUE | 12 | BRAZOS | 0 | SURFACE WATER | 1 | NO WATER QUALITY IMPROVEMENTS |  | 2029 | 1 | Bosque County regional project | 2559 | VALLEY MILLS | G | WUG | MUNICIPAL | 617 | CITY | Purchased from City of Clifton | N | 2030 | 2030 | 0 | 0 | 550000 | 550000 | 101000 | 101000 | 5150000 | 20 | 2559 | VALLEY MILLS | G | WUG | MUNICIPAL | 617 | CITY | G | 155 | MCLENNAN | 0 | 0 | 10 | 10 | 10 | 10 | N
479 | BOTTLED WATER PROGRAM | Bottled water program | F | 5 | EXISTING SOURCE OR EXPANDED USE OF AN EXISTING SOURCE (SURFACE WATER OR GROUNDWATER) | 6 | GROUNDWATER | 3 | WATER TREATMENT PLANT | Bottled water program to meet drinking water standards for Radium for small communities and rural users of the Hickory aquifer. Does not make new water available because water already used for municipal purposes. | 1208 | 1231 | HICKORY AQUIFER | F | 154 | MCCULLOCH | 14 | COLORADO | 1 | GROUNDWATER | 5 | OTHER WATER QUALITY ENHANCEMENT | Water already used for consumption. Does not make more water available. Estimated that 0.5 acre-feet per year will be treated. | 3310 | 1 | Bottled water program | 565 | COUNTY-OTHER, MCCULLOCH | F | WUG | MUNICIPAL | 757 | COUNTY-OTHER | City of Melvin and Live Oak Hills Subdivision. Capital (startup) costs of $3000 associated with Richland SUD. | N | 2010 | 2010 | 3800 | 3800 | 3800 | 3800 | 3800 | 3800 | 0 | 0 | 565 | COUNTY-OTHER, MCCULLOCH | F | WUG | MUNICIPAL | 757 | COUNTY-OTHER | F | 154 | MCCULLOCH | 0 | 0 | 0 | 0 | 0 | 0 | N
479 | BOTTLED WATER PROGRAM | Bottled water program | F | 5 | EXISTING SOURCE OR EXPANDED USE OF AN EXISTING SOURCE (SURFACE WATER OR GROUNDWATER) | 6 | GROUNDWATER | 3 | WATER TREATMENT PLANT | Bottled water program to meet drinking water standards for Radium for small communities and rural users of the Hickory aquifer. Does not make new water available because water already used for municipal purposes. | 1208 | 1231 | HICKORY AQUIFER | F | 154 | MCCULLOCH | 14 | COLORADO | 1 | GROUNDWATER | 5 | OTHER WATER QUALITY ENHANCEMENT | Water already used for consumption. Does not make more water available. Estimated that 0.5 acre-feet per year will be treated. | 3311 | 1 | Bottled water program | 2266 | RICHLAND SUD | K | WUG | MUNICIPAL | 4318 | UTILITY | All capital costs (program startup costs) associated with this WUG. Actual supply is 0.5 ac-ft per year. | N | 2010 | 2010 | 10400 | 10400 | 10400 | 10400 | 10400 | 10400 | 3000 | 20 | 2266 | RICHLAND SUD | K | WUG | MUNICIPAL | 4318 | UTILITY | F | 154 | MCCULLOCH | [6 empty] | N | bar: 6 to 41
774 | BRA SUPPLY THROUGH THE EWCRWTS | BRA supply through the East Williamson County Regional Water Treatment System | G | 5 | EXISTING SOURCE OR EXPANDED USE OF AN EXISTING SOURCE (SURFACE WATER OR GROUNDWATER) | 5 | OTHER SURFACE WATER | 1 | NO INFRASTRUCTURE |  | 2117 | 3980 | BRAZOS RIVER AUTHORITY LITTLE RIVER LAKE/RESERVOIR SYSTEM | G | 999 | RESERVOIR | 12 | BRAZOS | 0 | SURFACE WATER | 1 | NO WATER QUALITY IMPROVEMENTS |  | 2005 | 1 | BRA supply through the East Williamson County Regional Water Treatment System | 220 | BARTLETT | G | WUG | MUNICIPAL | 39 | CITY |  | N | 2010 | 2010 | 306836 | 225989 | 97995 | 97995 | 80273 | 80273 | 1162356 | 20 | 220 | BARTLETT | G | WUG | MUNICIPAL | 39 | CITY | G | 14 | BELL | 90 | 90 | 90 | 90 | 90 | 90 | N
774 | BRA SUPPLY THROUGH THE EWCRWTS | BRA supply through the East Williamson County Regional Water Treatment System | G | 5 | EXISTING SOURCE OR EXPANDED USE OF AN EXISTING SOURCE (SURFACE WATER OR GROUNDWATER) | 5 | OTHER SURFACE WATER | 1 | NO INFRASTRUCTURE |  | 2117 | 3980 | BRAZOS RIVER AUTHORITY LITTLE RIVER LAKE/RESERVOIR SYSTEM | G | 999 | RESERVOIR | 12 | BRAZOS | 0 | SURFACE WATER | 1 | NO WATER QUALITY IMPROVEMENTS |  | 2005 | 1 | BRA supply through the East Williamson County Regional Water Treatment System | 220 | BARTLETT | G | WUG | MUNICIPAL | 39 | CITY |  | N | 2010 | 2010 | 306836 | 225989 | 97995 | 97995 | 80273 | 80273 | 1162356 | 20 | 220 | BARTLETT | G | WUG | MUNICIPAL | 39 | CITY | G | 246 | WILLIAMSON | 90 | 90 | 90 | 90 | 90 | 90 | N
774 | BRA SUPPLY THROUGH THE EWCRWTS | BRA supply through the East Williamson County Regional Water Treatment System | G | 5 | EXISTING SOURCE OR EXPANDED USE OF AN EXISTING SOURCE (SURFACE WATER OR GROUNDWATER) | 5 | OTHER SURFACE WATER | 1 | NO INFRASTRUCTURE |  | 2117 | 3980 | BRAZOS RIVER AUTHORITY LITTLE RIVER LAKE/RESERVOIR SYSTEM | G | 999 | RESERVOIR | 12 | BRAZOS | 0 | SURFACE WATER | 1 | NO WATER QUALITY IMPROVEMENTS |  | 2005 | 1 | BRA supply through the East Williamson County Regional Water Treatment System | 27 | CENTRAL TEXAS WSC | G | WWP | WWP | N/A | N/A |  | N | 2020 | 2020 | 3465309 | 2522091 | 1028830 | 1028830 | 822065 | 822065 | 13545918 | 20 | 235 | BELL-MILAM FALLS WSC | G | WUG | MUNICIPAL | 4013 | UTILITY | G | 14 | BELL | 0 | 20 | 47 | 64 | 74 | 84 | N
774 | BRA SUPPLY THROUGH THE EWCRWTS | BRA supply through the East Williamson County Regional Water Treatment System | G | 5 | EXISTING SOURCE OR EXPANDED USE OF AN EXISTING SOURCE (SURFACE WATER OR GROUNDWATER) | 5 | OTHER SURFACE WATER | 1 | NO INFRASTRUCTURE |  | 2117 | 3980 | BRAZOS RIVER AUTHORITY LITTLE RIVER LAKE/RESERVOIR SYSTEM | G | 999 | RESERVOIR | 12 | BRAZOS | 0 | SURFACE WATER | 1 | NO WATER QUALITY IMPROVEMENTS |  | 2005 | 1 | BRA supply through the East Williamson County Regional Water Treatment System | 27 | CENTRAL TEXAS WSC | G | WWP | WWP | N/A | N/A |  | N | 2010 | 2010 | 3465309 | 2522091 | 1028830 | 1028830 | 822065 | 822065 | 13545918 | 20 | 235 | BELL-MILAM FALLS WSC | G | WUG | MUNICIPAL | 4013 | UTILITY | G | 73 | FALLS | 17 | 68 | 120 | 166 | 201 | 246 | N
774 | BRA SUPPLY THROUGH THE EWCRWTS | BRA supply through the East Williamson County Regional Water Treatment System | G | 5 | EXISTING SOURCE OR EXPANDED USE OF AN EXISTING SOURCE (SURFACE WATER OR GROUNDWATER) | 5 | OTHER SURFACE WATER | 1 | NO INFRASTRUCTURE |  | 2117 | 3980 | BRAZOS RIVER AUTHORITY LITTLE RIVER LAKE/RESERVOIR SYSTEM | G | 999 | RESERVOIR | 12 | BRAZOS | 0 | SURFACE WATER | 1 | NO WATER QUALITY IMPROVEMENTS |  | 2005 | 1 | BRA supply through the East Williamson County Regional Water Treatment System | 27 | CENTRAL TEXAS WSC | G | WWP | WWP | N/A | N/A |  | N | 2010 | 2010 | 3465309 | 2522091 | 1028830 | 1028830 | 822065 | 822065 | 13545918 | 20 | 235 | BELL-MILAM FALLS WSC | G | WUG | MUNICIPAL | 4013 | UTILITY | G | 166 | MILAM | 7 | 50 | 78 | 96 | 103 | 109 | N
774 | BRA SUPPLY THROUGH THE EWCRWTS | BRA supply through the East Williamson County Regional Water Treatment System | G | 5 | EXISTING SOURCE OR EXPANDED USE OF AN EXISTING SOURCE (SURFACE WATER OR GROUNDWATER) | 5 | OTHER SURFACE WATER | 1 | NO INFRASTRUCTURE |  | 2117 | 3980 | BRAZOS RIVER AUTHORITY LITTLE RIVER LAKE/RESERVOIR SYSTEM | G | 999 | RESERVOIR | 12 | BRAZOS | 0 | SURFACE WATER | 1 | NO WATER QUALITY IMPROVEMENTS |  | 2005 | 1 | BRA supply through the East Williamson County Regional Water Treatment System | 27 | CENTRAL TEXAS WSC | G | WWP | WWP | N/A | N/A |  | N | 2010 | 2010 | 3465309 | 2522091 | 1028830 | 1028830 | 822065 | 822065 | 13545918 | 20 | 235 | BELL-MILAM FALLS WSC | G | WUG | MUNICIPAL | 4013 | UTILITY | G | 246 | WILLIAMSON | 76 | 66 | 89 | 112 | 134 | 161 | N
774 | BRA SUPPLY THROUGH THE EWCRWTS | BRA supply through the East Williamson County Regional Water Treatment System | G | 5 | EXISTING SOURCE OR EXPANDED USE OF AN EXISTING SOURCE (SURFACE WATER OR GROUNDWATER) | 5 | OTHER SURFACE WATER | 1 | NO INFRASTRUCTURE |  | 2117 | 3980 | BRAZOS RIVER AUTHORITY LITTLE RIVER LAKE/RESERVOIR SYSTEM | G | 999 | RESERVOIR | 12 | BRAZOS | 0 | SURFACE WATER | 1 | NO WATER QUALITY IMPROVEMENTS |  | 2005 | 1 | BRA supply through the East Williamson County Regional Water Treatment System | 27 | CENTRAL TEXAS WSC | G | WWP | WWP | N/A | N/A |  | N | 2010 | 2010 | 3465309 | 2522091 | 1028830 | 1028830 | 822065 | 822065 | 13545918 | 20 | 27 | CENTRAL TEXAS WSC - FUTURE CUSTOMER/SURPLUS SUPPLY | G | WWP | MUNICIPAL | N/A | N/A | G | 14 | BELL | 2000 | 1896 | 1766 | 1662 | 1588 | 1500 | N
774 | BRA SUPPLY THROUGH THE EWCRWTS | BRA supply through the East Williamson County Regional Water Treatment System | G | 5 | EXISTING SOURCE OR EXPANDED USE OF AN EXISTING SOURCE (SURFACE WATER OR GROUNDWATER) | 5 | OTHER SURFACE WATER | 1 | NO INFRASTRUCTURE |  | 2117 | 3980 | BRAZOS RIVER AUTHORITY LITTLE RIVER LAKE/RESERVOIR SYSTEM | G | 999 | RESERVOIR | 12 | BRAZOS | 0 | SURFACE WATER | 1 | NO WATER QUALITY IMPROVEMENTS |  | 2005 | 1 | BRA supply through the East Williamson County Regional Water Treatment System | 657 | COUNTY-OTHER, WILLIAMSON | G | WUG | MUNICIPAL | 757 | COUNTY-OTHER |  | N | 2040 | 2040 | 0 | 0 | 0 | 379712 | 311308 | 311308 | 4470600 | 20 | 657 | COUNTY-OTHER, WILLIAMSON | G | WUG | MUNICIPAL | 757 | COUNTY-OTHER | G | 246 | WILLIAMSON | 0 | 0 | 0 | 698 | 698 | 698 | N
774 | BRA SUPPLY THROUGH THE EWCRWTS | BRA supply through the East Williamson County Regional Water Treatment System | G | 5 | EXISTING SOURCE OR EXPANDED USE OF AN EXISTING SOURCE (SURFACE WATER OR GROUNDWATER) | 5 | OTHER SURFACE WATER | 1 | NO INFRASTRUCTURE |  | 2117 | 3980 | BRAZOS RIVER AUTHORITY LITTLE RIVER LAKE/RESERVOIR SYSTEM | G | 999 | RESERVOIR | 12 | BRAZOS | 0 | SURFACE WATER | 1 | NO WATER QUALITY IMPROVEMENTS |  | 2005 | 1 | BRA supply through the East Williamson County Regional Water Treatment System | 856 | GRANGER | G | WUG | MUNICIPAL | 247 | CITY |  | N | 2020 | 2020 | 0 | 376649 | 163326 | 163326 | 133788 | 133788 | 1922358 | 20 | 856 | GRANGER | G | WUG | MUNICIPAL | 247 | CITY | G | 246 | WILLIAMSON | 0 | 300 | 300 | 300 | 300 | 300 | N
774 | BRA SUPPLY THROUGH THE EWCRWTS | BRA supply through the East Williamson County Regional Water Treatment System | G | 5 | EXISTING SOURCE OR EXPANDED USE OF AN EXISTING SOURCE (SURFACE WATER OR GROUNDWATER) | 5 | OTHER SURFACE WATER | 1 | NO INFRASTRUCTURE |  | 2117 | 3980 | BRAZOS RIVER AUTHORITY LITTLE RIVER LAKE/RESERVOIR SYSTEM | G | 999 | RESERVOIR | 12 | BRAZOS | 0 | SURFACE WATER | 1 | NO WATER QUALITY IMPROVEMENTS |  | 2005 | 1 | BRA supply through the East Williamson County Regional Water Treatment System | 971 | HUTTO | G | WUG | MUNICIPAL | 884 | CITY |  | N | 2010 | 2010 | 2132514 | 1570625 | 681068 | 681068 | 557896 | 557896 | 8047080 | 20 | 971 | HUTTO | G | WUG | MUNICIPAL | 884 | CITY | G | 246 | WILLIAMSON | 1251 | 1251 | 1251 | 1251 | 1251 | 1251 | N
774 | BRA SUPPLY THROUGH THE EWCRWTS | BRA supply through the East Williamson County Regional Water Treatment System | G | 5 | EXISTING SOURCE OR EXPANDED USE OF AN EXISTING SOURCE (SURFACE WATER OR GROUNDWATER) | 5 | OTHER SURFACE WATER | 1 | NO INFRASTRUCTURE |  | 2117 | 3980 | BRAZOS RIVER AUTHORITY LITTLE RIVER LAKE/RESERVOIR SYSTEM | G | 999 | RESERVOIR | 12 | BRAZOS | 0 | SURFACE WATER | 1 | NO WATER QUALITY IMPROVEMENTS |  | 2005 | 1 | BRA supply through the East Williamson County Regional Water Treatment System | 2665 | JARRELL | G | WUG | MUNICIPAL | 1078 | CITY |  | N | 2010 | 2010 | 323883 | 238544 | 103440 | 103440 | 84732 | 84732 | 1207062 | 20 | 2665 | JARRELL | G | WUG | MUNICIPAL | 1078 | CITY | G | 246 | WILLIAMSON | 190 | 190 | 190 | 190 | 190 | 190 | N
774 | BRA SUPPLY THROUGH THE EWCRWTS | BRA supply through the East Williamson County Regional Water Treatment System | G | 5 | EXISTING SOURCE OR EXPANDED USE OF AN EXISTING SOURCE (SURFACE WATER OR GROUNDWATER) | 5 | OTHER SURFACE WATER | 1 | NO INFRASTRUCTURE |  | 2117 | 3980 | BRAZOS RIVER AUTHORITY LITTLE RIVER LAKE/RESERVOIR SYSTEM | G | 999 | RESERVOIR | 12 | BRAZOS | 0 | SURFACE WATER | 1 | NO WATER QUALITY IMPROVEMENTS |  | 2005 | 1 | BRA supply through the East Williamson County Regional Water Treatment System | 1226 | JARRELL-SCHWERTNER WSC | G | WUG | MUNICIPAL | 4212 | UTILITY |  | N | 2020 | 2020 | 0 | 1705545 | 739296 | 739296 | 606114 | 606114 | 8717670 | 20 | 1226 | JARRELL-SCHWERTNER WSC | G | WUG | MUNICIPAL | 4212 | UTILITY | G | 14 | BELL | 0 | 13 | 13 | 13 | 13 | 13 | N
774 | BRA SUPPLY THROUGH THE EWCRWTS | BRA supply through the East Williamson County Regional Water Treatment System | G | 5 | EXISTING SOURCE OR EXPANDED USE OF AN EXISTING SOURCE (SURFACE WATER OR GROUNDWATER) | 5 | OTHER SURFACE WATER | 1 | NO INFRASTRUCTURE |  | 2117 | 3980 | BRAZOS RIVER AUTHORITY LITTLE RIVER LAKE/RESERVOIR SYSTEM | G | 999 | RESERVOIR | 12 | BRAZOS | 0 | SURFACE WATER | 1 | NO WATER QUALITY IMPROVEMENTS |  | 2005 | 1 | BRA supply through the East Williamson County Regional Water Treatment System | 1226 | JARRELL-SCHWERTNER WSC | G | WUG | MUNICIPAL | 4212 | UTILITY |  | N | 2020 | 2020 | 0 | 1705545 | 739296 | 739296 | 606114 | 606114 | 8717670 | 20 | 1226 | JARRELL-SCHWERTNER WSC | G | WUG | MUNICIPAL | 4212 | UTILITY | G | 246 | WILLIAMSON | 0 | 1346 | 1346 | 1346 | 1346 | 1346 | N
774 | BRA SUPPLY THROUGH THE EWCRWTS | BRA supply through the East Williamson County Regional Water Treatment System | G | 5 | EXISTING SOURCE OR EXPANDED USE OF AN EXISTING SOURCE (SURFACE WATER OR GROUNDWATER) | 5 | OTHER SURFACE WATER | 1 | NO INFRASTRUCTURE |  | 2117 | 3980 | BRAZOS RIVER AUTHORITY LITTLE RIVER LAKE/RESERVOIR SYSTEM | G | 999 | RESERVOIR | 12 | BRAZOS | 0 | SURFACE WATER | 1 | NO WATER QUALITY IMPROVEMENTS |  | 2005 | 1 | BRA supply through the East Williamson County Regional Water Treatment System | 2523 | THRALL | G | WUG | MUNICIPAL | 972 | CITY |  | N | 2010 | 2010 | 511394 | 376649 | 163326 | 163326 | 133788 | 133788 | 1922358 | 20 | 2523 | THRALL | G | WUG | MUNICIPAL | 972 | CITY | G | 246 | WILLIAMSON | 300 | 300 | 300 | 300 | 300 | 300 | N
774 | BRA SUPPLY THROUGH THE EWCRWTS | BRA supply through the East Williamson County Regional Water Treatment System | G | 5 | EXISTING SOURCE OR EXPANDED USE OF AN EXISTING SOURCE (SURFACE WATER OR GROUNDWATER) | 5 | OTHER SURFACE WATER | 1 | NO INFRASTRUCTURE |  | 2117 | 3980 | BRAZOS RIVER AUTHORITY LITTLE RIVER LAKE/RESERVOIR SYSTEM | G | 999 | RESERVOIR | 12 | BRAZOS | 0 | SURFACE WATER | 1 | NO WATER QUALITY IMPROVEMENTS |  | 2005 | 1 | BRA supply through the East Williamson County Regional Water Treatment System | 2585 | WEIR | G | WUG | MUNICIPAL | 1068 | CITY |  | N | 2010 | 2010 | 988695 | 728188 | 315763 | 315763 | 258657 | 258657 | 3710598 | 20 | 2585 | WEIR | G | WUG | MUNICIPAL | 1068 | CITY | G | 246 | WILLIAMSON | 580 | 580 | 580 | 580 | 580 | 580 | N
773 | BRA SWATS EXPANSION | BRA surface water and treatment system expansion | G | 5 | EXISTING SOURCE OR EXPANDED USE OF AN EXISTING SOURCE (SURFACE WATER OR GROUNDWATER) | 5 | OTHER SURFACE WATER | 1 | NO INFRASTRUCTURE |  | 2112 | 3981 | BRAZOS RIVER AUTHORITY MAIN STEM LAKE/RESERVOIR SYSTEM | G | 999 | RESERVOIR | 12 | BRAZOS | 0 | SURFACE WATER | 1 | NO WATER QUALITY IMPROVEMENTS |  | 2011 | 1 | BRA surface water and treatment system expansion | 842 | GODLEY | G | WUG | MUNICIPAL | 872 | CITY |  | N | 2010 | 2010 | 1100000 | 1100000 | 519000 | 519000 | 519000 | 519000 | 6651000 | 20 | 842 | GODLEY | G | WUG | MUNICIPAL | 872 | CITY | G | 126 | JOHNSON | 375 | 375 | 375 | 375 | 375 | 375 | N
773 | BRA SWATS EXPANSION | BRA surface water and treatment system expansion | G | 5 | EXISTING SOURCE OR EXPANDED USE OF AN EXISTING SOURCE (SURFACE WATER OR GROUNDWATER) | 5 | OTHER SURFACE WATER | 1 | NO INFRASTRUCTURE |  | 2112 | 3981 | BRAZOS RIVER AUTHORITY MAIN STEM LAKE/RESERVOIR SYSTEM | G | 999 | RESERVOIR | 12 | BRAZOS | 0 | SURFACE WATER | 1 | NO WATER QUALITY IMPROVEMENTS |  | 2011 | 1 | BRA surface water and treatment system expansion | 1237 | JOHNSON COUNTY SUD | G | WUG | MUNICIPAL | 4216 | UTILITY |  | N | 2020 | 2020 | 0 | 3861000 | 3861000 | 1512000 | 1512000 | 1512000 | 33320000 | 20 | 1237 | JOHNSON COUNTY SUD | G | WUG | MUNICIPAL | 4216 | UTILITY | G | 126 | JOHNSON | 0 | 3170 | 3170 | 3170 | 3170 | 3170 | N
924 | BRA SYSTEM OPERATIONS PERMIT | BRA system operations permit | H | 6 | NEW SURFACE WATER OR NEW GROUNDWATER SOURCE | 5 | OTHER SURFACE WATER | 1 | NO INFRASTRUCTURE |  | 2528 | 3981 | BRAZOS RIVER AUTHORITY MAIN STEM LAKE/RESERVOIR SYSTEM | G | 999 | RESERVOIR | 12 | BRAZOS | 0 | SURFACE WATER | 1 | NO WATER QUALITY IMPROVEMENTS |  | 2012 | 1 | BRA system operations permit | 14 | BRAZOS RIVER AUTHORITY | G | WWP | WWP | N/A | N/A |  | N | 2020 | 2020 | 0 | 0 | 0 | 0 | 0 | 0 | 0 | 0 | 14 | BRAZOS RIVER AUTHORITY - FUTURE CUSTOMER/SURPLUS SUPPLY | G | WWP | MUNICIPAL | N/A | N/A | H | 20 | BRAZORIA | 0 | 6621 | 18870 | 25350 | 25350 | 25350 | N
37 | BRA SYSTEM OPERATIONS PERMIT | BRA system operations permit | G | 6 | NEW SURFACE WATER OR NEW GROUNDWATER SOURCE | 5 | OTHER SURFACE WATER | 1 | NO INFRASTRUCTURE | Region H Portion of BRA Systems Operation Permit is 25,350 afy. The supply is allocated in WWP to WUG Contracts. | 353 | 3981 | BRAZOS RIVER AUTHORITY MAIN STEM LAKE/RESERVOIR SYSTEM | G | 999 | RESERVOIR | 12 | BRAZOS | 0 | SURFACE WATER | 1 | NO WATER QUALITY IMPROVEMENTS |  | 2012 | 1 | BRA system operations permit | 381 | COLLEGE STATION | G | WUG | MUNICIPAL | 124 | CITY |  | N | 2040 | 2040 | 0 | 0 | 0 | 3226000 | 3226000 | 1138000 | 23954000 | 20 | 381 | COLLEGE STATION | G | WUG | MUNICIPAL | 124 | CITY | G | 21 | BRAZOS | 0 | 0 | 0 | 2500 | 2500 | 2500 | N
37 | BRA SYSTEM OPERATIONS PERMIT | BRA system operations permit | G | 6 | NEW SURFACE WATER OR NEW GROUNDWATER SOURCE | 5 | OTHER SURFACE WATER | 1 | NO INFRASTRUCTURE | Region H Portion of BRA Systems Operation Permit is 25,350 afy. The supply is allocated in WWP to WUG Contracts. | 353 | 3981 | BRAZOS RIVER AUTHORITY MAIN STEM LAKE/RESERVOIR SYSTEM | G | 999 | RESERVOIR | 12 | BRAZOS | 0 | SURFACE WATER | 1 | NO WATER QUALITY IMPROVEMENTS |  | 2012 | 1 | BRA system operations permit | 1250 | KEENE | G | WUG | MUNICIPAL | 314 | CITY |  | Y | 2060 | 2060 | 0 | 0 | 0 | 0 | 0 | 481000 | 3062000 | 20 | 1250 | KEENE | G | WUG | MUNICIPAL | 314 | CITY | G | 126 | JOHNSON | 0 | 0 | 0 | 0 | 0 | 157 | N
37 | BRA SYSTEM OPERATIONS PERMIT | BRA system operations permit | G | 6 | NEW SURFACE WATER OR NEW GROUNDWATER SOURCE | 5 | OTHER SURFACE WATER | 1 | NO INFRASTRUCTURE | Region H Portion of BRA Systems Operation Permit is 25,350 afy. The supply is allocated in WWP to WUG Contracts. | 353 | 3981 | BRAZOS RIVER AUTHORITY MAIN STEM LAKE/RESERVOIR SYSTEM | G | 999 | RESERVOIR | 12 | BRAZOS | 0 | SURFACE WATER | 1 | NO WATER QUALITY IMPROVEMENTS |  | 2012 | 1 | BRA system operations permit | 2406 | STEAM ELECTRIC POWER, BOSQUE | G | WUG | STEAM ELECTRIC | 1002 | N/A |  | N | 2030 | 2030 | 0 | 0 | 3307000 | 3307000 | 1149000 | 1149000 | 24725000 | 20 | 2406 | STEAM ELECTRIC POWER, BOSQUE | G | WUG | STEAM ELECTRIC | 1002 | N/A | G | 18 | BOSQUE | 0 | 0 | 5222 | 5222 | 5222 | 5222 | N
37 | BRA SYSTEM OPERATIONS PERMIT | BRA system operations permit | G | 6 | NEW SURFACE WATER OR NEW GROUNDWATER SOURCE | 5 | OTHER SURFACE WATER | 1 | NO INFRASTRUCTURE | Region H Portion of BRA Systems Operation Permit is 25,350 afy. The supply is allocated in WWP to WUG Contracts. | 353 | 3981 | BRAZOS RIVER AUTHORITY MAIN STEM LAKE/RESERVOIR SYSTEM | G | 999 | RESERVOIR | 12 | BRAZOS | 0 | SURFACE WATER | 1 | NO WATER QUALITY IMPROVEMENTS |  | 2012 | 1 | BRA system operations permit | 2469 | STEAM ELECTRIC POWER, SOMERVELL | G | WUG | STEAM ELECTRIC | 1002 | N/A |  | N | 2020 | 2020 | 0 | 23230000 | 23230000 | 23230000 | 23230000 | 23230000 | 136032000 | 20 | 2469 | STEAM ELECTRIC POWER, SOMERVELL | G | WUG | STEAM ELECTRIC | 1002 | N/A | G | 213 | SOMERVELL | 0 | 76270 | 76270 | 76270 | 76270 | 76270 | N
37 | BRA SYSTEM OPERATIONS PERMIT | BRA system operations permit | G | 6 | NEW SURFACE WATER OR NEW GROUNDWATER SOURCE | 5 | OTHER SURFACE WATER | 1 | NO INFRASTRUCTURE | Region H Portion of BRA Systems Operation Permit is 25,350 afy. The supply is allocated in WWP to WUG Contracts. | 353 | 3981 | BRAZOS RIVER AUTHORITY MAIN STEM LAKE/RESERVOIR SYSTEM | G | 999 | RESERVOIR | 12 | BRAZOS | 0 | SURFACE WATER | 1 | NO WATER QUALITY IMPROVEMENTS |  | 2012 | 1 | BRA system operations permit | 2612 | WHITE BLUFF COMMUNITY WS | G | WUG | MUNICIPAL | 4394 | UTILITY |  | Y | 2010 | 2010 | 1287000 | 1287000 | 478300 | 478300 | 478300 | 478300 | 9277000 | 20 | 2612 | WHITE BLUFF COMMUNITY WS | G | WUG | MUNICIPAL | 4394 | UTILITY | G | 109 | HILL | 600 | 600 | 600 | 600 | 600 | 600 | N
37 | BRA SYSTEM OPERATIONS PERMIT | BRA system operations permit | G | 6 | NEW SURFACE WATER OR NEW GROUNDWATER SOURCE | 5 | OTHER SURFACE WATER | 1 | NO INFRASTRUCTURE | Region H Portion of BRA Systems Operation Permit is 25,350 afy. The supply is allocated in WWP to WUG Contracts. | 353 | 3981 | BRAZOS RIVER AUTHORITY MAIN STEM LAKE/RESERVOIR SYSTEM | G | 999 | RESERVOIR | 12 | BRAZOS | 0 | SURFACE WATER | 1 | NO WATER QUALITY IMPROVEMENTS |  | 2012 | 1 | BRA system operations permit | 2645 | WOODROW-OSCEOLA WSC | G | WUG | MUNICIPAL | 4406 | UTILITY |  | N | 2010 | 2010 | 819000 | 819000 | 189000 | 189000 | 189000 | 189000 | 7231000 | 20 | 2645 | WOODROW-OSCEOLA WSC | G | WUG | MUNICIPAL | 4406 | UTILITY | G | 109 | HILL | 150 | 150 | 150 | 150 | 150 | 150 | N
661 | BRA TO BRAZOSPORT WATER AUTHORITY CONTRACT | BRA to Brazosport Water Authority contract | H | 6 | NEW SURFACE WATER OR NEW GROUNDWATER SOURCE | 4 | NEW MAJOR RESERVOIR | 1 | NO INFRASTRUCTURE |  | 1895 | 3850 | ALLENS CREEK LAKE/RESERVOIR | H | 999 | RESERVOIR | 12 | BRAZOS | 0 | SURFACE WATER | 1 | NO WATER QUALITY IMPROVEMENTS |  | 2001 | 2 | Allens Creek Reservoir | 14 | BRAZOS RIVER AUTHORITY | G | WWP | WWP | N/A | N/A |  | N | 2020 | 2020 | 0 | 0 | 0 | 0 | 0 | 0 | 0 | 0 | 14 | BRAZOS RIVER AUTHORITY - FUTURE CUSTOMER/SURPLUS SUPPLY | G | WWP | MUNICIPAL | N/A | N/A | H | 20 | BRAZORIA | 0 | 116 | 124 | 1557 | 3183 | 5435 | Y
661 | BRA TO BRAZOSPORT WATER AUTHORITY CONTRACT | BRA to Brazosport Water Authority contract | H | 6 | NEW SURFACE WATER OR NEW GROUNDWATER SOURCE | 4 | NEW MAJOR RESERVOIR | 1 | NO INFRASTRUCTURE |  | 1895 | 3850 | ALLENS CREEK LAKE/RESERVOIR | H | 999 | RESERVOIR | 12 | BRAZOS | 0 | SURFACE WATER | 1 | NO WATER QUALITY IMPROVEMENTS |  | 2001 | 2 | Allens Creek Reservoir | 15 | BRAZOSPORT WATER AUTHORITY | H | WWP | WWP | N/A | N/A |  | N | 2020 | 2020 | 0 | 0 | 0 | 0 | 0 | 0 | 0 | 0 | 15 | BRAZOSPORT WATER AUTHORITY - FUTURE CUSTOMER/SURPLUS SUPPLY | H | WWP | MUNICIPAL | N/A | N/A | H | 20 | BRAZORIA | 0 | 116 | 124 | 1557 | 3183 | 5435 | Y
662 | BRA TO RICHMOND-ROSENBERG CONTRACT | BRA to Cities of Richmond-Rosenberg contract | H | 6 | NEW SURFACE WATER OR NEW GROUNDWATER SOURCE | 4 | NEW MAJOR RESERVOIR | 1 | NO INFRASTRUCTURE |  | 2454 | 3850 | ALLENS CREEK LAKE/RESERVOIR | H | 999 | RESERVOIR | 12 | BRAZOS | 0 | SURFACE WATER | 1 | NO WATER QUALITY IMPROVEMENTS |  | 2001 | 2 | Allens Creek Reservoir | 14 | BRAZOS RIVER AUTHORITY | G | WWP | WWP | N/A | N/A |  | N | 2040 | 2040 | 0 | 0 | 0 | 0 | 0 | 0 | 0 | 0 | 2267 | RICHMOND | H | WUG | MUNICIPAL | 500 | CITY | H | 79 | FORT BEND | 0 | 0 | 0 | 1091 | 2970 | 1848 | Y
662 | BRA TO RICHMOND-ROSENBERG CONTRACT | BRA to Cities of Richmond-Rosenberg contract | H | 6 | NEW SURFACE WATER OR NEW GROUNDWATER SOURCE | 4 | NEW MAJOR RESERVOIR | 1 | NO INFRASTRUCTURE |  | 2454 | 3850 | ALLENS CREEK LAKE/RESERVOIR | H | 999 | RESERVOIR | 12 | BRAZOS | 0 | SURFACE WATER | 1 | NO WATER QUALITY IMPROVEMENTS |  | 2001 | 2 | Allens Creek Reservoir | 2684 | RICHMOND-ROSENBERG | H | WWP | WWP | N/A | N/A |  | N | 2040 | 2040 | 0 | 0 | 0 | 0 | 0 | 0 | 0 | 0 | 2267 | RICHMOND | H | WUG | MUNICIPAL | 500 | CITY | H | 79 | FORT BEND | 0 | 0 | 0 | 1091 | 2970 | 1848 | Y
662 | BRA TO RICHMOND-ROSENBERG CONTRACT | BRA to Cities of Richmond-Rosenberg contract | H | 6 | NEW SURFACE WATER OR NEW GROUNDWATER SOURCE | 4 | NEW MAJOR RESERVOIR | 1 | NO INFRASTRUCTURE |  | 2455 | 4453 | FORT BEND OFF-CHANNEL LAKE/RESERVOIR | H | 999 | RESERVOIR | 12 | BRAZOS | 0 | SURFACE WATER | 1 | NO WATER QUALITY IMPROVEMENTS |  | 4624 | 2 | Fort Bend off-channel reservoir | 14 | BRAZOS RIVER AUTHORITY | G | WWP | WWP | N/A | N/A |  | N | 2050 | 2050 | 0 | 0 | 0 | 0 | 0 | 0 | 0 | 0 | 2267 | RICHMOND | H | WUG | MUNICIPAL | 500 | CITY | H | 79 | FORT BEND | 0 | 0 | 0 | 0 | 90 | 3797 | Y
662 | BRA TO RICHMOND-ROSENBERG CONTRACT | BRA to Cities of Richmond-Rosenberg contract | H | 6 | NEW SURFACE WATER OR NEW GROUNDWATER SOURCE | 4 | NEW MAJOR RESERVOIR | 1 | NO INFRASTRUCTURE |  | 2455 | 4453 | FORT BEND OFF-CHANNEL LAKE/RESERVOIR | H | 999 | RESERVOIR | 12 | BRAZOS | 0 | SURFACE WATER | 1 | NO WATER QUALITY IMPROVEMENTS |  | 4624 | 2 | Fort Bend off-channel reservoir | 2684 | RICHMOND-ROSENBERG | H | WWP | WWP | N/A | N/A |  | N | 2050 | 2050 | 0 | 0 | 0 | 0 | 0 | 0 | 0 | 0 | 2267 | RICHMOND | H | WUG | MUNICIPAL | 500 | CITY | H | 79 | FORT BEND | 0 | 0 | 0 | 0 | 90 | 3797 | Y
664 | BRA TO SUGAR LAND CONTRACT | BRA to City of Sugar Land contract | H | 6 | NEW SURFACE WATER OR NEW GROUNDWATER SOURCE | 4 | NEW MAJOR RESERVOIR | 1 | NO INFRASTRUCTURE |  | 2457 | 3850 | ALLENS CREEK LAKE/RESERVOIR | H | 999 | RESERVOIR | 12 | BRAZOS | 0 | SURFACE WATER | 1 | NO WATER QUALITY IMPROVEMENTS |  | 2001 | 2 | Allens Creek Reservoir | 14 | BRAZOS RIVER AUTHORITY | G | WWP | WWP | N/A | N/A |  | N | 2040 | 2040 | 0 | 0 | 0 | 0 | 0 | 0 | 0 | 0 | 14 | BRAZOS RIVER AUTHORITY - FUTURE CUSTOMER/SURPLUS SUPPLY | G | WWP | MUNICIPAL | N/A | N/A | H | 20 | BRAZORIA | 0 | 0 | 0 | 231 | 490 | 449 | Y
664 | BRA TO SUGAR LAND CONTRACT | BRA to City of Sugar Land contract | H | 6 | NEW SURFACE WATER OR NEW GROUNDWATER SOURCE | 4 | NEW MAJOR RESERVOIR | 1 | NO INFRASTRUCTURE |  | 2457 | 3850 | ALLENS CREEK LAKE/RESERVOIR | H | 999 | RESERVOIR | 12 | BRAZOS | 0 | SURFACE WATER | 1 | NO WATER QUALITY IMPROVEMENTS |  | 2001 | 2 | Allens Creek Reservoir | 2493 | SUGAR LAND | H | BOTH | MUNICIPAL | 585 | CITY |  | Y | 2040 | 2040 | 0 | 0 | 0 | 0 | 0 | 0 | 0 | 0 | 2493 | SUGAR LAND | H | BOTH | MUNICIPAL | 585 | CITY | H | 79 | FORT BEND | 0 | 0 | 0 | 231 | 490 | 449 | Y
664 | BRA TO SUGAR LAND CONTRACT | BRA to City of Sugar Land contract | H | 6 | NEW SURFACE WATER OR NEW GROUNDWATER SOURCE | 5 | OTHER SURFACE WATER | 1 | NO INFRASTRUCTURE |  | 1897 | 3981 | BRAZOS RIVER AUTHORITY MAIN STEM LAKE/RESERVOIR SYSTEM | G | 999 | RESERVOIR | 12 | BRAZOS | 0 | SURFACE WATER | 1 | NO WATER QUALITY IMPROVEMENTS |  | 2012 | 2 | BRA system operations permit | 14 | BRAZOS RIVER AUTHORITY | G | WWP | WWP | N/A | N/A |  | N | 2020 | 2020 | 0 | 0 | 0 | 0 | 0 | 0 | 0 | 0 | 14 | BRAZOS RIVER AUTHORITY - FUTURE CUSTOMER/SURPLUS SUPPLY | G | WWP | MUNICIPAL | N/A | N/A | H | 20 | BRAZORIA | 0 | 1027 | 2947 | 3385 | 3385 | 3385 | Y
664 | BRA TO SUGAR LAND CONTRACT | BRA to City of Sugar Land contract | H | 6 | NEW SURFACE WATER OR NEW GROUNDWATER SOURCE | 5 | OTHER SURFACE WATER | 1 | NO INFRASTRUCTURE |  | 1897 | 3981 | BRAZOS RIVER AUTHORITY MAIN STEM LAKE/RESERVOIR SYSTEM | G | 999 | RESERVOIR | 12 | BRAZOS | 0 | SURFACE WATER | 1 | NO WATER QUALITY IMPROVEMENTS |  | 2012 | 2 | BRA system operations permit | 2493 | SUGAR LAND | H | BOTH | MUNICIPAL | 585 | CITY |  | Y | 2020 | 2020 | 0 | 0 | 0 | 0 | 0 | 0 | 0 | 0 | 2493 | SUGAR LAND | H | BOTH | MUNICIPAL | 585 | CITY | H | 79 | FORT BEND | 0 | 1027 | 2947 | 3385 | 3385 | 3385 | Y
664 | BRA TO SUGAR LAND CONTRACT | BRA to City of Sugar Land contract | H | 6 | NEW SURFACE WATER OR NEW GROUNDWATER SOURCE | 4 | NEW MAJOR RESERVOIR | 1 | NO INFRASTRUCTURE |  | 2458 | 4453 | FORT BEND OFF-CHANNEL LAKE/RESERVOIR | H | 999 | RESERVOIR | 12 | BRAZOS | 0 | SURFACE WATER | 1 | NO WATER QUALITY IMPROVEMENTS |  | 4624 | 2 | Fort Bend off-channel reservoir | 14 | BRAZOS RIVER AUTHORITY | G | WWP | WWP | N/A | N/A |  | N | 2060 | 2060 | 0 | 0 | 0 | 0 | 0 | 0 | 0 | 0 | 14 | BRAZOS RIVER AUTHORITY - FUTURE CUSTOMER/SURPLUS SUPPLY | G | WWP | MUNICIPAL | N/A | N/A | H | 20 | BRAZORIA | 0 | 0 | 0 | 0 | 0 | 922 | Y
664 | BRA TO SUGAR LAND CONTRACT | BRA to City of Sugar Land contract | H | 6 | NEW SURFACE WATER OR NEW GROUNDWATER SOURCE | 4 | NEW MAJOR RESERVOIR | 1 | NO INFRASTRUCTURE |  | 2458 | 4453 | FORT BEND OFF-CHANNEL LAKE/RESERVOIR | H | 999 | RESERVOIR | 12 | BRAZOS | 0 | SURFACE WATER | 1 | NO WATER QUALITY IMPROVEMENTS |  | 4624 | 2 | Fort Bend off-channel reservoir | 2493 | SUGAR LAND | H | BOTH | MUNICIPAL | 585 | CITY |  | Y | 2060 | 2060 | 0 | 0 | 0 | 0 | 0 | 0 | 0 | 0 | 2493 | SUGAR LAND | H | BOTH | MUNICIPAL | 585 | CITY | H | 79 | FORT BEND | 0 | 0 | 0 | 0 | 0 | 922 | Y
660 | BRA TO GCWA CONTRACT | BRA to GCWA contract | H | 6 | NEW SURFACE WATER OR NEW GROUNDWATER SOURCE | 4 | NEW MAJOR RESERVOIR | 1 | NO INFRASTRUCTURE |  | 1893 | 3850 | ALLENS CREEK LAKE/RESERVOIR | H | 999 | RESERVOIR | 12 | BRAZOS | 0 | SURFACE WATER | 1 | NO WATER QUALITY IMPROVEMENTS |  | 2001 | 2 | Allens Creek Reservoir | 14 | BRAZOS RIVER AUTHORITY | G | WWP | WWP | N/A | N/A |  | N | 2020 | 2020 | 0 | 0 | 0 | 0 | 0 | 0 | 0 | 0 | 1671 | MANUFACTURING, FORT BEND | H | WUG | MANUFACTURING | 1001 | N/A | H | 79 | FORT BEND | 0 | 12165 | 27627 | 31782 | 37777 | 42624 | Y
660 | BRA TO GCWA CONTRACT | BRA to GCWA contract | H | 6 | NEW SURFACE WATER OR NEW GROUNDWATER SOURCE | 4 | NEW MAJOR RESERVOIR | 1 | NO INFRASTRUCTURE |  | 1893 | 3850 | ALLENS CREEK LAKE/RESERVOIR | H | 999 | RESERVOIR | 12 | BRAZOS | 0 | SURFACE WATER | 1 | NO WATER QUALITY IMPROVEMENTS |  | 2001 | 2 | Allens Creek Reservoir | 66 | GULF COAST WATER AUTHORITY | H | WWP | WWP | N/A | N/A |  | N | 2020 | 2020 | 0 | 0 | 0 | 0 | 0 | 0 | 0 | 0 | 66 | GULF COAST WATER AUTHORITY - FUTURE CUSTOMER/SURPLUS SUPPLY | H | WWP | MUNICIPAL | N/A | N/A | H | 79 | FORT BEND | 0 | 12165 | 27627 | 31782 | 37777 | 42624 | Y
660 | BRA TO GCWA CONTRACT | BRA to GCWA contract | H | 6 | NEW SURFACE WATER OR NEW GROUNDWATER SOURCE | 5 | OTHER SURFACE WATER | 1 | NO INFRASTRUCTURE |  | 1894 | 3981 | BRAZOS RIVER AUTHORITY MAIN STEM LAKE/RESERVOIR SYSTEM | G | 999 | RESERVOIR | 12 | BRAZOS | 0 | SURFACE WATER | 1 | NO WATER QUALITY IMPROVEMENTS |  | 2012 | 2 | BRA system operations permit | 14 | BRAZOS RIVER AUTHORITY | G | WWP | WWP | N/A | N/A |  | N | 2020 | 2020 | 0 | 0 | 0 | 0 | 0 | 0 | 0 | 0 | 1671 | MANUFACTURING, FORT BEND | H | WUG | MANUFACTURING | 1001 | N/A | H | 79 | FORT BEND | 0 | 5614 | 12381 | 18423 | 18423 | 18423 | Y
660 | BRA TO GCWA CONTRACT | BRA to GCWA contract | H | 6 | NEW SURFACE WATER OR NEW GROUNDWATER SOURCE | 5 | OTHER SURFACE WATER | 1 | NO INFRASTRUCTURE |  | 1894 | 3981 | BRAZOS RIVER AUTHORITY MAIN STEM LAKE/RESERVOIR SYSTEM | G | 999 | RESERVOIR | 12 | BRAZOS | 0 | SURFACE WATER | 1 | NO WATER QUALITY IMPROVEMENTS |  | 2012 | 2 | BRA system operations permit | 66 | GULF COAST WATER AUTHORITY | H | WWP | WWP | N/A | N/A |  | N | 2020 | 2020 | 0 | 0 | 0 | 0 | 0 | 0 | 0 | 0 | 66 | GULF COAST WATER AUTHORITY - FUTURE CUSTOMER/SURPLUS SUPPLY | H | WWP | MUNICIPAL | N/A | N/A | H | 79 | FORT BEND | 0 | 5614 | 12381 | 18423 | 18423 | 18423 | Y
660 | BRA TO GCWA CONTRACT | BRA to GCWA contract | H | 6 | NEW SURFACE WATER OR NEW GROUNDWATER SOURCE | 4 | NEW MAJOR RESERVOIR | 1 | NO INFRASTRUCTURE |  | 2453 | 4453 | FORT BEND OFF-CHANNEL LAKE/RESERVOIR | H | 999 | RESERVOIR | 12 | BRAZOS | 0 | SURFACE WATER | 1 | NO WATER QUALITY IMPROVEMENTS |  | 4624 | 2 | Fort Bend off-channel reservoir | 14 | BRAZOS RIVER AUTHORITY | G | WWP | WWP | N/A | N/A |  | N | 2060 | 2060 | 0 | 0 | 0 | 0 | 0 | 0 | 0 | 0 | 1671 | MANUFACTURING, FORT BEND | H | WUG | MANUFACTURING | 1001 | N/A | H | 79 | FORT BEND | 0 | 0 | 0 | 0 | 0 | 4517 | Y
660 | BRA TO GCWA CONTRACT | BRA to GCWA contract | H | 6 | NEW SURFACE WATER OR NEW GROUNDWATER SOURCE | 4 | NEW MAJOR RESERVOIR | 1 | NO INFRASTRUCTURE |  | 2453 | 4453 | FORT BEND OFF-CHANNEL LAKE/RESERVOIR | H | 999 | RESERVOIR | 12 | BRAZOS | 0 | SURFACE WATER | 1 | NO WATER QUALITY IMPROVEMENTS |  | 4624 | 2 | Fort Bend off-channel reservoir | 66 | GULF COAST WATER AUTHORITY | H | WWP | WWP | N/A | N/A |  | N | 2060 | 2060 | 0 | 0 | 0 | 0 | 0 | 0 | 0 | 0 | 66 | GULF COAST WATER AUTHORITY - FUTURE CUSTOMER/SURPLUS SUPPLY | H | WWP | MUNICIPAL | N/A | N/A | H | 79 | FORT BEND | 0 | 0 | 0 | 0 | 0 | 4517 | Y
663 | BRA TO NRG CONTRACT | BRA to NRG Energy contract | H | 6 | NEW SURFACE WATER OR NEW GROUNDWATER SOURCE | 4 | NEW MAJOR RESERVOIR | 1 | NO INFRASTRUCTURE |  | 2456 | 4453 | FORT BEND OFF-CHANNEL LAKE/RESERVOIR | H | 999 | RESERVOIR | 12 | BRAZOS | 0 | SURFACE WATER | 1 | NO WATER QUALITY IMPROVEMENTS |  | 4624 | 2 | Fort Bend off-channel reservoir | 14 | BRAZOS RIVER AUTHORITY | G | WWP | WWP | N/A | N/A |  | N | 2060 | 2060 | 0 | 0 | 0 | 0 | 0 | 0 | 0 | 0 | 14 | BRAZOS RIVER AUTHORITY - FUTURE CUSTOMER/SURPLUS SUPPLY | G | WWP | MUNICIPAL | N/A | N/A | H | 20 | BRAZORIA | 0 | 0 | 0 | 0 | 0 | 8500 | Y
663 | BRA TO NRG CONTRACT | BRA to NRG Energy contract | H | 6 | NEW SURFACE WATER OR NEW GROUNDWATER SOURCE | 4 | NEW MAJOR RESERVOIR | 1 | NO INFRASTRUCTURE |  | 2456 | 4453 | FORT BEND OFF-CHANNEL LAKE/RESERVOIR | H | 999 | RESERVOIR | 12 | BRAZOS | 0 | SURFACE WATER | 1 | NO WATER QUALITY IMPROVEMENTS |  | 4624 | 2 | Fort Bend off-channel reservoir | 141 | NRG | H | WWP | WWP | N/A | N/A |  | N | 2060 | 2060 | 0 | 0 | 0 | 0 | 0 | 0 | 0 | 0 | 2422 | STEAM ELECTRIC POWER, FORT BEND | H | WUG | STEAM ELECTRIC | 1002 | N/A | H | 79 | FORT BEND | 0 | 0 | 0 | 0 | 0 | 8500 | Y
125 | BRACKISH GROUNDWATER DESALINATION (WILCOX AQUIFER) | Brackish groundwater desalination (Wilcox Aquifer) | L | 6 | NEW SURFACE WATER OR NEW GROUNDWATER SOURCE | 8 | GROUNDWATER DESALINATION | 6 | OTHER INFRASTRUCTURE | This amount not included in the availability estimates. | 1749 | 4247 | CARRIZO-WILCOX AQUIFER- BRACKISH | L | 15 | BEXAR | 19 | SAN ANTONIO | 1 | GROUNDWATER | 2 | GROUNDWATER DESALINATION |  | 3235 | 1 | Brackish groundwater desalination (Wilcox Aquifer) | 2610 | SAN ANTONIO WATER SYSTEM | L | WWP | WWP | N/A | N/A |  | N | 2020 | 2020 | 0 | 17976000 | 31458000 | 19668000 | 19668000 | 19668000 | 236220000 | 20 | 126 | SAN ANTONIO | L | WUG | MUNICIPAL | 530 | CITY | L | 15 | BEXAR | 0 | 12000 | 21000 | 26400 | 26400 | 26400 | N
125 | BRACKISH GROUNDWATER DESALINATION (WILCOX AQUIFER) | Brackish groundwater desalination (Wilcox Aquifer) | L | 6 | NEW SURFACE WATER OR NEW GROUNDWATER SOURCE | 8 | GROUNDWATER DESALINATION | 6 | OTHER INFRASTRUCTURE | This amount not included in the availability estimates. | 2181 | 4390 | CARRIZO-WILCOX AQUIFER- BRACKISH | L | 94 | GUADALUPE | 19 | SAN ANTONIO | 1 | GROUNDWATER | 2 | GROUNDWATER DESALINATION |  | 3236 | 1 | Brackish groundwater desalination (Wilcox Aquifer) | 21 | CANYON REGIONAL WATER AUTHORITY | L | WWP | WWP | N/A | N/A | COSTS SHOWN ON OTHER SOURCES ASSOCIATED WITH THIS PROJECT. | N | 2030 | 2030 | 0 | 0 | 0 | 0 | 0 | 0 | 0 | 0 | 21 | CANYON REGIONAL WATER AUTHORITY - FUTURE CUSTOMER/SURPLUS SUPPLY | L | WWP | MUNICIPAL | N/A | N/A | L | 94 | GUADALUPE | 0 | 0 | 2004 | 2004 | 2004 | 2004 | N
125 | BRACKISH GROUNDWATER DESALINATION (WILCOX AQUIFER) | Brackish groundwater desalination (Wilcox Aquifer) | L | 6 | NEW SURFACE WATER OR NEW GROUNDWATER SOURCE | 8 | GROUNDWATER DESALINATION | 6 | OTHER INFRASTRUCTURE | This amount not included in the availability estimates. | 2181 | 4390 | CARRIZO-WILCOX AQUIFER- BRACKISH | L | 94 | GUADALUPE | 19 | SAN ANTONIO | 1 | GROUNDWATER | 2 | GROUNDWATER DESALINATION |  | 3236 | 1 | Brackish groundwater desalination (Wilcox Aquifer) | 21 | CANYON REGIONAL WATER AUTHORITY | L | WWP | WWP | N/A | N/A | COSTS SHOWN ON OTHER SOURCES ASSOCIATED WITH THIS PROJECT. | N | 2030 | 2030 | 0 | 0 | 0 | 0 | 0 | 0 | 0 | 0 | 681 | CRYSTAL CLEAR WSC | L | WUG | MUNICIPAL | 4080 | UTILITY | L | 46 | COMAL | 0 | 0 | 130 | 130 | 259 | 259 | N
125 | BRACKISH GROUNDWATER DESALINATION (WILCOX AQUIFER) | Brackish groundwater desalination (Wilcox Aquifer) | L | 6 | NEW SURFACE WATER OR NEW GROUNDWATER SOURCE | 8 | GROUNDWATER DESALINATION | 6 | OTHER INFRASTRUCTURE | This amount not included in the availability estimates. | 2181 | 4390 | CARRIZO-WILCOX AQUIFER- BRACKISH | L | 94 | GUADALUPE | 19 | SAN ANTONIO | 1 | GROUNDWATER | 2 | GROUNDWATER DESALINATION |  | 3236 | 1 | Brackish groundwater desalination (Wilcox Aquifer) | 21 | CANYON REGIONAL WATER AUTHORITY | L | WWP | WWP | N/A | N/A | COSTS SHOWN ON OTHER SOURCES ASSOCIATED WITH THIS PROJECT. | N | 2030 | 2030 | 0 | 0 | 0 | 0 | 0 | 0 | 0 | 0 | 681 | CRYSTAL CLEAR WSC | L | WUG | MUNICIPAL | 4080 | UTILITY | L | 94 | GUADALUPE | 0 | 0 | 130 | 130 | 259 | 259 | N
125 | BRACKISH GROUNDWATER DESALINATION (WILCOX AQUIFER) | Brackish groundwater desalination (Wilcox Aquifer) | L | 6 | NEW SURFACE WATER OR NEW GROUNDWATER SOURCE | 8 | GROUNDWATER DESALINATION | 6 | OTHER INFRASTRUCTURE | This amount not included in the availability estimates. | 2181 | 4390 | CARRIZO-WILCOX AQUIFER- BRACKISH | L | 94 | GUADALUPE | 19 | SAN ANTONIO | 1 | GROUNDWATER | 2 | GROUNDWATER DESALINATION |  | 3236 | 1 | Brackish groundwater desalination (Wilcox Aquifer) | 21 | CANYON REGIONAL WATER AUTHORITY | L | WWP | WWP | N/A | N/A | COSTS SHOWN ON OTHER SOURCES ASSOCIATED WITH THIS PROJECT. | N | 2030 | 2030 | 0 | 0 | 0 | 0 | 0 | 0 | 0 | 0 | 681 | CRYSTAL CLEAR WSC | L | WUG | MUNICIPAL | 4080 | UTILITY | L | 105 | HAYS | 0 | 0 | 130 | 130 | 259 | 259 | N
125 | BRACKISH GROUNDWATER DESALINATION (WILCOX AQUIFER) | Brackish groundwater desalination (Wilcox Aquifer) | L | 6 | NEW SURFACE WATER OR NEW GROUNDWATER SOURCE | 8 | GROUNDWATER DESALINATION | 6 | OTHER INFRASTRUCTURE | This amount not included in the availability estimates. | 2181 | 4390 | CARRIZO-WILCOX AQUIFER- BRACKISH | L | 94 | GUADALUPE | 19 | SAN ANTONIO | 1 | GROUNDWATER | 2 | GROUNDWATER DESALINATION |  | 3236 | 1 | Brackish groundwater desalination (Wilcox Aquifer) | 21 | CANYON REGIONAL WATER AUTHORITY | L | WWP | WWP | N/A | N/A | COSTS SHOWN ON OTHER SOURCES ASSOCIATED WITH THIS PROJECT. | N | 2030 | 2030 | 0 | 0 | 0 | 0 | 0 | 0 | 0 | 0 | 861 | GREEN VALLEY SUD | L | WUG | MUNICIPAL | 4144 | UTILITY | L | 15 | BEXAR | 0 | 0 | 112 | 112 | 225 | 225 | N
125 | BRACKISH GROUNDWATER DESALINATION (WILCOX AQUIFER) | Brackish groundwater desalination (Wilcox Aquifer) | L | 6 | NEW SURFACE WATER OR NEW GROUNDWATER SOURCE | 8 | GROUNDWATER DESALINATION | 6 | OTHER INFRASTRUCTURE | This amount not included in the availability estimates. | 2181 | 4390 | CARRIZO-WILCOX AQUIFER- BRACKISH | L | 94 | GUADALUPE | 19 | SAN ANTONIO | 1 | GROUNDWATER | 2 | GROUNDWATER DESALINATION |  | 3236 | 1 | Brackish groundwater desalination (Wilcox Aquifer) | 21 | CANYON REGIONAL WATER AUTHORITY | L | WWP | WWP | N/A | N/A | COSTS SHOWN ON OTHER SOURCES ASSOCIATED WITH THIS PROJECT. | N | 2030 | 2030 | 0 | 0 | 0 | 0 | 0 | 0 | 0 | 0 | 861 | GREEN VALLEY SUD | L | WUG | MUNICIPAL | 4144 | UTILITY | L | 46 | COMAL | 0 | 0 | 112 | 112 | 225 | 225 | N
125 | BRACKISH GROUNDWATER DESALINATION (WILCOX AQUIFER) | Brackish groundwater desalination (Wilcox Aquifer) | L | 6 | NEW SURFACE WATER OR NEW GROUNDWATER SOURCE | 8 | GROUNDWATER DESALINATION | 6 | OTHER INFRASTRUCTURE | This amount not included in the availability estimates. | 2181 | 4390 | CARRIZO-WILCOX AQUIFER- BRACKISH | L | 94 | GUADALUPE | 19 | SAN ANTONIO | 1 | GROUNDWATER | 2 | GROUNDWATER DESALINATION |  | 3236 | 1 | Brackish groundwater desalination (Wilcox Aquifer) | 21 | CANYON REGIONAL WATER AUTHORITY | L | WWP | WWP | N/A | N/A | COSTS SHOWN ON OTHER SOURCES ASSOCIATED WITH THIS PROJECT. | N | 2030 | 2030 | 0 | 0 | 0 | 0 | 0 | 0 | 0 | 0 | 861 | GREEN VALLEY SUD | L | WUG | MUNICIPAL | 4144 | UTILITY | L | 94 | GUADALUPE | 0 | 0 | 224 | 224 | 450 | 450 | N
125 | BRACKISH GROUNDWATER DESALINATION (WILCOX AQUIFER) | Brackish groundwater desalination (Wilcox Aquifer) | L | 6 | NEW SURFACE WATER OR NEW GROUNDWATER SOURCE | 8 | GROUNDWATER DESALINATION | 6 | OTHER INFRASTRUCTURE | This amount not included in the availability estimates. | 2181 | 4390 | CARRIZO-WILCOX AQUIFER- BRACKISH | L | 94 | GUADALUPE | 19 | SAN ANTONIO | 1 | GROUNDWATER | 2 | GROUNDWATER DESALINATION |  | 3236 | 1 | Brackish groundwater desalination (Wilcox Aquifer) | 681 | CRYSTAL CLEAR WSC | L | WUG | MUNICIPAL | 4080 | UTILITY |  | N | 2030 | 2030 | 0 | 0 | 416520 | 278070 | 348096 | 336441 | 0 | 0 | 681 | CRYSTAL CLEAR WSC | L | WUG | MUNICIPAL | 4080 | UTILITY | L | 46 | COMAL | 0 | 0 | 130 | 130 | 259 | 259 | Y
125 | BRACKISH GROUNDWATER DESALINATION (WILCOX AQUIFER) | Brackish groundwater desalination (Wilcox Aquifer) | L | 6 | NEW SURFACE WATER OR NEW GROUNDWATER SOURCE | 8 | GROUNDWATER DESALINATION | 6 | OTHER INFRASTRUCTURE | This amount not included in the availability estimates. | 2181 | 4390 | CARRIZO-WILCOX AQUIFER- BRACKISH | L | 94 | GUADALUPE | 19 | SAN ANTONIO | 1 | GROUNDWATER | 2 | GROUNDWATER DESALINATION |  | 3236 | 1 | Brackish groundwater desalination (Wilcox Aquifer) | 681 | CRYSTAL CLEAR WSC | L | WUG | MUNICIPAL | 4080 | UTILITY |  | N | 2030 | 2030 | 0 | 0 | 416520 | 278070 | 348096 | 336441 | 0 | 0 | 681 | CRYSTAL CLEAR WSC | L | WUG | MUNICIPAL | 4080 | UTILITY | L | 94 | GUADALUPE | 0 | 0 | 130 | 130 | 259 | 259 | Y
125 | BRACKISH GROUNDWATER DESALINATION (WILCOX AQUIFER) | Brackish groundwater desalination (Wilcox Aquifer) | L | 6 | NEW SURFACE WATER OR NEW GROUNDWATER SOURCE | 8 | GROUNDWATER DESALINATION | 6 | OTHER INFRASTRUCTURE | This amount not included in the availability estimates. | 2181 | 4390 | CARRIZO-WILCOX AQUIFER- BRACKISH | L | 94 | GUADALUPE | 19 | SAN ANTONIO | 1 | GROUNDWATER | 2 | GROUNDWATER DESALINATION |  | 3236 | 1 | Brackish groundwater desalination (Wilcox Aquifer) | 681 | CRYSTAL CLEAR WSC | L | WUG | MUNICIPAL | 4080 | UTILITY |  | N | 2030 | 2030 | 0 | 0 | 416520 | 278070 | 348096 | 336441 | 0 | 0 | 681 | CRYSTAL CLEAR WSC | L | WUG | MUNICIPAL | 4080 | UTILITY | L | 105 | HAYS | 0 | 0 | 130 | 130 | 259 | 259 | Y
125 | BRACKISH GROUNDWATER DESALINATION (WILCOX AQUIFER) | Brackish groundwater desalination (Wilcox Aquifer) | L | 6 | NEW SURFACE WATER OR NEW GROUNDWATER SOURCE | 8 | GROUNDWATER DESALINATION | 6 | OTHER INFRASTRUCTURE | This amount not included in the availability estimates. | 2181 | 4390 | CARRIZO-WILCOX AQUIFER- BRACKISH | L | 94 | GUADALUPE | 19 | SAN ANTONIO | 1 | GROUNDWATER | 2 | GROUNDWATER DESALINATION |  | 3236 | 1 | Brackish groundwater desalination (Wilcox Aquifer) | 861 | GREEN VALLEY SUD | L | WUG | MUNICIPAL | 4144 | UTILITY |  | N | 2030 | 2030 | 0 | 0 | 478464 | 319424 | 403200 | 389700 | 0 | 0 | 861 | GREEN VALLEY SUD | L | WUG | MUNICIPAL | 4144 | UTILITY | L | 15 | BEXAR | 0 | 0 | 112 | 112 | 225 | 225 | Y
125 | BRACKISH GROUNDWATER DESALINATION (WILCOX AQUIFER) | Brackish groundwater desalination (Wilcox Aquifer) | L | 6 | NEW SURFACE WATER OR NEW GROUNDWATER SOURCE | 8 | GROUNDWATER DESALINATION | 6 | OTHER INFRASTRUCTURE | This amount not included in the availability estimates. | 2181 | 4390 | CARRIZO-WILCOX AQUIFER- BRACKISH | L | 94 | GUADALUPE | 19 | SAN ANTONIO | 1 | GROUNDWATER | 2 | GROUNDWATER DESALINATION |  | 3236 | 1 | Brackish groundwater desalination (Wilcox Aquifer) | 861 | GREEN VALLEY SUD | L | WUG | MUNICIPAL | 4144 | UTILITY |  | N | 2030 | 2030 | 0 | 0 | 478464 | 319424 | 403200 | 389700 | 0 | 0 | 861 | GREEN VALLEY SUD | L | WUG | MUNICIPAL | 4144 | UTILITY | L | 46 | COMAL | 0 | 0 | 112 | 112 | 225 | 225 | Y
125 | BRACKISH GROUNDWATER DESALINATION (WILCOX AQUIFER) | Brackish groundwater desalination (Wilcox Aquifer) | L | 6 | NEW SURFACE WATER OR NEW GROUNDWATER SOURCE | 8 | GROUNDWATER DESALINATION | 6 | OTHER INFRASTRUCTURE | This amount not included in the availability estimates. | 2181 | 4390 | CARRIZO-WILCOX AQUIFER- BRACKISH | L | 94 | GUADALUPE | 19 | SAN ANTONIO | 1 | GROUNDWATER | 2 | GROUNDWATER DESALINATION |  | 3236 | 1 | Brackish groundwater desalination (Wilcox Aquifer) | 861 | GREEN VALLEY SUD | L | WUG | MUNICIPAL | 4144 | UTILITY |  | N | 2030 | 2030 | 0 | 0 | 478464 | 319424 | 403200 | 389700 | 0 | 0 | 861 | GREEN VALLEY SUD | L | WUG | MUNICIPAL | 4144 | UTILITY | L | 94 | GUADALUPE | 0 | 0 | 224 | 224 | 450 | 450 | Y
125 | BRACKISH GROUNDWATER DESALINATION (WILCOX AQUIFER) | Brackish groundwater desalination (Wilcox Aquifer) | L | 6 | NEW SURFACE WATER OR NEW GROUNDWATER SOURCE | 8 | GROUNDWATER DESALINATION | 6 | OTHER INFRASTRUCTURE | This amount not included in the availability estimates. | 2180 | 4395 | CARRIZO-WILCOX AQUIFER- BRACKISH | L | 247 | WILSON | 19 | SAN ANTONIO | 1 | GROUNDWATER | 2 | GROUNDWATER DESALINATION |  | 3236 | 1 | Brackish groundwater desalination (Wilcox Aquifer) | 21 | CANYON REGIONAL WATER AUTHORITY | L | WWP | WWP | N/A | N/A |  | N | 2010 | 2030 | 0 | 0 | 7240800 | 7240800 | 6003200 | 6003200 | 97347786 | 20 | 681 | CRYSTAL CLEAR WSC | L | WUG | MUNICIPAL | 4080 | UTILITY | L | 46 | COMAL | 0 | 0 | 0 | 0 | 0 | 0 | N
125 | BRACKISH GROUNDWATER DESALINATION (WILCOX AQUIFER) | Brackish groundwater desalination (Wilcox Aquifer) | L | 6 | NEW SURFACE WATER OR NEW GROUNDWATER SOURCE | 8 | GROUNDWATER DESALINATION | 6 | OTHER INFRASTRUCTURE | This amount not included in the availability estimates. | 2180 | 4395 | CARRIZO-WILCOX AQUIFER- BRACKISH | L | 247 | WILSON | 19 | SAN ANTONIO | 1 | GROUNDWATER | 2 | GROUNDWATER DESALINATION |  | 3236 | 1 | Brackish groundwater desalination (Wilcox Aquifer) | 21 | CANYON REGIONAL WATER AUTHORITY | L | WWP | WWP | N/A | N/A |  | N | 2050 | 2050 | 0 | 0 | 7240800 | 7240800 | 6003200 | 6003200 | 97347786 | 20 | 681 | CRYSTAL CLEAR WSC | L | WUG | MUNICIPAL | 4080 | UTILITY | L | 94 | GUADALUPE | 0 | 0 | 0 | 0 | 938 | 938 | N
125 | BRACKISH GROUNDWATER DESALINATION (WILCOX AQUIFER) | Brackish groundwater desalination (Wilcox Aquifer) | L | 6 | NEW SURFACE WATER OR NEW GROUNDWATER SOURCE | 8 | GROUNDWATER DESALINATION | 6 | OTHER INFRASTRUCTURE | This amount not included in the availability estimates. | 2180 | 4395 | CARRIZO-WILCOX AQUIFER- BRACKISH | L | 247 | WILSON | 19 | SAN ANTONIO | 1 | GROUNDWATER | 2 | GROUNDWATER DESALINATION |  | 3236 | 1 | Brackish groundwater desalination (Wilcox Aquifer) | 21 | CANYON REGIONAL WATER AUTHORITY | L | WWP | WWP | N/A | N/A |  | N | 2030 | 2030 | 0 | 0 | 7240800 | 7240800 | 6003200 | 6003200 | 97347786 | 20 | 681 | CRYSTAL CLEAR WSC | L | WUG | MUNICIPAL | 4080 | UTILITY | L | 105 | HAYS | 0 | 0 | 206 | 206 | 1469 | 1469 | N
125 | BRACKISH GROUNDWATER DESALINATION (WILCOX AQUIFER) | Brackish groundwater desalination (Wilcox Aquifer) | L | 6 | NEW SURFACE WATER OR NEW GROUNDWATER SOURCE | 8 | GROUNDWATER DESALINATION | 6 | OTHER INFRASTRUCTURE | This amount not included in the availability estimates. | 2180 | 4395 | CARRIZO-WILCOX AQUIFER- BRACKISH | L | 247 | WILSON | 19 | SAN ANTONIO | 1 | GROUNDWATER | 2 | GROUNDWATER DESALINATION |  | 3236 | 1 | Brackish groundwater desalination (Wilcox Aquifer) | 21 | CANYON REGIONAL WATER AUTHORITY | L | WWP | WWP | N/A | N/A |  | N | 2030 | 2030 | 0 | 0 | 7240800 | 7240800 | 6003200 | 6003200 | 97347786 | 20 | 861 | GREEN VALLEY SUD | L | WUG | MUNICIPAL | 4144 | UTILITY | L | 15 | BEXAR | 0 | 0 | 638 | 638 | 1278 | 1278 | N
125 | BRACKISH GROUNDWATER DESALINATION (WILCOX AQUIFER) | Brackish groundwater desalination (Wilcox Aquifer) | L | 6 | NEW SURFACE WATER OR NEW GROUNDWATER SOURCE | 8 | GROUNDWATER DESALINATION | 6 | OTHER INFRASTRUCTURE | This amount not included in the availability estimates. | 2180 | 4395 | CARRIZO-WILCOX AQUIFER- BRACKISH | L | 247 | WILSON | 19 | SAN ANTONIO | 1 | GROUNDWATER | 2 | GROUNDWATER DESALINATION |  | 3236 | 1 | Brackish groundwater desalination (Wilcox Aquifer) | 21 | CANYON REGIONAL WATER AUTHORITY | L | WWP | WWP | N/A | N/A |  | N | 2030 | 2030 | 0 | 0 | 7240800 | 7240800 | 6003200 | 6003200 | 97347786 | 20 | 861 | GREEN VALLEY SUD | L | WUG | MUNICIPAL | 4144 | UTILITY | L | 46 | COMAL | 0 | 0 | 638 | 638 | 1278 | 1278 | N
125 | BRACKISH GROUNDWATER DESALINATION (WILCOX AQUIFER) | Brackish groundwater desalination (Wilcox Aquifer) | L | 6 | NEW SURFACE WATER OR NEW GROUNDWATER SOURCE | 8 | GROUNDWATER DESALINATION | 6 | OTHER INFRASTRUCTURE | This amount not included in the availability estimates. | 2180 | 4395 | CARRIZO-WILCOX AQUIFER- BRACKISH | L | 247 | WILSON | 19 | SAN ANTONIO | 1 | GROUNDWATER | 2 | GROUNDWATER DESALINATION |  | 3236 | 1 | Brackish groundwater desalination (Wilcox Aquifer) | 21 | CANYON REGIONAL WATER AUTHORITY | L | WWP | WWP | N/A | N/A |  | N | 2030 | 2030 | 0 | 0 | 7240800 | 7240800 | 6003200 | 6003200 | 97347786 | 20 | 861 | GREEN VALLEY SUD | L | WUG | MUNICIPAL | 4144 | UTILITY | L | 94 | GUADALUPE | 0 | 0 | 1276 | 1276 | 2556 | 2556 | N
125 | BRACKISH GROUNDWATER DESALINATION (WILCOX AQUIFER) | Brackish groundwater desalination (Wilcox Aquifer) | L | 6 | NEW SURFACE WATER OR NEW GROUNDWATER SOURCE | 8 | GROUNDWATER DESALINATION | 6 | OTHER INFRASTRUCTURE | This amount not included in the availability estimates. | 2180 | 4395 | CARRIZO-WILCOX AQUIFER- BRACKISH | L | 247 | WILSON | 19 | SAN ANTONIO | 1 | GROUNDWATER | 2 | GROUNDWATER DESALINATION |  | 3236 | 1 | Brackish groundwater desalination (Wilcox Aquifer) | 681 | CRYSTAL CLEAR WSC | L | WUG | MUNICIPAL | 4080 | UTILITY |  | N | 2030 | 2050 | 0 | 0 | 220008 | 146878 | 1078336 | 1042231 | 0 | 0 | 681 | CRYSTAL CLEAR WSC | L | WUG | MUNICIPAL | 4080 | UTILITY | L | 94 | GUADALUPE | 0 | 0 | 0 | 0 | 938 | 938 | Y
125 | BRACKISH GROUNDWATER DESALINATION (WILCOX AQUIFER) | Brackish groundwater desalination (Wilcox Aquifer) | L | 6 | NEW SURFACE WATER OR NEW GROUNDWATER SOURCE | 8 | GROUNDWATER DESALINATION | 6 | OTHER INFRASTRUCTURE | This amount not included in the availability estimates. | 2180 | 4395 | CARRIZO-WILCOX AQUIFER- BRACKISH | L | 247 | WILSON | 19 | SAN ANTONIO | 1 | GROUNDWATER | 2 | GROUNDWATER DESALINATION |  | 3236 | 1 | Brackish groundwater desalination (Wilcox Aquifer) | 681 | CRYSTAL CLEAR WSC | L | WUG | MUNICIPAL | 4080 | UTILITY |  | N | 2030 | 2030 | 0 | 0 | 220008 | 146878 | 1078336 | 1042231 | 0 | 0 | 681 | CRYSTAL CLEAR WSC | L | WUG | MUNICIPAL | 4080 | UTILITY | L | 105 | HAYS | 0 | 0 | 206 | 206 | 1469 | 1469 | Y
125 | BRACKISH GROUNDWATER DESALINATION (WILCOX AQUIFER) | Brackish groundwater desalination (Wilcox Aquifer) | L | 6 | NEW SURFACE WATER OR NEW GROUNDWATER SOURCE | 8 | GROUNDWATER DESALINATION | 6 | OTHER INFRASTRUCTURE | This amount not included in the availability estimates. | 2180 | 4395 | CARRIZO-WILCOX AQUIFER- BRACKISH | L | 247 | WILSON | 19 | SAN ANTONIO | 1 | GROUNDWATER | 2 | GROUNDWATER DESALINATION |  | 3236 | 1 | Brackish groundwater desalination (Wilcox Aquifer) | 861 | GREEN VALLEY SUD | L | WUG | MUNICIPAL | 4144 | UTILITY |  | N | 2030 | 2030 | 0 | 0 | 2725536 | 1819576 | 2290176 | 2213496 | 0 | 0 | 861 | GREEN VALLEY SUD | L | WUG | MUNICIPAL | 4144 | UTILITY | L | 15 | BEXAR | 0 | 0 | 638 | 638 | 1278 | 1278 | Y
125 | BRACKISH GROUNDWATER DESALINATION (WILCOX AQUIFER) | Brackish groundwater desalination (Wilcox Aquifer) | L | 6 | NEW SURFACE WATER OR NEW GROUNDWATER SOURCE | 8 | GROUNDWATER DESALINATION | 6 | OTHER INFRASTRUCTURE | This amount not included in the availability estimates. | 2180 | 4395 | CARRIZO-WILCOX AQUIFER- BRACKISH | L | 247 | WILSON | 19 | SAN ANTONIO | 1 | GROUNDWATER | 2 | GROUNDWATER DESALINATION |  | 3236 | 1 | Brackish groundwater desalination (Wilcox Aquifer) | 861 | GREEN VALLEY SUD | L | WUG | MUNICIPAL | 4144 | UTILITY |  | N | 2030 | 2030 | 0 | 0 | 2725536 | 1819576 | 2290176 | 2213496 | 0 | 0 | 861 | GREEN VALLEY SUD | L | WUG | MUNICIPAL | 4144 | UTILITY | L | 46 | COMAL | 0 | 0 | 638 | 638 | 1278 | 1278 | Y
125 | BRACKISH GROUNDWATER DESALINATION (WILCOX AQUIFER) | Brackish groundwater desalination (Wilcox Aquifer) | L | 6 | NEW SURFACE WATER OR NEW GROUNDWATER SOURCE | 8 | GROUNDWATER DESALINATION | 6 | OTHER INFRASTRUCTURE | This amount not included in the availability estimates. | 2180 | 4395 | CARRIZO-WILCOX AQUIFER- BRACKISH | L | 247 | WILSON | 19 | SAN ANTONIO | 1 | GROUNDWATER | 2 | GROUNDWATER DESALINATION |  | 3236 | 1 | Brackish groundwater desalination (Wilcox Aquifer) | 861 | GREEN VALLEY SUD | L | WUG | MUNICIPAL | 4144 | UTILITY |  | N | 2030 | 2030 | 0 | 0 | 2725536 | 1819576 | 2290176 | 2213496 | 0 | 0 | 861 | GREEN VALLEY SUD | L | WUG | MUNICIPAL | 4144 | UTILITY | L | 94 | GUADALUPE | 0 | 0 | 1276 | 1276 | 2556 | 2556 | Y
125 | BRACKISH GROUNDWATER DESALINATION (WILCOX AQUIFER) | Brackish groundwater desalination (Wilcox Aquifer) | L | 6 | NEW SURFACE WATER OR NEW GROUNDWATER SOURCE | 8 | GROUNDWATER DESALINATION | 6 | OTHER INFRASTRUCTURE | This amount not included in the availability estimates. | 2180 | 4395 | CARRIZO-WILCOX AQUIFER- BRACKISH | L | 247 | WILSON | 19 | SAN ANTONIO | 1 | GROUNDWATER | 2 | GROUNDWATER DESALINATION |  | 3234 | 1 | Brackish groundwater desalination (Wilcox Aquifer) | 2121 | SCHERTZ-SEGUIN LOCAL GOVERNMENT CORPORATION | L | WWP | WWP | N/A | N/A |  | N | 2030 | 2030 | 0 | 0 | 2586000 | 2586000 | 1072000 | 1072000 | 17374408 | 20 | 2336 | SCHERTZ | L | WUG | MUNICIPAL | 543 | CITY | L | 94 | GUADALUPE | 0 | 0 | 2000 | 2000 | 2000 | 2000 | N
125 | BRACKISH GROUNDWATER DESALINATION (WILCOX AQUIFER) | Brackish groundwater desalination (Wilcox Aquifer) | L | 6 | NEW SURFACE WATER OR NEW GROUNDWATER SOURCE | 8 | GROUNDWATER DESALINATION | 6 | OTHER INFRASTRUCTURE | This amount not included in the availability estimates. | 2180 | 4395 | CARRIZO-WILCOX AQUIFER- BRACKISH | L | 247 | WILSON | 19 | SAN ANTONIO | 1 | GROUNDWATER | 2 | GROUNDWATER DESALINATION |  | 3237 | 1 | Brackish groundwater desalination (Wilcox Aquifer) | 134 | SPRINGS HILL WSC | L | BOTH | MUNICIPAL | 4345 | UTILITY |  | N | 2060 | 2060 | 0 | 0 | 0 | 0 | 0 | 804000 | 13030806 | 20 | 134 | SPRINGS HILL WSC | L | BOTH | MUNICIPAL | 4345 | UTILITY | L | 94 | GUADALUPE | 0 | 0 | 0 | 0 | 0 | 1500 | N
125 | BRACKISH GROUNDWATER DESALINATION (WILCOX AQUIFER) | Brackish groundwater desalination (Wilcox Aquifer) | L | 6 | NEW SURFACE WATER OR NEW GROUNDWATER SOURCE | 8 | GROUNDWATER DESALINATION | 6 | OTHER INFRASTRUCTURE | This amount not included in the availability estimates. | 2180 | 4395 | CARRIZO-WILCOX AQUIFER- BRACKISH | L | 247 | WILSON | 19 | SAN ANTONIO | 1 | GROUNDWATER | 2 | GROUNDWATER DESALINATION |  | 3238 | 1 | Brackish groundwater desalination (Wilcox Aquifer) | 2395 | SS WSC | L | WUG | MUNICIPAL | 4346 | UTILITY |  | N | 2040 | 2040 | 0 | 0 | 0 | 2108960 | 2108960 | 856800 | 14357000 | 20 | 2395 | SS WSC | L | WUG | MUNICIPAL | 4346 | UTILITY | L | 247 | WILSON | 0 | 0 | 0 | 1120 | 1120 | 1120 | N
53 | BRACKISH WATER DESALINATION | Brackish water desalination | M | 6 | NEW SURFACE WATER OR NEW GROUNDWATER SOURCE | 8 | GROUNDWATER DESALINATION | 5 | PIPELINE, WATER TREATMENT PLANT, AND OTHER |  | 1663 | 1723 | CARRIZO-WILCOX AQUIFER | M | 240 | WEBB | 21 | NUECES | 1 | GROUNDWATER | 2 | GROUNDWATER DESALINATION |  | 6062 | 2 | Brackish water desalination | 1306 | LAREDO | M | WUG | MUNICIPAL | 347 | CITY |  | N | 2010 | 2010 | 0 | 0 | 0 | 0 | 0 | 0 | 0 | 0 | 1306 | LAREDO | M | WUG | MUNICIPAL | 347 | CITY | M | 240 | WEBB | 0 | 0 | 0 | 0 | 0 | 0 | N
53 | BRACKISH WATER DESALINATION | Brackish water desalination | M | 6 | NEW SURFACE WATER OR NEW GROUNDWATER SOURCE | 8 | GROUNDWATER DESALINATION | 5 | PIPELINE, WATER TREATMENT PLANT, AND OTHER |  | 2395 | 4445 | CARRIZO-WILCOX AQUIFER- BRACKISH | M | 162 | MAVERICK | 23 | RIO GRANDE | 1 | GROUNDWATER | 2 | GROUNDWATER DESALINATION |  | 6060 | 1 | Brackish water desalination | 44 | EAGLE PASS | M | BOTH | MUNICIPAL | 173 | CITY |  | N | 2020 | 2020 | 0 | 120926 | 120926 | 120926 | 126507.2 | 298129.1 | 2356585.92 | 20 | 44 | EAGLE PASS | M | BOTH | MUNICIPAL | 173 | CITY | M | 162 | MAVERICK | 0 | 260 | 260 | 260 | 272 | 641 | N
53 | BRACKISH WATER DESALINATION | Brackish water desalination | M | 6 | NEW SURFACE WATER OR NEW GROUNDWATER SOURCE | 8 | GROUNDWATER DESALINATION | 5 | PIPELINE, WATER TREATMENT PLANT, AND OTHER |  | 180 | 1726 | GULF COAST AQUIFER | M | 31 | CAMERON | 22 | NUECES-RIO GRANDE | 1 | GROUNDWATER | 2 | GROUNDWATER DESALINATION |  | 6066 | 1 | Brackish water desalination | 300 | BROWNSVILLE | M | WUG | MUNICIPAL | 80 | CITY |  | N | 2010 | 2010 | 3913351.4 | 3914746.7 | 3916142 | 3918002.4 | 7826702.8 | 7966697.9 | 62973416.85 | 20 | 300 | BROWNSVILLE | M | WUG | MUNICIPAL | 80 | CITY | M | 31 | CAMERON | 8414 | 8417 | 8420 | 8424 | 16828 | 17129 | N
53 | BRACKISH WATER DESALINATION | Brackish water desalination | M | 6 | NEW SURFACE WATER OR NEW GROUNDWATER SOURCE | 8 | GROUNDWATER DESALINATION | 5 | PIPELINE, WATER TREATMENT PLANT, AND OTHER |  | 180 | 1726 | GULF COAST AQUIFER | M | 31 | CAMERON | 22 | NUECES-RIO GRANDE | 1 | GROUNDWATER | 2 | GROUNDWATER DESALINATION |  | 6066 | 2 | Brackish water desalination | 388 | COMBES | M | WUG | MUNICIPAL | 690 | CITY |  | N | 2020 | 2020 | 0 | 11627.5 | 11627.5 | 11627.5 | 11627.5 | 11627.5 | 91910.53 | 20 | 388 | COMBES | M | WUG | MUNICIPAL | 690 | CITY | M | 31 | CAMERON | 0 | 25 | 25 | 25 | 25 | 25 | N
53 | BRACKISH WATER DESALINATION | Brackish water desalination | M | 6 | NEW SURFACE WATER OR NEW GROUNDWATER SOURCE | 8 | GROUNDWATER DESALINATION | 5 | PIPELINE, WATER TREATMENT PLANT, AND OTHER |  | 180 | 1726 | GULF COAST AQUIFER | M | 31 | CAMERON | 22 | NUECES-RIO GRANDE | 1 | GROUNDWATER | 2 | GROUNDWATER DESALINATION |  | 6094 | 1 | Brackish water desalination | 734 | EAST RIO HONDO WSC | M | WUG | MUNICIPAL | 4099 | UTILITY |  | N | 2010 | 2010 | 46510 | 46510 | 46510 | 46510 | 82322.7 | 421380.6 | 3330837.51 | 20 | 734 | EAST RIO HONDO WSC | M | WUG | MUNICIPAL | 4099 | UTILITY | M | 31 | CAMERON | 100 | 100 | 100 | 100 | 177 | 906 | N
53 | BRACKISH WATER DESALINATION | Brackish water desalination | M | 6 | NEW SURFACE WATER OR NEW GROUNDWATER SOURCE | 8 | GROUNDWATER DESALINATION | 5 | PIPELINE, WATER TREATMENT PLANT, AND OTHER |  | 180 | 1726 | GULF COAST AQUIFER | M | 31 | CAMERON | 22 | NUECES-RIO GRANDE | 1 | GROUNDWATER | 2 | GROUNDWATER DESALINATION |  | 6064 | 1 | Brackish water desalination | 68 | HARLINGEN | M | BOTH | MUNICIPAL | 265 | CITY |  | N | 2020 | 2020 | 0 | 23255 | 23255 | 23255 | 284176.1 | 906014.8 | 7072621.41 | 20 | 68 | HARLINGEN | M | BOTH | MUNICIPAL | 265 | CITY | M | 31 | CAMERON | 0 | 50 | 50 | 50 | 611 | 1948 | N
53 | BRACKISH WATER DESALINATION | Brackish water desalination | M | 6 | NEW SURFACE WATER OR NEW GROUNDWATER SOURCE | 8 | GROUNDWATER DESALINATION | 5 | PIPELINE, WATER TREATMENT PLANT, AND OTHER |  | 180 | 1726 | GULF COAST AQUIFER | M | 31 | CAMERON | 22 | NUECES-RIO GRANDE | 1 | GROUNDWATER | 2 | GROUNDWATER DESALINATION |  | 6066 | 1 | Brackish water desalination | 973 | INDIAN LAKE | M | WUG | MUNICIPAL | 1026 | CITY |  | N | 2010 | 2010 | 8371.8 | 12557.7 | 16743.6 | 21394.6 | 25115.4 | 29766.4 | 235290.95 | 20 | 973 | INDIAN LAKE | M | WUG | MUNICIPAL | 1026 | CITY | M | 31 | CAMERON | 18 | 27 | 36 | 46 | 54 | 64 | N
53 | BRACKISH WATER DESALINATION | Brackish water desalination | M | 6 | NEW SURFACE WATER OR NEW GROUNDWATER SOURCE | 8 | GROUNDWATER DESALINATION | 5 | PIPELINE, WATER TREATMENT PLANT, AND OTHER |  | 180 | 1726 | GULF COAST AQUIFER | M | 31 | CAMERON | 22 | NUECES-RIO GRANDE | 1 | GROUNDWATER | 2 | GROUNDWATER DESALINATION |  | 6089 | 1 | Brackish water desalination | 1277 | LA FERIA | M | WUG | MUNICIPAL | 333 | CITY |  | N | 2020 | 2020 | 0 | 83718 | 83718 | 83718 | 83718 | 83718 | 661755.8 | 20 | 1277 | LA FERIA | M | WUG | MUNICIPAL | 333 | CITY | M | 31 | CAMERON | 0 | 180 | 180 | 180 | 180 | 180 | N
53 | BRACKISH WATER DESALINATION | Brackish water desalination | M | 6 | NEW SURFACE WATER OR NEW GROUNDWATER SOURCE | 8 | GROUNDWATER DESALINATION | 5 | PIPELINE, WATER TREATMENT PLANT, AND OTHER |  | 180 | 1726 | GULF COAST AQUIFER | M | 31 | CAMERON | 22 | NUECES-RIO GRANDE | 1 | GROUNDWATER | 2 | GROUNDWATER DESALINATION |  | 6087 | 1 | Brackish water desalination | 82 | LAGUNA MADRE WD | M | BOTH | MUNICIPAL | 4224 | UTILITY |  | N | 2010 | 2010 | 93020 | 93020 | 372080 | 930200 | 1395300 | 1860400 | 7581933.84 | 20 | 82 | LAGUNA MADRE WD | M | BOTH | MUNICIPAL | 4224 | UTILITY | M | 31 | CAMERON | 200 | 200 | 800 | 2000 | 3000 | 4000 | N
53 | BRACKISH WATER DESALINATION | Brackish water desalination | M | 6 | NEW SURFACE WATER OR NEW GROUNDWATER SOURCE | 8 | GROUNDWATER DESALINATION | 5 | PIPELINE, WATER TREATMENT PLANT, AND OTHER |  | 180 | 1726 | GULF COAST AQUIFER | M | 31 | CAMERON | 22 | NUECES-RIO GRANDE | 1 | GROUNDWATER | 2 | GROUNDWATER DESALINATION |  | 6066 | 1 | Brackish water desalination | 1599 | LOS FRESNOS | M | WUG | MUNICIPAL | 369 | CITY |  | N | 2030 | 2030 | 0 | 0 | 95810.6 | 220457.4 | 344174 | 463704.7 | 3665391.83 | 20 | 1599 | LOS FRESNOS | M | WUG | MUNICIPAL | 369 | CITY | M | 31 | CAMERON | 0 | 0 | 206 | 474 | 740 | 997 | N
53 | BRACKISH WATER DESALINATION | Brackish water desalination | M | 6 | NEW SURFACE WATER OR NEW GROUNDWATER SOURCE | 8 | GROUNDWATER DESALINATION | 5 | PIPELINE, WATER TREATMENT PLANT, AND OTHER |  | 180 | 1726 | GULF COAST AQUIFER | M | 31 | CAMERON | 22 | NUECES-RIO GRANDE | 1 | GROUNDWATER | 2 | GROUNDWATER DESALINATION |  | 6100 | 1 | Brackish water desalination | 2221 | PORT ISABEL | M | WUG | MUNICIPAL | 477 | CITY |  | N | 2010 | 2010 | 439054.4 | 486029.5 | 534399.9 | 580909.9 | 631140.7 | 680441.3 | 5378604.05 | 20 | 2221 | PORT ISABEL | M | WUG | MUNICIPAL | 477 | CITY | M | 31 | CAMERON | 944 | 1045 | 1149 | 1249 | 1357 | 1463 | N
53 | BRACKISH WATER DESALINATION | Brackish water desalination | M | 6 | NEW SURFACE WATER OR NEW GROUNDWATER SOURCE | 8 | GROUNDWATER DESALINATION | 5 | PIPELINE, WATER TREATMENT PLANT, AND OTHER |  | 180 | 1726 | GULF COAST AQUIFER | M | 31 | CAMERON | 22 | NUECES-RIO GRANDE | 1 | GROUNDWATER | 2 | GROUNDWATER DESALINATION |  | 6101 | 1 | Brackish water desalination | 2235 | PRIMERA | M | WUG | MUNICIPAL | 735 | CITY |  | N | 2010 | 2010 | 23720.1 | 32557 | 44184.5 | 51626.1 | 57672.4 | 52556.3 | 415435.58 | 20 | 2235 | PRIMERA | M | WUG | MUNICIPAL | 735 | CITY | M | 31 | CAMERON | 51 | 70 | 95 | 111 | 124 | 113 | N
53 | BRACKISH WATER DESALINATION | Brackish water desalination | M | 6 | NEW SURFACE WATER OR NEW GROUNDWATER SOURCE | 8 | GROUNDWATER DESALINATION | 5 | PIPELINE, WATER TREATMENT PLANT, AND OTHER |  | 180 | 1726 | GULF COAST AQUIFER | M | 31 | CAMERON | 22 | NUECES-RIO GRANDE | 1 | GROUNDWATER | 2 | GROUNDWATER DESALINATION |  | 6066 | 1 | Brackish water desalination | 133 | SOUTHMOST REGIONAL WATER AUTHORITY | M | WWP | WWP | N/A | N/A |  | N | 2010 | 2010 | 1179958.7 | 1179958.7 | 1179958.7 | 1179958.7 | 1179958.7 | 1179958.7 | 290602.77 | 20 | 300 | BROWNSVILLE | M | WUG | MUNICIPAL | 80 | CITY | M | 31 | CAMERON | 1000 | 1000 | 1000 | 1000 | 1000 | 1000 | N
53 | BRACKISH WATER DESALINATION | Brackish water desalination | M | 6 | NEW SURFACE WATER OR NEW GROUNDWATER SOURCE | 8 | GROUNDWATER DESALINATION | 5 | PIPELINE, WATER TREATMENT PLANT, AND OTHER |  | 180 | 1726 | GULF COAST AQUIFER | M | 31 | CAMERON | 22 | NUECES-RIO GRANDE | 1 | GROUNDWATER | 2 | GROUNDWATER DESALINATION |  | 6066 | 1 | Brackish water desalination | 133 | SOUTHMOST REGIONAL WATER AUTHORITY | M | WWP | WWP | N/A | N/A |  | N | 2010 | 2010 | 1179958.7 | 1179958.7 | 1179958.7 | 1179958.7 | 1179958.7 | 1179958.7 | 290602.77 | 20 | 973 | INDIAN LAKE | M | WUG | MUNICIPAL | 1026 | CITY | M | 31 | CAMERON | 10 | 10 | 10 | 10 | 10 | 10 | N
53 | BRACKISH WATER DESALINATION | Brackish water desalination | M | 6 | NEW SURFACE WATER OR NEW GROUNDWATER SOURCE | 8 | GROUNDWATER DESALINATION | 5 | PIPELINE, WATER TREATMENT PLANT, AND OTHER |  | 180 | 1726 | GULF COAST AQUIFER | M | 31 | CAMERON | 22 | NUECES-RIO GRANDE | 1 | GROUNDWATER | 2 | GROUNDWATER DESALINATION |  | 6066 | 1 | Brackish water desalination | 133 | SOUTHMOST REGIONAL WATER AUTHORITY | M | WWP | WWP | N/A | N/A |  | N | 2010 | 2010 | 1179958.7 | 1179958.7 | 1179958.7 | 1179958.7 | 1179958.7 | 1179958.7 | 290602.77 | 20 | 1599 | LOS FRESNOS | M | WUG | MUNICIPAL | 369 | CITY | M | 31 | CAMERON | 1000 | 1000 | 1000 | 1000 | 1000 | 1000 | N
53 | BRACKISH WATER DESALINATION | Brackish water desalination | M | 6 | NEW SURFACE WATER OR NEW GROUNDWATER SOURCE | 8 | GROUNDWATER DESALINATION | 5 | PIPELINE, WATER TREATMENT PLANT, AND OTHER |  | 180 | 1726 | GULF COAST AQUIFER | M | 31 | CAMERON | 22 | NUECES-RIO GRANDE | 1 | GROUNDWATER | 2 | GROUNDWATER DESALINATION |  | 6066 | 1 | Brackish water desalination | 133 | SOUTHMOST REGIONAL WATER AUTHORITY | M | WWP | WWP | N/A | N/A |  | N | 2010 | 2010 | 1179958.7 | 1179958.7 | 1179958.7 | 1179958.7 | 1179958.7 | 1179958.7 | 290602.77 | 20 | 151 | VALLEY MUD #2 | M | BOTH | MUNICIPAL | 4369 | UTILITY | M | 31 | CAMERON | 527 | 527 | 527 | 527 | 527 | 527 | N
53 | BRACKISH WATER DESALINATION | Brackish water desalination | M | 6 | NEW SURFACE WATER OR NEW GROUNDWATER SOURCE | 8 | GROUNDWATER DESALINATION | 5 | PIPELINE, WATER TREATMENT PLANT, AND OTHER |  | 180 | 1726 | GULF COAST AQUIFER | M | 31 | CAMERON | 22 | NUECES-RIO GRANDE | 1 | GROUNDWATER | 2 | GROUNDWATER DESALINATION |  | 6066 | 2 | Brackish water desalination | 151 | VALLEY MUD #2 | M | BOTH | MUNICIPAL | 4369 | UTILITY |  | N | 2020 | 2020 | 0 | 124646.8 | 125111.9 | 125111.9 | 125111.9 | 125111.9 | 30812.83 | 20 | 388 | COMBES | M | WUG | MUNICIPAL | 690 | CITY | M | 31 | CAMERON | 0 | 268 | 268 | 268 | 268 | 268 | N
53 | BRACKISH WATER DESALINATION | Brackish water desalination | M | 6 | NEW SURFACE WATER OR NEW GROUNDWATER SOURCE | 8 | GROUNDWATER DESALINATION | 5 | PIPELINE, WATER TREATMENT PLANT, AND OTHER |  | 180 | 1726 | GULF COAST AQUIFER | M | 31 | CAMERON | 22 | NUECES-RIO GRANDE | 1 | GROUNDWATER | 2 | GROUNDWATER DESALINATION |  | 6066 | 1 | Brackish water desalination | 151 | VALLEY MUD #2 | M | BOTH | MUNICIPAL | 4369 | UTILITY |  | N | 2020 | 2020 | 0 | 124646.8 | 125111.9 | 125111.9 | 125111.9 | 125111.9 | 988957.27 | 20 | 151 | VALLEY MUD #2 | M | BOTH | MUNICIPAL | 4369 | UTILITY | M | 31 | CAMERON | 0 | 268 | 269 | 269 | 269 | 269 | N
53 | BRACKISH WATER DESALINATION | Brackish water desalination | M | 6 | NEW SURFACE WATER OR NEW GROUNDWATER SOURCE | 8 | GROUNDWATER DESALINATION | 5 | PIPELINE, WATER TREATMENT PLANT, AND OTHER |  | 192 | 1735 | GULF COAST AQUIFER | M | 245 | WILLACY | 22 | NUECES-RIO GRANDE | 1 | GROUNDWATER | 2 | GROUNDWATER DESALINATION |  | 6092 | 1 | Brackish water desalination | 103 | NORTH ALAMO WSC | M | BOTH | MUNICIPAL | 4273 | UTILITY |  | N | 2010 | 2010 | 5209585.1 | 5209585.1 | 5209585.1 | 5209585.1 | 5209585.1 | 5209585.1 | 41179592.63 | 20 | 103 | NORTH ALAMO WSC | M | BOTH | MUNICIPAL | 4273 | UTILITY | M | 245 | WILLACY | 11201 | 11201 | 11201 | 11201 | 11201 | 11201 | N
53 | BRACKISH WATER DESALINATION | Brackish water desalination | M | 6 | NEW SURFACE WATER OR NEW GROUNDWATER SOURCE | 8 | GROUNDWATER DESALINATION | 5 | PIPELINE, WATER TREATMENT PLANT, AND OTHER |  | 192 | 1735 | GULF COAST AQUIFER | M | 245 | WILLACY | 22 | NUECES-RIO GRANDE | 1 | GROUNDWATER | 2 | GROUNDWATER DESALINATION |  | 6102 | 1 | Brackish water desalination | 2253 | RAYMONDVILLE | M | WUG | MUNICIPAL | 495 | CITY |  | N | 2020 | 2020 | 0 | 46510 | 46510 | 46510 | 46510 | 46510 | 367642.11 | 20 | 2253 | RAYMONDVILLE | M | WUG | MUNICIPAL | 495 | CITY | M | 245 | WILLACY | 0 | 100 | 100 | 100 | 100 | 100 | N
53 | BRACKISH WATER DESALINATION | Brackish water desalination | M | 6 | NEW SURFACE WATER OR NEW GROUNDWATER SOURCE | 8 | GROUNDWATER DESALINATION | 5 | PIPELINE, WATER TREATMENT PLANT, AND OTHER |  | 192 | 1735 | GULF COAST AQUIFER | M | 245 | WILLACY | 22 | NUECES-RIO GRANDE | 1 | GROUNDWATER | 2 | GROUNDWATER DESALINATION |  | 6103 | 1 | Brackish water desalination | 2325 | SAN PERLITA | M | WUG | MUNICIPAL | 956 | CITY |  | N | 2010 | 2010 | 11627.5 | 11627.5 | 11627.5 | 11627.5 | 11627.5 | 11627.5 | 91910.53 | 20 | 2325 | SAN PERLITA | M | WUG | MUNICIPAL | 956 | CITY | M | 245 | WILLACY | 25 | 25 | 25 | 25 | 25 | 25 | N
53 | BRACKISH WATER DESALINATION | Brackish water desalination | M | 6 | NEW SURFACE WATER OR NEW GROUNDWATER SOURCE | 8 | GROUNDWATER DESALINATION | 5 | PIPELINE, WATER TREATMENT PLANT, AND OTHER |  | 199 | 4448 | GULF COAST AQUIFER- BRACKISH | M | 31 | CAMERON | 23 | RIO GRANDE | 1 | GROUNDWATER | 2 | GROUNDWATER DESALINATION |  | 6066 | 1 | Brackish water desalination | 133 | SOUTHMOST REGIONAL WATER AUTHORITY | M | WWP | WWP | N/A | N/A |  | N | 2010 | 2010 | 2023650.1 | 2023650.1 | 2023650.1 | 2023650.1 | 2023650.1 | 2023650.1 | 498388.9 | 20 | 300 | BROWNSVILLE | M | WUG | MUNICIPAL | 80 | CITY | M | 31 | CAMERON | 2903 | 2903 | 2903 | 2903 | 2903 | 2903 | N
53 | BRACKISH WATER DESALINATION | Brackish water desalination | M | 6 | NEW SURFACE WATER OR NEW GROUNDWATER SOURCE | 8 | GROUNDWATER DESALINATION | 5 | PIPELINE, WATER TREATMENT PLANT, AND OTHER |  | 199 | 4448 | GULF COAST AQUIFER- BRACKISH | M | 31 | CAMERON | 23 | RIO GRANDE | 1 | GROUNDWATER | 2 | GROUNDWATER DESALINATION |  | 6066 | 1 | Brackish water desalination | 133 | SOUTHMOST REGIONAL WATER AUTHORITY | M | WWP | WWP | N/A | N/A |  | N | 2010 | 2010 | 2023650.1 | 2023650.1 | 2023650.1 | 2023650.1 | 2023650.1 | 2023650.1 | 498388.9 | 20 | 973 | INDIAN LAKE | M | WUG | MUNICIPAL | 1026 | CITY | M | 31 | CAMERON | 6 | 6 | 6 | 6 | 6 | 6 | N
53 | BRACKISH WATER DESALINATION | Brackish water desalination | M | 6 | NEW SURFACE WATER OR NEW GROUNDWATER SOURCE | 8 | GROUNDWATER DESALINATION | 5 | PIPELINE, WATER TREATMENT PLANT, AND OTHER |  | 199 | 4448 | GULF COAST AQUIFER- BRACKISH | M | 31 | CAMERON | 23 | RIO GRANDE | 1 | GROUNDWATER | 2 | GROUNDWATER DESALINATION |  | 6066 | 1 | Brackish water desalination | 133 | SOUTHMOST REGIONAL WATER AUTHORITY | M | WWP | WWP | N/A | N/A |  | N | 2010 | 2010 | 2023650.1 | 2023650.1 | 2023650.1 | 2023650.1 | 2023650.1 | 2023650.1 | 498388.9 | 20 | 1599 | LOS FRESNOS | M | WUG | MUNICIPAL | 369 | CITY | M | 31 | CAMERON | 915 | 915 | 915 | 915 | 915 | 915 | N
53 | BRACKISH WATER DESALINATION | Brackish water desalination | M | 6 | NEW SURFACE WATER OR NEW GROUNDWATER SOURCE | 8 | GROUNDWATER DESALINATION | 5 | PIPELINE, WATER TREATMENT PLANT, AND OTHER |  | 199 | 4448 | GULF COAST AQUIFER- BRACKISH | M | 31 | CAMERON | 23 | RIO GRANDE | 1 | GROUNDWATER | 2 | GROUNDWATER DESALINATION |  | 6066 | 1 | Brackish water desalination | 133 | SOUTHMOST REGIONAL WATER AUTHORITY | M | WWP | WWP | N/A | N/A |  | N | 2010 | 2010 | 2023650.1 | 2023650.1 | 2023650.1 | 2023650.1 | 2023650.1 | 2023650.1 | 498388.9 | 20 | 151 | VALLEY MUD #2 | M | BOTH | MUNICIPAL | 4369 | UTILITY | M | 31 | CAMERON | 527 | 527 | 527 | 527 | 527 | 527 | N
53 | BRACKISH WATER DESALINATION | Brackish water desalination | M | 6 | NEW SURFACE WATER OR NEW GROUNDWATER SOURCE | 8 | GROUNDWATER DESALINATION | 5 | PIPELINE, WATER TREATMENT PLANT, AND OTHER |  | 163 | 4410 | GULF COAST AQUIFER- BRACKISH | M | 108 | HIDALGO | 22 | NUECES-RIO GRANDE | 1 | GROUNDWATER | 2 | GROUNDWATER DESALINATION |  | 6091 | 1 | Brackish water desalination | 168 | ALAMO | M | WUG | MUNICIPAL | 3 | CITY |  | N | 2020 | 2020 | 0 | 38603.3 | 133948.8 | 218131.9 | 410218.2 | 606490.4 | 4794053.1 | 20 | 168 | ALAMO | M | WUG | MUNICIPAL | 3 | CITY | M | 108 | HIDALGO | 0 | 83 | 288 | 469 | 882 | 1304 | N
53 | BRACKISH WATER DESALINATION | Brackish water desalination | M | 6 | NEW SURFACE WATER OR NEW GROUNDWATER SOURCE | 8 | GROUNDWATER DESALINATION | 5 | PIPELINE, WATER TREATMENT PLANT, AND OTHER |  | 163 | 4410 | GULF COAST AQUIFER- BRACKISH | M | 108 | HIDALGO | 22 | NUECES-RIO GRANDE | 1 | GROUNDWATER | 2 | GROUNDWATER DESALINATION |  | 6093 | 1 | Brackish water desalination | 718 | DONNA | M | WUG | MUNICIPAL | 168 | CITY |  | N | 2020 | 2020 | 0 | 23255 | 23255 | 23255 | 23255 | 23255 | 183821.05 | 20 | 718 | DONNA | M | WUG | MUNICIPAL | 168 | CITY | M | 108 | HIDALGO | 0 | 50 | 50 | 50 | 50 | 50 | N
53 | BRACKISH WATER DESALINATION | Brackish water desalination | M | 6 | NEW SURFACE WATER OR NEW GROUNDWATER SOURCE | 8 | GROUNDWATER DESALINATION | 5 | PIPELINE, WATER TREATMENT PLANT, AND OTHER |  | 163 | 4410 | GULF COAST AQUIFER- BRACKISH | M | 108 | HIDALGO | 22 | NUECES-RIO GRANDE | 1 | GROUNDWATER | 2 | GROUNDWATER DESALINATION |  | 6095 | 1 | Brackish water desalination | 761 | ELSA | M | WUG | MUNICIPAL | 190 | CITY |  | N | 2020 | 2020 | 0 | 46510 | 46510 | 46510 | 46510 | 46510 | 367642.11 | 20 | 761 | ELSA | M | WUG | MUNICIPAL | 190 | CITY | M | 108 | HIDALGO | 0 | 100 | 100 | 100 | 100 | 100 | N
53 | BRACKISH WATER DESALINATION | Brackish water desalination | M | 6 | NEW SURFACE WATER OR NEW GROUNDWATER SOURCE | 8 | GROUNDWATER DESALINATION | 5 | PIPELINE, WATER TREATMENT PLANT, AND OTHER |  | 163 | 4410 | GULF COAST AQUIFER- BRACKISH | M | 108 | HIDALGO | 22 | NUECES-RIO GRANDE | 1 | GROUNDWATER | 2 | GROUNDWATER DESALINATION |  | 6096 | 1 | Brackish water desalination | 1280 | LA JOYA | M | WUG | MUNICIPAL | 336 | CITY |  | N | 2010 | 2010 | 23255 | 23255 | 46510 | 55812 | 55812 | 55812 | 441170.53 | 20 | 1280 | LA JOYA | M | WUG | MUNICIPAL | 336 | CITY | M | 108 | HIDALGO | 50 | 50 | 100 | 120 | 120 | 120 | N
53 | BRACKISH WATER DESALINATION | Brackish water desalination | M | 6 | NEW SURFACE WATER OR NEW GROUNDWATER SOURCE | 8 | GROUNDWATER DESALINATION | 5 | PIPELINE, WATER TREATMENT PLANT, AND OTHER |  | 163 | 4410 | GULF COAST AQUIFER- BRACKISH | M | 108 | HIDALGO | 22 | NUECES-RIO GRANDE | 1 | GROUNDWATER | 2 | GROUNDWATER DESALINATION |  | 6097 | 1 | Brackish water desalination | 96 | MCALLEN | M | BOTH | MUNICIPAL | 376 | CITY |  | N | 2010 | 2010 | 1562736 | 1562736 | 2855248.9 | 3069660 | 3777077.1 | 4102647.1 | 32429710.43 | 20 | 96 | MCALLEN | M | BOTH | MUNICIPAL | 376 | CITY | M | 108 | HIDALGO | 3360 | 3360 | 6139 | 6600 | 8121 | 8821 | N
53 | BRACKISH WATER DESALINATION | Brackish water desalination | M | 6 | NEW SURFACE WATER OR NEW GROUNDWATER SOURCE | 8 | GROUNDWATER DESALINATION | 5 | PIPELINE, WATER TREATMENT PLANT, AND OTHER |  | 163 | 4410 | GULF COAST AQUIFER- BRACKISH | M | 108 | HIDALGO | 22 | NUECES-RIO GRANDE | 1 | GROUNDWATER | 2 | GROUNDWATER DESALINATION |  | 6098 | 1 | Brackish water desalination | 1827 | MERCEDES | M | WUG | MUNICIPAL | 397 | CITY |  | N | 2010 | 2010 | 260456 | 260456 | 260456 | 260456 | 260456 | 260456 | 2058795.81 | 20 | 1827 | MERCEDES | M | WUG | MUNICIPAL | 397 | CITY | M | 108 | HIDALGO | 560 | 560 | 560 | 560 | 560 | 560 | N
53 | BRACKISH WATER DESALINATION | Brackish water desalination | M | 6 | NEW SURFACE WATER OR NEW GROUNDWATER SOURCE | 8 | GROUNDWATER DESALINATION | 5 | PIPELINE, WATER TREATMENT PLANT, AND OTHER |  | 163 | 4410 | GULF COAST AQUIFER- BRACKISH | M | 108 | HIDALGO | 22 | NUECES-RIO GRANDE | 1 | GROUNDWATER | 2 | GROUNDWATER DESALINATION |  | 6099 | 1 | Brackish water desalination | 2070 | MISSION | M | WUG | MUNICIPAL | 408 | CITY |  | N | 2010 | 2010 | 260456 | 260456 | 260456 | 260456 | 260456 | 260456 | 2058795.81 | 20 | 2070 | MISSION | M | WUG | MUNICIPAL | 408 | CITY | M | 108 | HIDALGO | 560 | 560 | 560 | 560 | 560 | 560 | N
53 | BRACKISH WATER DESALINATION | Brackish water desalination | M | 6 | NEW SURFACE WATER OR NEW GROUNDWATER SOURCE | 8 | GROUNDWATER DESALINATION | 5 | PIPELINE, WATER TREATMENT PLANT, AND OTHER |  | 163 | 4410 | GULF COAST AQUIFER- BRACKISH | M | 108 | HIDALGO | 22 | NUECES-RIO GRANDE | 1 | GROUNDWATER | 2 | GROUNDWATER DESALINATION |  | 6092 | 1 | Brackish water desalination | 103 | NORTH ALAMO WSC | M | BOTH | MUNICIPAL | 4273 | UTILITY |  | N | 2010 | 2010 | 5209585.1 | 5209585.1 | 5209585.1 | 5209585.1 | 5209585.1 | 5209585.1 | 41179592.63 | 20 | 103 | NORTH ALAMO WSC | M | BOTH | MUNICIPAL | 4273 | UTILITY | M | 108 | HIDALGO | 11201 | 11201 | 11201 | 11201 | 11201 | 11201 | N
53 | BRACKISH WATER DESALINATION | Brackish water desalination | M | 6 | NEW SURFACE WATER OR NEW GROUNDWATER SOURCE | 8 | GROUNDWATER DESALINATION | 5 | PIPELINE, WATER TREATMENT PLANT, AND OTHER |  | 163 | 4410 | GULF COAST AQUIFER- BRACKISH | M | 108 | HIDALGO | 22 | NUECES-RIO GRANDE | 1 | GROUNDWATER | 2 | GROUNDWATER DESALINATION |  | 6092 | 2 | Brackish water desalination | 103 | NORTH ALAMO WSC | M | BOTH | MUNICIPAL | 4273 | UTILITY |  | N | 2010 | 2010 | 5209585.1 | 5209585.1 | 5209585.1 | 5209585.1 | 5209585.1 | 5209585.1 | 2566055.65 | 20 | 103 | NORTH ALAMO WSC - FUTURE CUSTOMER/SURPLUS SUPPLY | M | BOTH | MUNICIPAL | N/A | N/A | M | 108 | HIDALGO | 11201 | 11201 | 11201 | 11201 | 11201 | 11201 | N
53 | BRACKISH WATER DESALINATION | Brackish water desalination | M | 6 | NEW SURFACE WATER OR NEW GROUNDWATER SOURCE | 8 | GROUNDWATER DESALINATION | 5 | PIPELINE, WATER TREATMENT PLANT, AND OTHER |  | 163 | 4410 | GULF COAST AQUIFER- BRACKISH | M | 108 | HIDALGO | 22 | NUECES-RIO GRANDE | 1 | GROUNDWATER | 2 | GROUNDWATER DESALINATION |  | 6104 | 1 | Brackish water desalination | 2590 | WESLACO | M | WUG | MUNICIPAL | 638 | CITY |  | N | 2010 | 2010 | 46510 | 46510 | 46510 | 46510 | 116275 | 162785 | 1286747.38 | 20 | 2590 | WESLACO | M | WUG | MUNICIPAL | 638 | CITY | M | 108 | HIDALGO | 100 | 100 | 100 | 100 | 250 | 350 | N
53 | BRACKISH WATER DESALINATION | Brackish water desalination | M | 6 | NEW SURFACE WATER OR NEW GROUNDWATER SOURCE | 8 | GROUNDWATER DESALINATION | 5 | PIPELINE, WATER TREATMENT PLANT, AND OTHER |  | 1667 | 4411 | GULF COAST AQUIFER- BRACKISH | M | 240 | WEBB | 22 | NUECES-RIO GRANDE | 1 | GROUNDWATER | 2 | GROUNDWATER DESALINATION |  | 6062 | 2 | Brackish water desalination | 1306 | LAREDO | M | WUG | MUNICIPAL | 347 | CITY |  | N | 2020 | 2020 | 0 | 733462.7 | 733462.7 | 2372010 | 2372010 | 2372010 | 18749747.56 | 20 | 1306 | LAREDO | M | WUG | MUNICIPAL | 347 | CITY | M | 240 | WEBB | 0 | 1577 | 1577 | 5100 | 5100 | 5100 | N
53 | BRACKISH WATER DESALINATION | Brackish water desalination | M | 6 | NEW SURFACE WATER OR NEW GROUNDWATER SOURCE | 8 | GROUNDWATER DESALINATION | 5 | PIPELINE, WATER TREATMENT PLANT, AND OTHER |  | 189 | 1739 | OTHER AQUIFER | M | 162 | MAVERICK | 23 | RIO GRANDE | 1 | GROUNDWATER | 2 | GROUNDWATER DESALINATION |  | 6060 | 1 | Brackish water desalination | 44 | EAGLE PASS | M | BOTH | MUNICIPAL | 173 | CITY |  | N | 2020 | 2020 | 0 | 120926 | 120926 | 120926 | 126507.2 | 298129.1 | 73423.88 | 20 | 44 | EAGLE PASS | M | BOTH | MUNICIPAL | 173 | CITY | M | 162 | MAVERICK | 0 | 130 | 130 | 130 | 130 | 130 | N
53 | BRACKISH WATER DESALINATION | Brackish water desalination | M | 6 | NEW SURFACE WATER OR NEW GROUNDWATER SOURCE | 8 | GROUNDWATER DESALINATION | 5 | PIPELINE, WATER TREATMENT PLANT, AND OTHER |  | 1659 | 1742 | OTHER AQUIFER | M | 214 | STARR | 23 | RIO GRANDE | 1 | GROUNDWATER | 2 | GROUNDWATER DESALINATION |  | 6065 | 1 | Brackish water desalination | 2271 | RIO GRANDE CITY | M | WUG | MUNICIPAL | 502 | CITY |  | N | 2010 | 2010 | 260456 | 520912 | 520912 | 522307.3 | 611141.4 | 696719.8 | 5507278.79 | 20 | 2271 | RIO GRANDE CITY | M | WUG | MUNICIPAL | 502 | CITY | M | 214 | STARR | 560 | 1120 | 1120 | 1123 | 1314 | 1498 | N
53 | BRACKISH WATER DESALINATION | Brackish water desalination | M | 6 | NEW SURFACE WATER OR NEW GROUNDWATER SOURCE | 8 | GROUNDWATER DESALINATION | 5 | PIPELINE, WATER TREATMENT PLANT, AND OTHER |  | 1661 | 3996 | YEGUA-JACKSON AQUIFER | M | 240 | WEBB | 21 | NUECES | 1 | GROUNDWATER | 2 | GROUNDWATER DESALINATION |  | 6062 | 2 | Brackish water desalination | 1306 | LAREDO | M | WUG | MUNICIPAL | 347 | CITY |  | N | 2020 | 2020 | 0 | 708347.3 | 708347.3 | 1162750 | 1162750 | 1162750 | 9191052.72 | 20 | 1306 | LAREDO | M | WUG | MUNICIPAL | 347 | CITY | M | 240 | WEBB | 0 | 1523 | 1523 | 2500 | 2500 | 2500 | N
53 | BRACKISH WATER DESALINATION | Brackish water desalination | M | 6 | NEW SURFACE WATER OR NEW GROUNDWATER SOURCE | 8 | GROUNDWATER DESALINATION | 5 | PIPELINE, WATER TREATMENT PLANT, AND OTHER |  | 190 | 3997 | YEGUA-JACKSON AQUIFER | M | 240 | WEBB | 23 | RIO GRANDE | 1 | GROUNDWATER | 2 | GROUNDWATER DESALINATION |  | 6062 | 1 | Brackish water desalination | 1306 | LAREDO | M | WUG | MUNICIPAL | 347 | CITY |  | N | 2010 | 2010 | 520912 | 1162750 | 1162750 | 1162750 | 1162750 | 1162750 | 9191052.72 | 20 | 1306 | LAREDO | M | WUG | MUNICIPAL | 347 | CITY | M | 240 | WEBB | 1120 | 2500 | 2500 | 2500 | 2500 | 2500 | N
728 | BRAZORIA CO. INTERRUPTIBLE SUPPLIES FOR IRR. | Brazoria County interruptible supplies for irrigation | H | 5 | EXISTING SOURCE OR EXPANDED USE OF AN EXISTING SOURCE (SURFACE WATER OR GROUNDWATER) | 5 | OTHER SURFACE WATER | 1 | NO INFRASTRUCTURE |  | 2121 | 531 | BRAZOS RIVER RUN-OF-RIVER | H | 79 | FORT BEND | 12 | BRAZOS | 0 | SURFACE WATER | 1 | NO WATER QUALITY IMPROVEMENTS |  | 2525 | 1 | Brazoria County interruptible supplies for irrigation | 998 | IRRIGATION, BRAZORIA | H | WUG | IRRIGATION | 1004 | N/A |  | Y | 2010 | 2010 | 0 | 0 | 0 | 0 | 0 | 0 | 0 | 0 | 998 | IRRIGATION, BRAZORIA | H | WUG | IRRIGATION | 1004 | N/A | H | 20 | BRAZORIA | 46166 | 33222 | 40498 | 40498 | 40498 | 40498 | N
728 | BRAZORIA CO. INTERRUPTIBLE SUPPLIES FOR IRR. | Brazoria County interruptible supplies for irrigation | H | 5 | EXISTING SOURCE OR EXPANDED USE OF AN EXISTING SOURCE (SURFACE WATER OR GROUNDWATER) | 5 | OTHER SURFACE WATER | 1 | NO INFRASTRUCTURE |  | 2122 | 3874 | BRAZOS RIVER RUN-OF-RIVER | H | 79 | FORT BEND | 12 | BRAZOS | 0 | SURFACE WATER | 1 | NO WATER QUALITY IMPROVEMENTS |  | 2525 | 1 | Brazoria County interruptible supplies for irrigation | 998 | IRRIGATION, BRAZORIA | H | WUG | IRRIGATION | 1004 | N/A |  | Y | 2010 | 2010 | 0 | 0 | 0 | 0 | 0 | 0 | 0 | 0 | 998 | IRRIGATION, BRAZORIA | H | WUG | IRRIGATION | 1004 | N/A | H | 20 | BRAZORIA | 6538 | 7874 | 1378 | 1378 | 1378 | 1378 | N
728 | BRAZORIA CO. INTERRUPTIBLE SUPPLIES FOR IRR. | Brazoria County interruptible supplies for irrigation | H | 5 | EXISTING SOURCE OR EXPANDED USE OF AN EXISTING SOURCE (SURFACE WATER OR GROUNDWATER) | 5 | OTHER SURFACE WATER | 1 | NO INFRASTRUCTURE |  | 2123 | 3877 | BRAZOS RIVER RUN-OF-RIVER | H | 79 | FORT BEND | 12 | BRAZOS | 0 | SURFACE WATER | 1 | NO WATER QUALITY IMPROVEMENTS |  | 2525 | 1 | Brazoria County interruptible supplies for irrigation | 998 | IRRIGATION, BRAZORIA | H | WUG | IRRIGATION | 1004 | N/A |  | Y | 2010 | 2010 | 0 | 0 | 0 | 0 | 0 | 0 | 0 | 0 | 998 | IRRIGATION, BRAZORIA | H | WUG | IRRIGATION | 1004 | N/A | H | 20 | BRAZORIA | 26674 | 32126 | 5622 | 5622 | 5622 | 5622 | N
728 | BRAZORIA CO. INTERRUPTIBLE SUPPLIES FOR IRR. | Brazoria County interruptible supplies for irrigation | H | 5 | EXISTING SOURCE OR EXPANDED USE OF AN EXISTING SOURCE (SURFACE WATER OR GROUNDWATER) | 5 | OTHER SURFACE WATER | 1 | NO INFRASTRUCTURE |  | 2122 | 3874 | BRAZOS RIVER RUN-OF-RIVER | H | 79 | FORT BEND | 12 | BRAZOS | 0 | SURFACE WATER | 1 | NO WATER QUALITY IMPROVEMENTS |  | 2525 | 1 | Brazoria County interruptible supplies for irrigation | 1059 | IRRIGATION, GALVESTON | H | WUG | IRRIGATION | 1004 | N/A |  | Y | 2010 | 2010 | 0 | 0 | 0 | 0 | 0 | 0 | 0 | 0 | 1059 | IRRIGATION, GALVESTON | H | WUG | IRRIGATION | 1004 | N/A | H | 84 | GALVESTON | 1336 | 0 | 0 | 0 | 0 | 0 | N
728 | BRAZORIA CO. INTERRUPTIBLE SUPPLIES FOR IRR. | Brazoria County interruptible supplies for irrigation | H | 5 | EXISTING SOURCE OR EXPANDED USE OF AN EXISTING SOURCE (SURFACE WATER OR GROUNDWATER) | 5 | OTHER SURFACE WATER | 1 | NO INFRASTRUCTURE |  | 2123 | 3877 | BRAZOS RIVER RUN-OF-RIVER | H | 79 | FORT BEND | 12 | BRAZOS | 0 | SURFACE WATER | 1 | NO WATER QUALITY IMPROVEMENTS |  | 2525 | 1 | Brazoria County interruptible supplies for irrigation | 1059 | IRRIGATION, GALVESTON | H | WUG | IRRIGATION | 1004 | N/A |  | Y | 2010 | 2010 | 0 | 0 | 0 | 0 | 0 | 0 | 0 | 0 | 1059 | IRRIGATION, GALVESTON | H | WUG | IRRIGATION | 1004 | N/A | H | 84 | GALVESTON | 5452 | 0 | 0 | 0 | 0 | 0 | N
728 | BRAZORIA CO. INTERRUPTIBLE SUPPLIES FOR IRR. | Brazoria County interruptible supplies for irrigation | H | 5 | EXISTING SOURCE OR EXPANDED USE OF AN EXISTING SOURCE (SURFACE WATER OR GROUNDWATER) | 5 | OTHER SURFACE WATER | 1 | NO INFRASTRUCTURE |  | 2124 | 523 | SAN JACINTO-BRAZOS RIVER RUN-OF-RIVER | H | 20 | BRAZORIA | 11 | SAN JACINTO-BRAZOS | 0 | SURFACE WATER | 1 | NO WATER QUALITY IMPROVEMENTS |  | 2519 | 1 | Brazoria County interruptible supplies for irrigation | 998 | IRRIGATION, BRAZORIA | H | WUG | IRRIGATION | 1004 | N/A |  | Y | 2010 | 2010 | 0 | 0 | 0 | 0 | 0 | 0 | 0 | 0 | 998 | IRRIGATION, BRAZORIA | H | WUG | IRRIGATION | 1004 | N/A | H | 20 | BRAZORIA | 18811 | 13537 | 16502 | 16502 | 16502 | 16502 | N
896 | BRAZORIA OFF-CHANNEL RESERVOIR | Brazoria off-channel reservoir | H | 6 | NEW SURFACE WATER OR NEW GROUNDWATER SOURCE | 4 | NEW MAJOR RESERVOIR | 6 | OTHER INFRASTRUCTURE |  | 2462 | 4454 | BRAZORIA OFF-CHANNEL LAKE/RESERVOIR | H | 999 | RESERVOIR | 12 | BRAZOS | 0 | SURFACE WATER | 1 | NO WATER QUALITY IMPROVEMENTS |  | 2002 | 1 | Brazoria off-channel reservoir | 14 | BRAZOS RIVER AUTHORITY | G | WWP | WWP | N/A | N/A |  | N | 2060 | 2060 | 0 | 0 | 0 | 0 | 0 | 28951707 | 173898602 | 40 | 14 | BRAZOS RIVER AUTHORITY - FUTURE CUSTOMER/SURPLUS SUPPLY | G | WWP | MUNICIPAL | N/A | N/A | H | 20 | BRAZORIA | 0 | 0 | 0 | 0 | 0 | 24000 | N
729 | BRAZOS SALTWATER BARRIER | Brazos saltwater barrier | H | 5 | EXISTING SOURCE OR EXPANDED USE OF AN EXISTING SOURCE (SURFACE WATER OR GROUNDWATER) | 5 | OTHER SURFACE WATER | 6 | OTHER INFRASTRUCTURE |  | 2027 | 3981 | BRAZOS RIVER AUTHORITY MAIN STEM LAKE/RESERVOIR SYSTEM | G | 999 | RESERVOIR | 12 | BRAZOS | 0 | SURFACE WATER | 1 | NO WATER QUALITY IMPROVEMENTS |  | 2025 | 1 | Brazos saltwater barrier | 14 | BRAZOS RIVER AUTHORITY | G | WWP | WWP | N/A | N/A |  | N | 2010 | 2020 | 0 | 4988930 | 4988930 | 1111768 | 1111768 | 1111768 | 44470739 | 20 | 14 | BRAZOS RIVER AUTHORITY - FUTURE CUSTOMER/SURPLUS SUPPLY | G | WWP | MUNICIPAL | N/A | N/A | H | 20 | BRAZORIA | 0 | 0 | 0 | 0 | 0 | 0 | N
54 | BROWNSVILLE WEIR & RESERVOIR | Brownsville weir and reservoir | M | 6 | NEW SURFACE WATER OR NEW GROUNDWATER SOURCE | 4 | NEW MAJOR RESERVOIR | 1 | NO INFRASTRUCTURE | permit to divert up to 40,000 AFY excess flows; storage volume = 6,000 AFY; firm yield in year 2010 = 20,643 AFY; firm yield in year 2060 = 23,643 AFY. Also note that as a part of SB3, the state legislature designated the Brownsville Weir & Reservoir as a "Unique Reservoir Site" | 256 | 831 | AMISTAD-FALCON LAKE/RESERVOIR SYSTEM | M | 999 | RESERVOIR | 23 | RIO GRANDE | 0 | SURFACE WATER | 1 | NO WATER QUALITY IMPROVEMENTS |  | 6055 | 1 | Brownsville weir and reservoir | 300 | BROWNSVILLE | M | WUG | MUNICIPAL | 80 | CITY |  | Y | 2020 | 2020 | 0 | 3775604.7 | 3775604.7 | 3775604.7 | 3775604.7 | 4324304.7 | 98411077.33 | 20 | 300 | BROWNSVILLE | M | WUG | MUNICIPAL | 80 | CITY | M | 31 | CAMERON | 0 | 20643 | 20643 | 20643 | 20643 | 23643 | N
481 | BRUSH CONTROL | Brush control | F | 2 | BRUSH CONTROL | 13 | OTHER - BRUSH CONTROL | 1 | NO INFRASTRUCTURE |  | 1209 | 1904 | CONCHO RIVER COMBINED RUN-OF-RIVER CITY OF SAN ANGELO | F | 226 | TOM GREEN | 14 | COLORADO | 0 | SURFACE WATER | 1 | NO WATER QUALITY IMPROVEMENTS | Supplies determined by the Upper Colorado River Authority | 7075 | 1 | Brush control | 125 | SAN ANGELO | F | BOTH | MUNICIPAL | 529 | CITY | Supply as determined by the Upper Colorado River Authority. Costs under development. | N | 2010 | 2010 | 4604000 | 4604000 | 4604000 | 4604000 | 4604000 | 4604000 | 23020000 | 20 | 125 | SAN ANGELO | F | BOTH | MUNICIPAL | 529 | CITY | F | 226 | TOM GREEN | 8362 | 8362 | 8362 | 8362 | 8362 | 8362 | N
174 | BRUSHY CREEK RESERVOIR | Brushy Creek Reservoir | G | 6 | NEW SURFACE WATER OR NEW GROUNDWATER SOURCE | 4 | NEW MAJOR RESERVOIR | 6 | OTHER INFRASTRUCTURE | WR # 61204335A Marlin has current rights to the following amounts in each decade for WR 61204355A: 2010 = 3,678 / 2020 = 3,650 / 2030 = 3,622 / 2040 = 3,594 / 2050 = 3,566 / 2060 = 3,538. The additional yield of 2,090 in each decade will become available once the Brushy Creek Reservoir is built. | 811 | 387 | BRUSHY CREEK LAKE/RESERVOIR | G | 999 | RESERVOIR | 12 | BRAZOS | 0 | SURFACE WATER | 1 | NO WATER QUALITY IMPROVEMENTS |  | 2036 | 1 | Brushy Creek Reservoir | 1801 | MARLIN | G | WUG | MUNICIPAL | 387 | CITY |  | N | 2010 | 2010 | 1012000 | 1012000 | 449000 | 449000 | 140000 | 140000 | 18553000 | 40 | 1801 | MARLIN | G | WUG | MUNICIPAL | 387 | CITY | G | 73 | FALLS | 2090 | 2090 | 2090 | 2090 | 2090 | 2090 | N
781 | CEDAR RIDGE RESERVOIR | Cedar Ridge Reservoir | G | 6 | NEW SURFACE WATER OR NEW GROUNDWATER SOURCE | 4 | NEW MAJOR RESERVOIR | 6 | OTHER INFRASTRUCTURE |  | 2204 | 4364 | CEDAR RIDGE LAKE/RESERVOIR | G | 999 | RESERVOIR | 12 | BRAZOS | 0 | SURFACE WATER | 1 | NO WATER QUALITY IMPROVEMENTS |  | 2020 | 1 | Cedar Ridge Reservoir | 1 | ABILENE | G | BOTH | MUNICIPAL | 2 | CITY |  | N | 2010 | 2020 | 0 | 27297000 | 27297000 | 15960000 | 15960000 | 5646000 | 285214000 | 40 | 1 | ABILENE | G | BOTH | MUNICIPAL | 2 | CITY | G | 127 | JONES | 0 | 0 | 0 | 0 | 0 | 0 | N
781 | CEDAR RIDGE RESERVOIR | Cedar Ridge Reservoir | G | 6 | NEW SURFACE WATER OR NEW GROUNDWATER SOURCE | 4 | NEW MAJOR RESERVOIR | 6 | OTHER INFRASTRUCTURE |  | 2204 | 4364 | CEDAR RIDGE LAKE/RESERVOIR | G | 999 | RESERVOIR | 12 | BRAZOS | 0 | SURFACE WATER | 1 | NO WATER QUALITY IMPROVEMENTS |  | 2020 | 1 | Cedar Ridge Reservoir | 1 | ABILENE | G | BOTH | MUNICIPAL | 2 | CITY |  | N | 2020 | 2020 | 0 | 27297000 | 27297000 | 15960000 | 15960000 | 5646000 | 285214000 | 40 | 1 | ABILENE | G | BOTH | MUNICIPAL | 2 | CITY | G | 221 | TAYLOR | 0 | 11880 | 3380 | 3380 | 3380 | 3380 | N
781 | CEDAR RIDGE RESERVOIR | Cedar Ridge Reservoir | G | 6 | NEW SURFACE WATER OR NEW GROUNDWATER SOURCE | 4 | NEW MAJOR RESERVOIR | 6 | OTHER INFRASTRUCTURE |  | 2204 | 4364 | CEDAR RIDGE LAKE/RESERVOIR | G | 999 | RESERVOIR | 12 | BRAZOS | 0 | SURFACE WATER | 1 | NO WATER QUALITY IMPROVEMENTS |  | 2020 | 1 | Cedar Ridge Reservoir | 1 | ABILENE | G | BOTH | MUNICIPAL | 2 | CITY |  | N | 2020 | 2020 | 0 | 27297000 | 27297000 | 15960000 | 15960000 | 5646000 | 285214000 | 40 | 2460 | STEAM ELECTRIC POWER, NOLAN | G | WUG | STEAM ELECTRIC | 1002 | N/A | G | 177 | NOLAN | 0 | 11500 | 20000 | 20000 | 20000 | 20000 | N
681 | CHCRWA GRP | CHCRWA Groundwater Reduction Plan | H | 5 | EXISTING SOURCE OR EXPANDED USE OF AN EXISTING SOURCE (SURFACE WATER OR GROUNDWATER) | 5 | OTHER SURFACE WATER | 1 | NO INFRASTRUCTURE | Volume (4,806 afy) associated with this strategy is recursive to existing supply. | 2143 | 519 | HOUSTON LAKE/RESERVOIR | H | 999 | RESERVOIR | 10 | SAN JACINTO | 0 | SURFACE WATER | 1 | NO WATER QUALITY IMPROVEMENTS |  | 4309 | 2 | Luce Bayou transfer | 2677 | CENTRAL HARRIS COUNTY REGIONAL WATER AUTHORITY | H | BOTH | MUNICIPAL | 8003 | CRU |  | N | 2010 | 2010 | 0 | 0 | 0 | 0 | 0 | 0 | 0 | 0 | 2677 | CENTRAL HARRIS COUNTY REGIONAL WATER AUTHORITY | H | BOTH | MUNICIPAL | 8003 | CRU | H | 101 | HARRIS | 2375 | 3352 | 3237 | 3095 | 3006 | 2921 | Y
681 | CHCRWA GRP | CHCRWA Groundwater Reduction Plan | H | 5 | EXISTING SOURCE OR EXPANDED USE OF AN EXISTING SOURCE (SURFACE WATER OR GROUNDWATER) | 5 | OTHER SURFACE WATER | 1 | NO INFRASTRUCTURE | Volume (4,806 afy) associated with this strategy is recursive to existing supply. | 2469 | 510 | LIVINGSTON-WALLISVILLE LAKE/RESERVOIR SYSTEM | H | 999 | RESERVOIR | 8 | TRINITY | 0 | SURFACE WATER | 1 | NO WATER QUALITY IMPROVEMENTS |  | 4309 | 2 | Luce Bayou transfer | 2677 | CENTRAL HARRIS COUNTY REGIONAL WATER AUTHORITY | H | BOTH | MUNICIPAL | 8003 | CRU |  | Y | 2020 | 2020 | 0 | 0 | 0 | 0 | 0 | 0 | 0 | 0 | 2677 | CENTRAL HARRIS COUNTY REGIONAL WATER AUTHORITY | H | BOTH | MUNICIPAL | 8003 | CRU | H | 101 | HARRIS | 0 | 794 | 1552 | 1711 | 1800 | 1885 | Y
703 | CHCRWA INTERNAL DISTRIBUTION | CHCRWA internal distribution | H | 5 | EXISTING SOURCE OR EXPANDED USE OF AN EXISTING SOURCE (SURFACE WATER OR GROUNDWATER) | 5 | OTHER SURFACE WATER | 2 | PIPELINE |  | 1932 | 519 | HOUSTON LAKE/RESERVOIR | H | 999 | RESERVOIR | 10 | SAN JACINTO | 0 | SURFACE WATER | 1 | NO WATER QUALITY IMPROVEMENTS |  | 4309 | 2 | Luce Bayou transfer | 2677 | CENTRAL HARRIS COUNTY REGIONAL WATER AUTHORITY | H | BOTH | MUNICIPAL | 8003 | CRU |  | N | 2010 | 2010 | 0 | 0 | 0 | 0 | 0 | 0 | 0 | 0 | 2677 | CENTRAL HARRIS COUNTY REGIONAL WATER AUTHORITY | H | BOTH | MUNICIPAL | 8003 | CRU | H | 101 | HARRIS | 2375 | 3352 | 3237 | 3095 | 3006 | 2921 | Y
703 | CHCRWA INTERNAL DISTRIBUTION | CHCRWA internal distribution | H | 5 | EXISTING SOURCE OR EXPANDED USE OF AN EXISTING SOURCE (SURFACE WATER OR GROUNDWATER) | 5 | OTHER SURFACE WATER | 2 | PIPELINE |  | 1933 | 510 | LIVINGSTON-WALLISVILLE LAKE/RESERVOIR SYSTEM | H | 999 | RESERVOIR | 8 | TRINITY | 0 | SURFACE WATER | 1 | NO WATER QUALITY IMPROVEMENTS |  | 4309 | 2 | Luce Bayou transfer | 2677 | CENTRAL HARRIS COUNTY REGIONAL WATER AUTHORITY | H | BOTH | MUNICIPAL | 8003 | CRU |  | Y | 2020 | 2020 | 0 | 0 | 0 | 0 | 0 | 0 | 0 | 0 | 2677 | CENTRAL HARRIS COUNTY REGIONAL WATER AUTHORITY | H | BOTH | MUNICIPAL | 8003 | CRU | H | 101 | HARRIS | 0 | 794 | 1552 | 1711 | 1800 | 1885 | Y
702 | CHCRWA TRANSMISSION LINE | CHCRWA transmission line | H | 5 | EXISTING SOURCE OR EXPANDED USE OF AN EXISTING SOURCE (SURFACE WATER OR GROUNDWATER) | 5 | OTHER SURFACE WATER | 2 | PIPELINE |  | 1934 | 519 | HOUSTON LAKE/RESERVOIR | H | 999 | RESERVOIR | 10 | SAN JACINTO | 0 | SURFACE WATER | 1 | NO WATER QUALITY IMPROVEMENTS |  | 4309 | 2 | Luce Bayou transfer | 2677 | CENTRAL HARRIS COUNTY REGIONAL WATER AUTHORITY | H | BOTH | MUNICIPAL | 8003 | CRU |  | N | 2010 | 2010 | 0 | 0 | 0 | 0 | 0 | 0 | 0 | 0 | 2677 | CENTRAL HARRIS COUNTY REGIONAL WATER AUTHORITY | H | BOTH | MUNICIPAL | 8003 | CRU | H | 101 | HARRIS | 2375 | 3352 | 3237 | 3095 | 3006 | 2921 | Y
702 | CHCRWA TRANSMISSION LINE | CHCRWA transmission line | H | 5 | EXISTING SOURCE OR EXPANDED USE OF AN EXISTING SOURCE (SURFACE WATER OR GROUNDWATER) | 5 | OTHER SURFACE WATER | 2 | PIPELINE |  | 1935 | 510 | LIVINGSTON-WALLISVILLE LAKE/RESERVOIR SYSTEM | H | 999 | RESERVOIR | 8 | TRINITY | 0 | SURFACE WATER | 1 | NO WATER QUALITY IMPROVEMENTS |  | 4309 | 2 | Luce Bayou transfer | 2677 | CENTRAL HARRIS COUNTY REGIONAL WATER AUTHORITY | H | BOTH | MUNICIPAL | 8003 | CRU |  | Y | 2020 | 2020 | 0 | 0 | 0 | 0 | 0 | 0 | 0 | 0 | 2677 | CENTRAL HARRIS COUNTY REGIONAL WATER AUTHORITY | H | BOTH | MUNICIPAL | 8003 | CRU | H | 101 | HARRIS | 0 | 794 | 1552 | 1711 | 1800 | 1885 | Y
694 | RICHMOND ROSENBERG GRP (WFB SWTP) | Cities of Richmond-Rosenberg Groundwater Reduction Plan - West Fort Bend surface water treatment plant | H | 5 | EXISTING SOURCE OR EXPANDED USE OF AN EXISTING SOURCE (SURFACE WATER OR GROUNDWATER) | 5 | OTHER SURFACE WATER | 1 | NO INFRASTRUCTURE |  | 1929 | 3981 | BRAZOS RIVER AUTHORITY MAIN STEM LAKE/RESERVOIR SYSTEM | G | 999 | RESERVOIR | 12 | BRAZOS | 0 | SURFACE WATER | 1 | NO WATER QUALITY IMPROVEMENTS |  | 2026 | 1 | Cities of Richmond-Rosenberg Groundwater Reduction Plan - West Fort Bend surface water treatment plant | 2684 | RICHMOND-ROSENBERG | H | WWP | WWP | N/A | N/A |  | N | 2020 | 2020 | 0 | 6652597 | 13441309 | 16083787 | 13471435 | 17440442 | 117220150 | 20 | 2267 | RICHMOND | H | WUG | MUNICIPAL | 500 | CITY | H | 79 | FORT BEND | 0 | 7500 | 7500 | 7500 | 7500 | 7500 | N
344 | COA CONSERVATION | City of Austin conservation | K | 3 | CONSERVATION | 1 | MUNICIPAL CONSERVATION | 1 | NO INFRASTRUCTURE |  | 1405 | 2683 | CONSERVATION | K | 227 | TRAVIS | 14 | COLORADO | 3 | CONSERVATION | 1 | NO WATER QUALITY IMPROVEMENTS |  | 3058 | 1 | City of Austin conservation | 7 | AUSTIN | K | BOTH | MUNICIPAL | 30 | CITY |  | N | 2010 | 2010 | 2368128 | 2283552 | 2452704 | 2621856 | 1902960 | 1707167 | 0 | 0 | 7 | AUSTIN | K | BOTH | MUNICIPAL | 30 | CITY | K | 227 | TRAVIS | 11030 | 18795 | 24036 | 25385 | 30401 | 36370 | N
403 | COA DIRECT REUSE (MUNICIPAL & MANUFACTURING) | City of Austin direct reuse (municipal and manufacturing) | K | 8 | REUSE | 7 | REUSE | 6 | OTHER INFRASTRUCTURE |  | 1431 | 4196 | DIRECT REUSE | K | 227 | TRAVIS | 14 | COLORADO | 2 | REUSE | 1 | NO WATER QUALITY IMPROVEMENTS |  | 7072 | 1 | City of Austin direct reuse (municipal and manufacturing) | 7 | AUSTIN | K | BOTH | MUNICIPAL | 30 | CITY |  | N | 2010 | 2010 | 4376693 | 11590620 | 18787527 | 25758608 | 30821518 | 34438268 | 302250510 | 20 | 7 | AUSTIN | K | BOTH | MUNICIPAL | 30 | CITY | K | 227 | TRAVIS | 5143 | 13620 | 22077 | 30268 | 36218 | 40468 | N
404 | COA DIRECT REUSE (STEAM ELECTRIC) | City of Austin direct reuse (steam-electric) | K | 8 | REUSE | 7 | REUSE | 6 | OTHER INFRASTRUCTURE |  | 1432 | 4196 | DIRECT REUSE | K | 227 | TRAVIS | 14 | COLORADO | 2 | REUSE | 1 | NO WATER QUALITY IMPROVEMENTS |  | 7073 | 1 | City of Austin direct reuse (steam-electric) | 7 | AUSTIN | K | BOTH | MUNICIPAL | 30 | CITY |  | N | 2010 | 2010 | 1970065 | 2821065 | 6225065 | 7076065 | 10480065 | 11331065 | 302250510 | 20 | 2474 | STEAM ELECTRIC POWER, TRAVIS | K | WUG | STEAM ELECTRIC | 1002 | N/A | K | 227 | TRAVIS | 2315 | 3315 | 7315 | 8315 | 12315 | 13315 | N
384 | COA RETURN FLOWS | City of Austin return flows | K | 8 | REUSE | 7 | REUSE | 1 | NO INFRASTRUCTURE |  | 1621 | 4223 | INDIRECT REUSE | K | 227 | TRAVIS | 14 | COLORADO | 2 | REUSE | 1 | NO WATER QUALITY IMPROVEMENTS |  | 3320 | 1 | City of Austin return flows | 7 | AUSTIN | K | BOTH | MUNICIPAL | 30 | CITY |  | N | 2010 | 2010 | 0 | 0 | 0 | 0 | 0 | 0 | 0 | 0 | 7 | AUSTIN | K | BOTH | MUNICIPAL | 30 | CITY | K | 227 | TRAVIS | 27188 | 24954 | 25962 | 33549 | 33263 | 39528 | N
384 | COA RETURN FLOWS | City of Austin return flows | K | 8 | REUSE | 7 | REUSE | 1 | NO INFRASTRUCTURE |  | 1621 | 4223 | INDIRECT REUSE | K | 227 | TRAVIS | 14 | COLORADO | 2 | REUSE | 1 | NO WATER QUALITY IMPROVEMENTS |  | 3320 | 1 | City of Austin return flows | 1022 | IRRIGATION, COLORADO | K | WUG | IRRIGATION | 1004 | N/A |  | N | 2010 | 2010 | 0 | 0 | 0 | 0 | 0 | 0 | 0 | 0 | 1022 | IRRIGATION, COLORADO | K | WUG | IRRIGATION | 1004 | N/A | K | 45 | COLORADO | 1876 | 2206 | 2836 | 3464 | 3790 | 4761 | N
384 | COA RETURN FLOWS | City of Austin return flows | K | 8 | REUSE | 7 | REUSE | 1 | NO INFRASTRUCTURE |  | 1621 | 4223 | INDIRECT REUSE | K | 227 | TRAVIS | 14 | COLORADO | 2 | REUSE | 1 | NO WATER QUALITY IMPROVEMENTS |  | 3320 | 1 | City of Austin return flows | 1131 | IRRIGATION, MATAGORDA | K | WUG | IRRIGATION | 1004 | N/A |  | N | 2010 | 2010 | 0 | 0 | 0 | 0 | 0 | 0 | 0 | 0 | 1131 | IRRIGATION, MATAGORDA | K | WUG | IRRIGATION | 1004 | N/A | K | 161 | MATAGORDA | 16728 | 17360 | 19882 | 24076 | 26290 | 28715 | N
384 | COA RETURN FLOWS | City of Austin return flows | K | 8 | REUSE | 7 | REUSE | 1 | NO INFRASTRUCTURE |  | 1621 | 4223 | INDIRECT REUSE | K | 227 | TRAVIS | 14 | COLORADO | 2 | REUSE | 1 | NO WATER QUALITY IMPROVEMENTS |  | 3320 | 1 | City of Austin return flows | 1205 | IRRIGATION, WHARTON | P | WUG | IRRIGATION | 1004 | N/A |  | N | 2010 | 2010 | 0 | 0 | 0 | 0 | 0 | 0 | 0 | 0 | 1205 | IRRIGATION, WHARTON | P | WUG | IRRIGATION | 1004 | N/A | K | 241 | WHARTON | 61 | 121 | 182 | 241 | 302 | 362 | N
384 | COA RETURN FLOWS | City of Austin return flows | K | 8 | REUSE | 7 | REUSE | 1 | NO INFRASTRUCTURE |  | 1621 | 4223 | INDIRECT REUSE | K | 227 | TRAVIS | 14 | COLORADO | 2 | REUSE | 1 | NO WATER QUALITY IMPROVEMENTS |  | 3320 | 1 | City of Austin return flows | 2452 | STEAM ELECTRIC POWER, MATAGORDA | K | WUG | STEAM ELECTRIC | 1002 | N/A |  | N | 2010 | 2010 | 0 | 0 | 0 | 0 | 0 | 0 | 0 | 0 | 2452 | STEAM ELECTRIC POWER, MATAGORDA | K | WUG | STEAM ELECTRIC | 1002 | N/A | K | 161 | MATAGORDA | 1000 | 1000 | 1000 | 1000 | 1000 | 1000 | N
156 | CITY OF GROESBECK OFF-CHANNEL RESERVOIR | City of Groesbeck off-channel reservoir | G | 6 | NEW SURFACE WATER OR NEW GROUNDWATER SOURCE | 5 | OTHER SURFACE WATER | 6 | OTHER INFRASTRUCTURE |  | 1696 | 4234 | GROESBECK OFF-CHANNEL LAKE/RESERVOIR | G | 999 | RESERVOIR | 12 | BRAZOS | 0 | SURFACE WATER | 1 | NO WATER QUALITY IMPROVEMENTS |  | 2214 | 1 | City of Groesbeck off-channel reservoir | 863 | GROESBECK | G | WUG | MUNICIPAL | 253 | CITY |  | N | 2050 | 2050 | 0 | 0 | 0 | 0 | 991000 | 991000 | 10412000 | 40 | 863 | GROESBECK | G | WUG | MUNICIPAL | 253 | CITY | G | 147 | LIMESTONE | 0 | 0 | 0 | 0 | 1755 | 1755 | N
727 | HOUSTON BAYOUS PERMIT | City of Houston bayous permit | H | 6 | NEW SURFACE WATER OR NEW GROUNDWATER SOURCE | 5 | OTHER SURFACE WATER | 6 | OTHER INFRASTRUCTURE |  | 2060 | 4240 | SAN JACINTO RUN-OF-RIVER HOUSTON BAYOUS | H | 101 | HARRIS | 10 | SAN JACINTO | 0 | SURFACE WATER | 1 | NO WATER QUALITY IMPROVEMENTS |  | 1004 | 1 | City of Houston bayous permit | 76 | HOUSTON | H | BOTH | MUNICIPAL | 285 | CITY |  | N | 2010 | 2020 | 0 | 1827040 | 1827040 | 0 | 0 | 0 | 20956000 | 20 | 76 | HOUSTON - FUTURE CUSTOMER/SURPLUS SUPPLY | H | BOTH | MUNICIPAL | N/A | N/A | H | 101 | HARRIS | 0 | 0 | 0 | 0 | 0 | 0 | N
706 | COH DISTRIBUTION EXPANSION | City of Houston distribution expansion | H | 5 | EXISTING SOURCE OR EXPANDED USE OF AN EXISTING SOURCE (SURFACE WATER OR GROUNDWATER) | 5 | OTHER SURFACE WATER | 2 | PIPELINE | Strategy does not create new yield. Actual volume associated with strategy is TBD. | 1936 | 519 | HOUSTON LAKE/RESERVOIR | H | 999 | RESERVOIR | 10 | SAN JACINTO | 0 | SURFACE WATER | 1 | NO WATER QUALITY IMPROVEMENTS |  | 7017 | 1 | City of Houston distribution expansion | 76 | HOUSTON | H | BOTH | MUNICIPAL | 285 | CITY |  | N | 2020 | 2020 | 0 | 2246476 | 2338463 | 480752 | 217670 | 193758 | 24548288 | 20 | 76 | HOUSTON - FUTURE CUSTOMER/SURPLUS SUPPLY | H | BOTH | MUNICIPAL | N/A | N/A | H | 101 | HARRIS | 0 | 29180 | 11597 | 5712 | 3896 | 3421 | Y
706 | COH DISTRIBUTION EXPANSION | City of Houston distribution expansion | H | 5 | EXISTING SOURCE OR EXPANDED USE OF AN EXISTING SOURCE (SURFACE WATER OR GROUNDWATER) | 5 | OTHER SURFACE WATER | 2 | PIPELINE | Strategy does not create new yield. Actual volume associated with strategy is TBD. | 1937 | 510 | LIVINGSTON-WALLISVILLE LAKE/RESERVOIR SYSTEM | H | 999 | RESERVOIR | 8 | TRINITY | 0 | SURFACE WATER | 1 | NO WATER QUALITY IMPROVEMENTS |  | 4309 | 2 | Luce Bayou transfer | 76 | HOUSTON | H | BOTH | MUNICIPAL | 285 | CITY |  | Y | 2020 | 2020 | 0 | 20046690 | 23030594 | 4889039 | 2392730 | 2416642 | 236491712 | 20 | 76 | HOUSTON - FUTURE CUSTOMER/SURPLUS SUPPLY | H | BOTH | MUNICIPAL | N/A | N/A | H | 101 | HARRIS | 0 | 250820 | 116403 | 58288 | 44104 | 44579 | Y
683 | COH GRP PARTICIPATION | City of Houston Groundwater Reduction Plan participation | H | 5 | EXISTING SOURCE OR EXPANDED USE OF AN EXISTING SOURCE (SURFACE WATER OR GROUNDWATER) | 6 | GROUNDWATER | 1 | NO INFRASTRUCTURE |  | 1856 | 1417 | GULF COAST AQUIFER | H | 101 | HARRIS | 10 | SAN JACINTO | 1 | GROUNDWATER | 1 | NO WATER QUALITY IMPROVEMENTS |  | 1241 | 1 | City of Houston Groundwater Reduction Plan participation | 265 | BLUE BELL MANOR UTILITY COMPANY | H | WUG | MUNICIPAL | 4026 | UTILITY |  | N | 2010 | 2010 | 53121 | 137676 | 127904 | 81695 | 71054 | 71054 | 972541 | 20 | 265 | BLUE BELL MANOR UTILITY COMPANY | H | WUG | MUNICIPAL | 4026 | UTILITY | H | 101 | HARRIS | 140 | 363 | 413 | 407 | 402 | 402 | N
683 | COH GRP PARTICIPATION | City of Houston Groundwater Reduction Plan participation | H | 5 | EXISTING SOURCE OR EXPANDED USE OF AN EXISTING SOURCE (SURFACE WATER OR GROUNDWATER) | 6 | GROUNDWATER | 1 | NO INFRASTRUCTURE |  | 1856 | 1417 | GULF COAST AQUIFER | H | 101 | HARRIS | 10 | SAN JACINTO | 1 | GROUNDWATER | 1 | NO WATER QUALITY IMPROVEMENTS |  | 1241 | 1 | City of Houston Groundwater Reduction Plan participation | 748 | EL DORADO UD | H | WUG | MUNICIPAL | 4101 | UTILITY |  | N | 2010 | 2010 | 49328 | 123287 | 126193 | 100208 | 99747 | 109226 | 1239025 | 20 | 748 | EL DORADO UD | H | WUG | MUNICIPAL | 4101 | UTILITY | H | 101 | HARRIS | 130 | 325 | 403 | 440 | 481 | 526 | N
683 | COH GRP PARTICIPATION | City of Houston Groundwater Reduction Plan participation | H | 5 | EXISTING SOURCE OR EXPANDED USE OF AN EXISTING SOURCE (SURFACE WATER OR GROUNDWATER) | 6 | GROUNDWATER | 1 | NO INFRASTRUCTURE |  | 1856 | 1417 | GULF COAST AQUIFER | H | 101 | HARRIS | 10 | SAN JACINTO | 1 | GROUNDWATER | 1 | NO WATER QUALITY IMPROVEMENTS |  | 1241 | 1 | City of Houston Groundwater Reduction Plan participation | 860 | GREEN TRAILS MUD | H | WUG | MUNICIPAL | 4143 | UTILITY |  | N | 2010 | 2010 | 84933 | 252713 | 280321 | 231619 | 235055 | 256655 | 2831586 | 20 | 860 | GREEN TRAILS MUD | H | WUG | MUNICIPAL | 4143 | UTILITY | H | 101 | HARRIS | 224 | 668 | 862 | 973 | 1087 | 1204 | N
683 | COH GRP PARTICIPATION | City of Houston Groundwater Reduction Plan participation | H | 5 | EXISTING SOURCE OR EXPANDED USE OF AN EXISTING SOURCE (SURFACE WATER OR GROUNDWATER) | 6 | GROUNDWATER | 1 | NO INFRASTRUCTURE |  | 1856 | 1417 | GULF COAST AQUIFER | H | 101 | HARRIS | 10 | SAN JACINTO | 1 | GROUNDWATER | 1 | NO WATER QUALITY IMPROVEMENTS |  | 1241 | 1 | City of Houston Groundwater Reduction Plan participation | 888 | HARRIS COUNTY MUD #11 | H | WUG | MUNICIPAL | 4153 | UTILITY |  | N | 2010 | 2010 | 38711 | 114940 | 126629 | 103589 | 104902 | 116297 | 1279090 | 20 | 888 | HARRIS COUNTY MUD #11 | H | WUG | MUNICIPAL | 4153 | UTILITY | H | 101 | HARRIS | 102 | 303 | 389 | 437 | 487 | 543 | N
683 | COH GRP PARTICIPATION | City of Houston Groundwater Reduction Plan participation | H | 5 | EXISTING SOURCE OR EXPANDED USE OF AN EXISTING SOURCE (SURFACE WATER OR GROUNDWATER) | 6 | GROUNDWATER | 1 | NO INFRASTRUCTURE |  | 1856 | 1417 | GULF COAST AQUIFER | H | 101 | HARRIS | 10 | SAN JACINTO | 1 | GROUNDWATER | 1 | NO WATER QUALITY IMPROVEMENTS |  | 1241 | 1 | City of Houston Groundwater Reduction Plan participation | 889 | HARRIS COUNTY MUD #119 INWOOD NORTH | H | WUG | MUNICIPAL | 4154 | UTILITY |  | N | 2010 | 2010 | 80014 | 222657 | 208573 | 130401 | 113993 | 113993 | 1563834 | 20 | 889 | HARRIS COUNTY MUD #119 INWOOD NORTH | H | WUG | MUNICIPAL | 4154 | UTILITY | H | 101 | HARRIS | 211 | 588 | 665 | 652 | 644 | 644 | N
683 | COH GRP PARTICIPATION | City of Houston Groundwater Reduction Plan participation | H | 5 | EXISTING SOURCE OR EXPANDED USE OF AN EXISTING SOURCE (SURFACE WATER OR GROUNDWATER) | 6 | GROUNDWATER | 1 | NO INFRASTRUCTURE |  | 1856 | 1417 | GULF COAST AQUIFER | H | 101 | HARRIS | 10 | SAN JACINTO | 1 | GROUNDWATER | 1 | NO WATER QUALITY IMPROVEMENTS |  | 1241 | 1 | City of Houston Groundwater Reduction Plan participation | 894 | HARRIS COUNTY MUD #153 | H | WUG | MUNICIPAL | 4161 | UTILITY |  | N | 2010 | 2010 | 111759 | 401531 | 526016 | 521119 | 576763 | 649124 | 6514003 | 20 | 894 | HARRIS COUNTY MUD #153 | H | WUG | MUNICIPAL | 4161 | UTILITY | H | 101 | HARRIS | 295 | 1069 | 1559 | 1961 | 2373 | 2782 | N
683 | COH GRP PARTICIPATION | City of Houston Groundwater Reduction Plan participation | H | 5 | EXISTING SOURCE OR EXPANDED USE OF AN EXISTING SOURCE (SURFACE WATER OR GROUNDWATER) | 6 | GROUNDWATER | 1 | NO INFRASTRUCTURE |  | 1856 | 1417 | GULF COAST AQUIFER | H | 101 | HARRIS | 10 | SAN JACINTO | 1 | GROUNDWATER | 1 | NO WATER QUALITY IMPROVEMENTS |  | 1241 | 1 | City of Houston Groundwater Reduction Plan participation | 895 | HARRIS COUNTY MUD #154 | H | WUG | MUNICIPAL | 4162 | UTILITY |  | N | 2010 | 2010 | 61837 | 201472 | 239688 | 216844 | 229269 | 256118 | 2685245 | 20 | 895 | HARRIS COUNTY MUD #154 | H | WUG | MUNICIPAL | 4162 | UTILITY | H | 101 | HARRIS | 163 | 532 | 721 | 860 | 995 | 1141 | N
683 | COH GRP PARTICIPATION | City of Houston Groundwater Reduction Plan participation | H | 5 | EXISTING SOURCE OR EXPANDED USE OF AN EXISTING SOURCE (SURFACE WATER OR GROUNDWATER) | 6 | GROUNDWATER | 1 | NO INFRASTRUCTURE |  | 1856 | 1417 | GULF COAST AQUIFER | H | 101 | HARRIS | 10 | SAN JACINTO | 1 | GROUNDWATER | 1 | NO WATER QUALITY IMPROVEMENTS |  | 1241 | 1 | City of Houston Groundwater Reduction Plan participation | 898 | HARRIS COUNTY MUD #189 | H | WUG | MUNICIPAL | 4174 | UTILITY |  | N | 2010 | 2010 | 73201 | 234987 | 277650 | 249633 | 263143 | 292742 | 3083891 | 20 | 898 | HARRIS COUNTY MUD #189 | H | WUG | MUNICIPAL | 4174 | UTILITY | H | 101 | HARRIS | 193 | 621 | 838 | 995 | 1148 | 1311 | N
683 | COH GRP PARTICIPATION | City of Houston Groundwater Reduction Plan participation | H | 5 | EXISTING SOURCE OR EXPANDED USE OF AN EXISTING SOURCE (SURFACE WATER OR GROUNDWATER) | 6 | GROUNDWATER | 1 | NO INFRASTRUCTURE |  | 1856 | 1417 | GULF COAST AQUIFER | H | 101 | HARRIS | 10 | SAN JACINTO | 1 | GROUNDWATER | 1 | NO WATER QUALITY IMPROVEMENTS |  | 1241 | 1 | City of Houston Groundwater Reduction Plan participation | 909 | HARRIS COUNTY UD #14 | H | WUG | MUNICIPAL | 4190 | UTILITY |  | N | 2010 | 2010 | 54257 | 155067 | 164411 | 128065 | 126092 | 135969 | 1556495 | 20 | 909 | HARRIS COUNTY UD #14 | H | WUG | MUNICIPAL | 4190 | UTILITY | H | 101 | HARRIS | 143 | 409 | 511 | 559 | 609 | 661 | N
683 | COH GRP PARTICIPATION | City of Houston Groundwater Reduction Plan participation | H | 5 | EXISTING SOURCE OR EXPANDED USE OF AN EXISTING SOURCE (SURFACE WATER OR GROUNDWATER) | 6 | GROUNDWATER | 1 | NO INFRASTRUCTURE |  | 1856 | 1417 | GULF COAST AQUIFER | H | 101 | HARRIS | 10 | SAN JACINTO | 1 | GROUNDWATER | 1 | NO WATER QUALITY IMPROVEMENTS |  | 1241 | 1 | City of Houston Groundwater Reduction Plan participation | 910 | HARRIS COUNTY UD #15 | H | WUG | MUNICIPAL | 4191 | UTILITY |  | N | 2010 | 2010 | 39468 | 118346 | 131522 | 108566 | 110369 | 122082 | 1337944 | 20 | 910 | HARRIS COUNTY UD #15 | H | WUG | MUNICIPAL | 4191 | UTILITY | H | 101 | HARRIS | 104 | 312 | 403 | 455 | 509 | 568 | N
683 | COH GRP PARTICIPATION | City of Houston Groundwater Reduction Plan participation | H | 5 | EXISTING SOURCE OR EXPANDED USE OF AN EXISTING SOURCE (SURFACE WATER OR GROUNDWATER) | 6 | GROUNDWATER | 1 | NO INFRASTRUCTURE |  | 1856 | 1417 | GULF COAST AQUIFER | H | 101 | HARRIS | 10 | SAN JACINTO | 1 | GROUNDWATER | 1 | NO WATER QUALITY IMPROVEMENTS |  | 1241 | 1 | City of Houston Groundwater Reduction Plan participation | 912 | HARRIS COUNTY WCID #133 | H | WUG | MUNICIPAL | 4195 | UTILITY |  | N | 2010 | 2010 | 68656 | 181924 | 172471 | 110644 | 95942 | 95942 | 1301473 | 20 | 912 | HARRIS COUNTY WCID #133 | H | WUG | MUNICIPAL | 4195 | UTILITY | H | 101 | HARRIS | 181 | 480 | 553 | 546 | 550 | 550 | N
683 | COH GRP PARTICIPATION | City of Houston Groundwater Reduction Plan participation | H | 5 | EXISTING SOURCE OR EXPANDED USE OF AN EXISTING SOURCE (SURFACE WATER OR GROUNDWATER) | 6 | GROUNDWATER | 1 | NO INFRASTRUCTURE |  | 1856 | 1417 | GULF COAST AQUIFER | H | 101 | HARRIS | 10 | SAN JACINTO | 1 | GROUNDWATER | 1 | NO WATER QUALITY IMPROVEMENTS |  | 1241 | 1 | City of Houston Groundwater Reduction Plan participation | 1594 | LONGHORN TOWN UD | H | WUG | MUNICIPAL | 4235 | UTILITY |  | N | 2010 | 2010 | 63353 | 217263 | 290203 | 300895 | 336105 | 378474 | 3756206 | 20 | 1594 | LONGHORN TOWN UD | H | WUG | MUNICIPAL | 4235 | UTILITY | H | 101 | HARRIS | 167 | 574 | 857 | 1105 | 1351 | 1597 | N
683 | COH GRP PARTICIPATION | City of Houston Groundwater Reduction Plan participation | H | 5 | EXISTING SOURCE OR EXPANDED USE OF AN EXISTING SOURCE (SURFACE WATER OR GROUNDWATER) | 6 | GROUNDWATER | 1 | NO INFRASTRUCTURE |  | 1856 | 1417 | GULF COAST AQUIFER | H | 101 | HARRIS | 10 | SAN JACINTO | 1 | GROUNDWATER | 1 | NO WATER QUALITY IMPROVEMENTS |  | 1241 | 1 | City of Houston Groundwater Reduction Plan participation | 1807 | MASON CREEK UD | H | WUG | MUNICIPAL | 4247 | UTILITY |  | N | 2010 | 2010 | 213273 | 556177 | 519965 | 333185 | 289696 | 289696 | 3946995 | 20 | 1807 | MASON CREEK UD | H | WUG | MUNICIPAL | 4247 | UTILITY | H | 101 | HARRIS | 566 | 1487 | 1696 | 1682 | 1674 | 1674 | N
683 | COH GRP PARTICIPATION | City of Houston Groundwater Reduction Plan participation | H | 5 | EXISTING SOURCE OR EXPANDED USE OF AN EXISTING SOURCE (SURFACE WATER OR GROUNDWATER) | 6 | GROUNDWATER | 1 | NO INFRASTRUCTURE |  | 1856 | 1417 | GULF COAST AQUIFER | H | 101 | HARRIS | 10 | SAN JACINTO | 1 | GROUNDWATER | 1 | NO WATER QUALITY IMPROVEMENTS |  | 1241 | 1 | City of Houston Groundwater Reduction Plan participation | 2130 | NORTH BELT UD | H | WUG | MUNICIPAL | 4275 | UTILITY |  | N | 2010 | 2010 | 42503 | 145579 | 182138 | 173778 | 190867 | 214523 | 2180544 | 20 | 2130 | NORTH BELT UD | H | WUG | MUNICIPAL | 4275 | UTILITY | H | 101 | HARRIS | 112 | 384 | 541 | 666 | 796 | 926 | N
683 | COH GRP PARTICIPATION | City of Houston Groundwater Reduction Plan participation | H | 5 | EXISTING SOURCE OR EXPANDED USE OF AN EXISTING SOURCE (SURFACE WATER OR GROUNDWATER) | 6 | GROUNDWATER | 1 | NO INFRASTRUCTURE |  | 1856 | 1417 | GULF COAST AQUIFER | H | 101 | HARRIS | 10 | SAN JACINTO | 1 | GROUNDWATER | 1 | NO WATER QUALITY IMPROVEMENTS |  | 1241 | 1 | City of Houston Groundwater Reduction Plan participation | 2134 | NORTH GREEN MUD | H | WUG | MUNICIPAL | 4279 | UTILITY |  | N | 2010 | 2010 | 31882 | 91824 | 96584 | 72111 | 69305 | 75239 | 876399 | 20 | 2134 | NORTH GREEN MUD | H | WUG | MUNICIPAL | 4279 | UTILITY | H | 101 | HARRIS | 84 | 242 | 300 | 321 | 345 | 372 | N
683 | COH GRP PARTICIPATION | City of Houston Groundwater Reduction Plan participation | H | 5 | EXISTING SOURCE OR EXPANDED USE OF AN EXISTING SOURCE (SURFACE WATER OR GROUNDWATER) | 6 | GROUNDWATER | 1 | NO INFRASTRUCTURE |  | 1856 | 1417 | GULF COAST AQUIFER | H | 101 | HARRIS | 10 | SAN JACINTO | 1 | GROUNDWATER | 1 | NO WATER QUALITY IMPROVEMENTS |  | 1241 | 1 | City of Houston Groundwater Reduction Plan participation | 2142 | NORTHWEST PARK MUD | H | WUG | MUNICIPAL | 4287 | UTILITY |  | N | 2010 | 2010 | 248766 | 799449 | 795729 | 493338 | 420669 | 420669 | 5783544 | 20 | 2142 | NORTHWEST PARK MUD | H | WUG | MUNICIPAL | 4287 | UTILITY | H | 101 | HARRIS | 662 | 2179 | 2525 | 2474 | 2450 | 2450 | N
683 | COH GRP PARTICIPATION | City of Houston Groundwater Reduction Plan participation | H | 5 | EXISTING SOURCE OR EXPANDED USE OF AN EXISTING SOURCE (SURFACE WATER OR GROUNDWATER) | 6 | GROUNDWATER | 1 | NO INFRASTRUCTURE |  | 1856 | 1417 | GULF COAST AQUIFER | H | 101 | HARRIS | 10 | SAN JACINTO | 1 | GROUNDWATER | 1 | NO WATER QUALITY IMPROVEMENTS |  | 1241 | 1 | City of Houston Groundwater Reduction Plan participation | 2495 | SUNBELT FWSD | H | WUG | MUNICIPAL | 4350 | UTILITY |  | N | 2030 | 2030 | 0 | 0 | 843643 | 1422334 | 1330512 | 1374224 | 13356470 | 20 | 2495 | SUNBELT FWSD | H | WUG | MUNICIPAL | 4350 | UTILITY | H | 101 | HARRIS | 0 | 0 | 2418 | 4018 | 5005 | 5967 | N
683 | COH GRP PARTICIPATION | City of Houston Groundwater Reduction Plan participation | H | 5 | EXISTING SOURCE OR EXPANDED USE OF AN EXISTING SOURCE (SURFACE WATER OR GROUNDWATER) | 6 | GROUNDWATER | 1 | NO INFRASTRUCTURE |  | 1856 | 1417 | GULF COAST AQUIFER | H | 101 | HARRIS | 10 | SAN JACINTO | 1 | GROUNDWATER | 1 | NO WATER QUALITY IMPROVEMENTS |  | 1241 | 1 | City of Houston Groundwater Reduction Plan participation | 2597 | WEST HARRIS COUNTY MUD #6 | H | WUG | MUNICIPAL | 4387 | UTILITY |  | N | 2010 | 2010 | 51226 | 136536 | 130067 | 83154 | 71281 | 71281 | 979608 | 20 | 2597 | WEST HARRIS COUNTY MUD #6 | H | WUG | MUNICIPAL | 4387 | UTILITY | H | 101 | HARRIS | 135 | 360 | 416 | 406 | 401 | 401 | N
683 | COH GRP PARTICIPATION | City of Houston Groundwater Reduction Plan participation | H | 5 | EXISTING SOURCE OR EXPANDED USE OF AN EXISTING SOURCE (SURFACE WATER OR GROUNDWATER) | 6 | GROUNDWATER | 1 | NO INFRASTRUCTURE |  | 1856 | 1417 | GULF COAST AQUIFER | H | 101 | HARRIS | 10 | SAN JACINTO | 1 | GROUNDWATER | 1 | NO WATER QUALITY IMPROVEMENTS |  | 1241 | 1 | City of Houston Groundwater Reduction Plan participation | 2643 | WOODCREEK MUD | H | WUG | MUNICIPAL | 4404 | UTILITY |  | N | 2010 | 2010 | 56911 | 197298 | 249158 | 239170 | 262326 | 294499 | 2990980 | 20 | 2643 | WOODCREEK MUD | H | WUG | MUNICIPAL | 4404 | UTILITY | H | 101 | HARRIS | 150 | 521 | 739 | 913 | 1092 | 1271 | N
721 | HOUSTON INDIRECT REUSE | City of Houston indirect reuse | H | 8 | REUSE | 7 | REUSE | 6 | OTHER INFRASTRUCTURE |  | 2038 | 4020 | INDIRECT REUSE HARRIS COUNTY | H | 101 | HARRIS | 10 | SAN JACINTO | 2 | REUSE | 1 | NO WATER QUALITY IMPROVEMENTS |  | 1343 | 1 | City of Houston indirect reuse | 512 | COUNTY-OTHER, HARRIS | H | WUG | MUNICIPAL | 757 | COUNTY-OTHER |  | N | 2040 | 2040 | 0 | 0 | 0 | 10314042 | 27941772 | 22593352 | 157804088 | 20 | 512 | COUNTY-OTHER, HARRIS | H | WUG | MUNICIPAL | 757 | COUNTY-OTHER | H | 101 | HARRIS | 0 | 0 | 0 | 11372 | 32445 | 32445 | N
721 | HOUSTON INDIRECT REUSE | City of Houston indirect reuse | H | 8 | REUSE | 7 | REUSE | 6 | OTHER INFRASTRUCTURE |  | 2038 | 4020 | INDIRECT REUSE HARRIS COUNTY | H | 101 | HARRIS | 10 | SAN JACINTO | 2 | REUSE | 1 | NO WATER QUALITY IMPROVEMENTS |  | 1343 | 1 | City of Houston indirect reuse | 76 | HOUSTON | H | BOTH | MUNICIPAL | 285 | CITY |  | N | 2040 | 2040 | 0 | 0 | 0 | 11182592 | 18877755 | 49621430 | 306052884 | 20 | 76 | HOUSTON | H | BOTH | MUNICIPAL | 285 | CITY | H | 101 | HARRIS | 0 | 0 | 0 | 12518 | 20450 | 66201 | N
721 | HOUSTON INDIRECT REUSE | City of Houston indirect reuse | H | 8 | REUSE | 7 | REUSE | 6 | OTHER INFRASTRUCTURE |  | 2038 | 4020 | INDIRECT REUSE HARRIS COUNTY | H | 101 | HARRIS | 10 | SAN JACINTO | 2 | REUSE | 1 | NO WATER QUALITY IMPROVEMENTS |  | 1343 | 1 | City of Houston indirect reuse | 1687 | MANUFACTURING, HARRIS | H | WUG | MANUFACTURING | 1001 | N/A |  | N | 2040 | 2040 | 0 | 0 | 0 | 6631050 | 7630732 | 4373226 | 44811089 | 20 | 1687 | MANUFACTURING, HARRIS | H | WUG | MANUFACTURING | 1001 | N/A | H | 101 | HARRIS | 0 | 0 | 0 | 14250 | 16080 | 16080 | N
721 | HOUSTON INDIRECT REUSE | City of Houston indirect reuse | H | 8 | REUSE | 7 | REUSE | 6 | OTHER INFRASTRUCTURE |  | 2038 | 4020 | INDIRECT REUSE HARRIS COUNTY | H | 101 | HARRIS | 10 | SAN JACINTO | 2 | REUSE | 1 | NO WATER QUALITY IMPROVEMENTS |  | 1343 | 1 | City of Houston indirect reuse | 106 | NORTH HARRIS COUNTY REGIONAL WATER AUTHORITY | H | BOTH | MUNICIPAL | 8000 | CRU |  | N | 2040 | 2040 | 0 | 0 | 0 | 14900825 | 27196233 | 19183401 | 147080973 | 20 | 106 | NORTH HARRIS COUNTY REGIONAL WATER AUTHORITY | H | BOTH | MUNICIPAL | 8000 | CRU | H | 101 | HARRIS | 0 | 0 | 0 | 18130 | 31629 | 0 | N
721 | HOUSTON INDIRECT REUSE | City of Houston indirect reuse | H | 8 | REUSE | 7 | REUSE | 6 | OTHER INFRASTRUCTURE |  | 2038 | 4020 | INDIRECT REUSE HARRIS COUNTY | H | 101 | HARRIS | 10 | SAN JACINTO | 2 | REUSE | 1 | NO WATER QUALITY IMPROVEMENTS |  | 1343 | 1 | City of Houston indirect reuse | 2431 | STEAM ELECTRIC POWER, HARRIS | H | WUG | STEAM ELECTRIC | 1002 | N/A | Capital Cost: $57,496,748 (SAN JACINTO Basin), $8,577,068 (SAN JACINTO-BRAZOS Basin) | N | 2040 | 2040 | 0 | 0 | 0 | 5136288 | 8002121 | 7127781 | 66073816 | 20 | 2431 | STEAM ELECTRIC POWER, HARRIS | H | WUG | STEAM ELECTRIC | 1002 | N/A | H | 101 | HARRIS | 0 | 0 | 0 | 10150 | 14075 | 14075 | N
673 | COH TO BAWA CONTRACT | City of Houston to Baytown Area Water Authority contract | H | 5 | EXISTING SOURCE OR EXPANDED USE OF AN EXISTING SOURCE (SURFACE WATER OR GROUNDWATER) | 5 | OTHER SURFACE WATER | 1 | NO INFRASTRUCTURE |  | 1906 | 510 | LIVINGSTON-WALLISVILLE LAKE/RESERVOIR SYSTEM | H | 999 | RESERVOIR | 8 | TRINITY | 0 | SURFACE WATER | 1 | NO WATER QUALITY IMPROVEMENTS |  | 4309 | 2 | Luce Bayou transfer | 8 | BAYTOWN AREA WATER AUTHORITY | H | WWP | WWP | N/A | N/A |  | Y | 2020 | 2020 | 0 | 0 | 0 | 0 | 0 | 0 | 0 | 0 | 8 | BAYTOWN AREA WATER AUTHORITY - FUTURE CUSTOMER/SURPLUS SUPPLY | H | WWP | MUNICIPAL | N/A | N/A | H | 36 | CHAMBERS | 0 | 26 | 262 | 398 | 535 | 692 | Y
665 | COH TO BRA CONTRACT | City of Houston to BRA contract | H | 6 | NEW SURFACE WATER OR NEW GROUNDWATER SOURCE | 4 | NEW MAJOR RESERVOIR | 1 | NO INFRASTRUCTURE |  | 1898 | 3850 | ALLENS CREEK LAKE/RESERVOIR | H | 999 | RESERVOIR | 12 | BRAZOS | 0 | SURFACE WATER | 1 | NO WATER QUALITY IMPROVEMENTS |  | 2001 | 2 | Allens Creek Reservoir | 14 | BRAZOS RIVER AUTHORITY | G | WWP | WWP | N/A | N/A |  | N | 2020 | 2020 | 0 | 0 | 0 | 0 | 0 | 0 | 0 | 0 | 14 | BRAZOS RIVER AUTHORITY - FUTURE CUSTOMER/SURPLUS SUPPLY | G | WWP | MUNICIPAL | N/A | N/A | H | 20 | BRAZORIA | 0 | 27498 | 25201 | 57886 | 69755 | 69755 | Y
665 | COH TO BRA CONTRACT | City of Houston to BRA contract | H | 6 | NEW SURFACE WATER OR NEW GROUNDWATER SOURCE | 4 | NEW MAJOR RESERVOIR | 1 | NO INFRASTRUCTURE |  | 1898 | 3850 | ALLENS CREEK LAKE/RESERVOIR | H | 999 | RESERVOIR | 12 | BRAZOS | 0 | SURFACE WATER | 1 | NO WATER QUALITY IMPROVEMENTS |  | 2001 | 2 | Allens Creek Reservoir | 76 | HOUSTON | H | BOTH | MUNICIPAL | 285 | CITY |  | Y | 2020 | 2020 | 0 | 0 | 0 | 0 | 0 | 0 | 0 | 0 | 76 | HOUSTON - FUTURE CUSTOMER/SURPLUS SUPPLY | H | BOTH | MUNICIPAL | N/A | N/A | H | 101 | HARRIS | 0 | 27498 | 25201 | 57886 | 69755 | 69755 | Y
669 | COH TO CHCRWA CONTRACT | City of Houston to CHCRWA contract | H | 5 | EXISTING SOURCE OR EXPANDED USE OF AN EXISTING SOURCE (SURFACE WATER OR GROUNDWATER) | 5 | OTHER SURFACE WATER | 1 | NO INFRASTRUCTURE |  | 1902 | 519 | HOUSTON LAKE/RESERVOIR | H | 999 | RESERVOIR | 10 | SAN JACINTO | 0 | SURFACE WATER | 1 | NO WATER QUALITY IMPROVEMENTS |  | 1358 | 2 | City of Houston to CHCRWA contract | 2677 | CENTRAL HARRIS COUNTY REGIONAL WATER AUTHORITY | H | BOTH | MUNICIPAL | 8003 | CRU |  | N | 2020 | 2020 | 0 | 0 | 0 | 0 | 0 | 0 | 0 | 0 | 2677 | CENTRAL HARRIS COUNTY REGIONAL WATER AUTHORITY | H | BOTH | MUNICIPAL | 8003 | CRU | H | 101 | HARRIS | 0 | 977 | 862 | 720 | 631 | 546 | Y
669 | COH TO CHCRWA CONTRACT | City of Houston to CHCRWA contract | H | 5 | EXISTING SOURCE OR EXPANDED USE OF AN EXISTING SOURCE (SURFACE WATER OR GROUNDWATER) | 5 | OTHER SURFACE WATER | 1 | NO INFRASTRUCTURE |  | 1903 | 510 | LIVINGSTON-WALLISVILLE LAKE/RESERVOIR SYSTEM | H | 999 | RESERVOIR | 8 | TRINITY | 0 | SURFACE WATER | 1 | NO WATER QUALITY IMPROVEMENTS |  | 4309 | 2 | Luce Bayou transfer | 2677 | CENTRAL HARRIS COUNTY REGIONAL WATER AUTHORITY | H | BOTH | MUNICIPAL | 8003 | CRU |  | Y | 2020 | 2020 | 0 | 0 | 0 | 0 | 0 | 0 | 0 | 0 | 2677 | CENTRAL HARRIS COUNTY REGIONAL WATER AUTHORITY | H | BOTH | MUNICIPAL | 8003 | CRU | H | 101 | HARRIS | 0 | 794 | 1552 | 1711 | 1800 | 1885 | Y
672 | COH TO CITY OF PASADENA CONTRACT | City of Houston to City of Pasadena contract | H | 5 | EXISTING SOURCE OR EXPANDED USE OF AN EXISTING SOURCE (SURFACE WATER OR GROUNDWATER) | 5 | OTHER SURFACE WATER | 1 | NO INFRASTRUCTURE |  | 1905 | 510 | LIVINGSTON-WALLISVILLE LAKE/RESERVOIR SYSTEM | H | 999 | RESERVOIR | 8 | TRINITY | 0 | SURFACE WATER | 1 | NO WATER QUALITY IMPROVEMENTS |  | 4309 | 2 | Luce Bayou transfer | 117 | PASADENA | H | BOTH | MUNICIPAL | 456 | CITY |  | Y | 2010 | 2010 | 0 | 0 | 0 | 0 | 0 | 0 | 0 | 0 | 117 | PASADENA - FUTURE CUSTOMER/SURPLUS SUPPLY | H | BOTH | MUNICIPAL | N/A | N/A | H | 101 | HARRIS | 1865 | 2278 | 2665 | 3153 | 3579 | 4068 | Y
671 | COH TO NCWA CONTRACT | City of Houston to NCWA contract | H | 5 | EXISTING SOURCE OR EXPANDED USE OF AN EXISTING SOURCE (SURFACE WATER OR GROUNDWATER) | 5 | OTHER SURFACE WATER | 1 | NO INFRASTRUCTURE |  | 1904 | 510 | LIVINGSTON-WALLISVILLE LAKE/RESERVOIR SYSTEM | H | 999 | RESERVOIR | 8 | TRINITY | 0 | SURFACE WATER | 1 | NO WATER QUALITY IMPROVEMENTS |  | 4309 | 2 | Luce Bayou transfer | 105 | NORTH CHANNEL WATER AUTHORITY | H | WWP | WWP | N/A | N/A |  | Y | 2010 | 2010 | 0 | 0 | 0 | 0 | 0 | 0 | 0 | 0 | 105 | NORTH CHANNEL WATER AUTHORITY - FUTURE CUSTOMER/SURPLUS SUPPLY | H | WWP | MUNICIPAL | N/A | N/A | H | 101 | HARRIS | 1954 | 2392 | 2869 | 3511 | 4157 | 4912 | Y
668 | COH TO NFBWA CONTRACT | City of Houston to NFBWA contract | H | 5 | EXISTING SOURCE OR EXPANDED USE OF AN EXISTING SOURCE (SURFACE WATER OR GROUNDWATER) | 5 | OTHER SURFACE WATER | 1 | NO INFRASTRUCTURE |  | 1919 | 510 | LIVINGSTON-WALLISVILLE LAKE/RESERVOIR SYSTEM | H | 999 | RESERVOIR | 8 | TRINITY | 0 | SURFACE WATER | 1 | NO WATER QUALITY IMPROVEMENTS |  | 4309 | 2 | Luce Bayou transfer | 76 | HOUSTON | H | BOTH | MUNICIPAL | 285 | CITY |  | Y | 2020 | 2020 | 0 | 0 | 0 | 0 | 0 | 0 | 0 | 0 | 2678 | NORTH FORT BEND WATER AUTHORITY | H | BOTH | MUNICIPAL | 8004 | CRU | H | 79 | FORT BEND | 0 | 444 | 17971 | 31161 | 41172 | 50442 | Y
668 | COH TO NFBWA CONTRACT | City of Houston to NFBWA contract | H | 5 | EXISTING SOURCE OR EXPANDED USE OF AN EXISTING SOURCE (SURFACE WATER OR GROUNDWATER) | 5 | OTHER SURFACE WATER | 1 | NO INFRASTRUCTURE |  | 1919 | 510 | LIVINGSTON-WALLISVILLE LAKE/RESERVOIR SYSTEM | H | 999 | RESERVOIR | 8 | TRINITY | 0 | SURFACE WATER | 1 | NO WATER QUALITY IMPROVEMENTS |  | 4309 | 2 | Luce Bayou transfer | 2678 | NORTH FORT BEND WATER AUTHORITY | H | BOTH | MUNICIPAL | 8004 | CRU |  | Y | 2020 | 2020 | 0 | 0 | 0 | 0 | 0 | 0 | 0 | 0 | 2678 | NORTH FORT BEND WATER AUTHORITY | H | BOTH | MUNICIPAL | 8004 | CRU | H | 79 | FORT BEND | 0 | 444 | 17971 | 31161 | 41172 | 50442 | Y
670 | COH TO NHCRWA CONTRACT | City of Houston to NHCRWA contract | H | 8 | REUSE | 7 | REUSE | 1 | NO INFRASTRUCTURE |  | 1899 | 519 | HOUSTON LAKE/RESERVOIR | H | 999 | RESERVOIR | 10 | SAN JACINTO | 0 | SURFACE WATER | 1 | NO WATER QUALITY IMPROVEMENTS |  | 1346 | 2 | City of Houston to NHCRWA contract | 106 | NORTH HARRIS COUNTY REGIONAL WATER AUTHORITY | H | BOTH | MUNICIPAL | 8000 | CRU |  | N | 2020 | 2020 | 0 | 0 | 0 | 0 | 0 | 0 | 0 | 0 | 106 | NORTH HARRIS COUNTY REGIONAL WATER AUTHORITY | H | BOTH | MUNICIPAL | 8000 | CRU | H | 101 | HARRIS | 0 | 30880 | 30880 | 32734 | 29030 | 25398 | Y
670 | COH TO NHCRWA CONTRACT | City of Houston to NHCRWA contract | H | 8 | REUSE | 7 | REUSE | 1 | NO INFRASTRUCTURE |  | 1900 | 4020 | INDIRECT REUSE HARRIS COUNTY | H | 101 | HARRIS | 10 | SAN JACINTO | 2 | REUSE | 1 | NO WATER QUALITY IMPROVEMENTS |  | 1343 | 2 | City of Houston indirect reuse | 106 | NORTH HARRIS COUNTY REGIONAL WATER AUTHORITY | H | BOTH | MUNICIPAL | 8000 | CRU |  | N | 2040 | 2040 | 0 | 0 | 0 | 0 | 0 | 0 | 0 | 0 | 106 | NORTH HARRIS COUNTY REGIONAL WATER AUTHORITY | H | BOTH | MUNICIPAL | 8000 | CRU | H | 101 | HARRIS | 0 | 0 | 0 | 18130 | 31629 | 0 | Y
670 | COH TO NHCRWA CONTRACT | City of Houston to NHCRWA contract | H | 8 | REUSE | 5 | OTHER SURFACE WATER | 1 | NO INFRASTRUCTURE |  | 1901 | 510 | LIVINGSTON-WALLISVILLE LAKE/RESERVOIR SYSTEM | H | 999 | RESERVOIR | 8 | TRINITY | 0 | SURFACE WATER | 1 | NO WATER QUALITY IMPROVEMENTS |  | 4309 | 2 | Luce Bayou transfer | 106 | NORTH HARRIS COUNTY REGIONAL WATER AUTHORITY | H | BOTH | MUNICIPAL | 8000 | CRU |  | Y | 2020 | 2020 | 0 | 0 | 0 | 0 | 0 | 0 | 0 | 0 | 106 | NORTH HARRIS COUNTY REGIONAL WATER AUTHORITY | H | BOTH | MUNICIPAL | 8000 | CRU | H | 101 | HARRIS | 0 | 25573 | 52161 | 32177 | 17382 | 57643 | Y
666 | COH TO SJRA CONTRACT | City of Houston to SJRA contract | H | 5 | EXISTING SOURCE OR EXPANDED USE OF AN EXISTING SOURCE (SURFACE WATER OR GROUNDWATER) | 5 | OTHER SURFACE WATER | 1 | NO INFRASTRUCTURE |  | 2466 | 517 | CONROE LAKE/RESERVOIR | H | 999 | RESERVOIR | 10 | SAN JACINTO | 0 | SURFACE WATER | 1 | NO WATER QUALITY IMPROVEMENTS |  | 1002 | 1 | City of Houston to SJRA contract | 127 | SAN JACINTO RIVER AUTHORITY | H | WWP | WWP | N/A | N/A |  | N | 2020 | 2020 | 0 | 0 | 0 | 0 | 0 | 0 | 0 | 0 | 127 | SAN JACINTO RIVER AUTHORITY - FUTURE CUSTOMER/SURPLUS SUPPLY | H | WWP | MUNICIPAL | N/A | N/A | H | 170 | MONTGOMERY | 0 | 36377 | 55538 | 54582 | 53581 | 52534 | Y
667 | COH TO WHCRWA CONTRACT | City of Houston to WHCRWA contract | H | 5 | EXISTING SOURCE OR EXPANDED USE OF AN EXISTING SOURCE (SURFACE WATER OR GROUNDWATER) | 5 | OTHER SURFACE WATER | 1 | NO INFRASTRUCTURE |  | 1918 | 510 | LIVINGSTON-WALLISVILLE LAKE/RESERVOIR SYSTEM | H | 999 | RESERVOIR | 8 | TRINITY | 0 | SURFACE WATER | 1 | NO WATER QUALITY IMPROVEMENTS |  | 4723 | 2 | City of Houston to WHCRWA contract | 158 | WEST HARRIS COUNTY REGIONAL WATER AUTHORITY | H | BOTH | MUNICIPAL | 8002 | CRU |  | Y | 2010 | 2010 | 0 | 0 | 0 | 0 | 0 | 0 | 0 | 0 | 158 | WEST HARRIS COUNTY REGIONAL WATER AUTHORITY | H | BOTH | MUNICIPAL | 8002 | CRU | H | 101 | HARRIS | 1241 | 31837 | 46324 | 52759 | 55549 | 58402 | Y
705 | COH TREATMENT EXPANSION | City of Houston treatment expansion | H | 5 | EXISTING SOURCE OR EXPANDED USE OF AN EXISTING SOURCE (SURFACE WATER OR GROUNDWATER) | 5 | OTHER SURFACE WATER | 3 | WATER TREATMENT PLANT |  | 1938 | 519 | HOUSTON LAKE/RESERVOIR | H | 999 | RESERVOIR | 10 | SAN JACINTO | 0 | SURFACE WATER | 1 | NO WATER QUALITY IMPROVEMENTS |  | 4309 | 2 | Luce Bayou transfer | 76 | HOUSTON | H | BOTH | MUNICIPAL | 285 | CITY |  | N | 2010 | 2010 | 585030 | 12264404 | 15487269 | 9759488 | 7469956 | 6650466 | 192375684 | 20 | 76 | HOUSTON - FUTURE CUSTOMER/SURPLUS SUPPLY | H | BOTH | MUNICIPAL | N/A | N/A | H | 101 | HARRIS | 1173 | 29180 | 11597 | 5712 | 3896 | 3421 | Y
705 | COH TREATMENT EXPANSION | City of Houston treatment expansion | H | 5 | EXISTING SOURCE OR EXPANDED USE OF AN EXISTING SOURCE (SURFACE WATER OR GROUNDWATER) | 5 | OTHER SURFACE WATER | 3 | WATER TREATMENT PLANT |  | 1939 | 510 | LIVINGSTON-WALLISVILLE LAKE/RESERVOIR SYSTEM | H | 999 | RESERVOIR | 8 | TRINITY | 0 | SURFACE WATER | 1 | NO WATER QUALITY IMPROVEMENTS |  | 4309 | 2 | Luce Bayou transfer | 76 | HOUSTON | H | BOTH | MUNICIPAL | 285 | CITY |  | Y | 2010 | 2010 | 7085004 | 109442822 | 152527988 | 99249812 | 82113349 | 82947875 | 1853296477 | 20 | 76 | HOUSTON - FUTURE CUSTOMER/SURPLUS SUPPLY | H | BOTH | MUNICIPAL | N/A | N/A | H | 101 | HARRIS | 14827 | 250820 | 116403 | 58288 | 44104 | 44579 | Y
708 | HUNTSVILLE WTP | City of Huntsville water treatment plant | H | 5 | EXISTING SOURCE OR EXPANDED USE OF AN EXISTING SOURCE (SURFACE WATER OR GROUNDWATER) | 5 | OTHER SURFACE WATER | 3 | WATER TREATMENT PLANT |  | 1940 | 510 | LIVINGSTON-WALLISVILLE LAKE/RESERVOIR SYSTEM | H | 999 | RESERVOIR | 8 | TRINITY | 0 | SURFACE WATER | 1 | NO WATER QUALITY IMPROVEMENTS |  | 2152 | 1 | City of Huntsville water treatment plant | 78 | HUNTSVILLE | H | BOTH | MUNICIPAL | 292 | CITY |  | N | 2010 | 2010 | 10120710 | 10120710 | 4800368 | 4800368 | 4800368 | 4800368 | 61023906 | 20 | 78 | HUNTSVILLE - FUTURE CUSTOMER/SURPLUS SUPPLY | H | BOTH | MUNICIPAL | N/A | N/A | H | 236 | WALKER | 11200 | 11200 | 11200 | 11200 | 11200 | 11200 | Y
689 | CITY OF MISSOURI CITY GRP | City of Missouri City Groundwater Reduction Plan | H | 6 | NEW SURFACE WATER OR NEW GROUNDWATER SOURCE | 4 | NEW MAJOR RESERVOIR | 1 | NO INFRASTRUCTURE |  | 1926 | 3850 | ALLENS CREEK LAKE/RESERVOIR | H | 999 | RESERVOIR | 12 | BRAZOS | 0 | SURFACE WATER | 1 | NO WATER QUALITY IMPROVEMENTS |  | 2001 | 2 | Allens Creek Reservoir | 2071 | MISSOURI CITY | H | BOTH | MUNICIPAL | 409 | CITY |  | Y | 2030 | 2030 | 0 | 0 | 74474 | 143053 | 56192 | 62387 | 294254 | 20 | 2071 | MISSOURI CITY | H | BOTH | MUNICIPAL | 409 | CITY | H | 79 | FORT BEND | 0 | 0 | 68 | 321 | 321 | 476 | Y
689 | CITY OF MISSOURI CITY GRP | City of Missouri City Groundwater Reduction Plan | H | 6 | NEW SURFACE WATER OR NEW GROUNDWATER SOURCE | 5 | OTHER SURFACE WATER | 1 | NO INFRASTRUCTURE |  | 1928 | 3981 | BRAZOS RIVER AUTHORITY MAIN STEM LAKE/RESERVOIR SYSTEM | G | 999 | RESERVOIR | 12 | BRAZOS | 0 | SURFACE WATER | 1 | NO WATER QUALITY IMPROVEMENTS |  | 2027 | 1 | City of Missouri City Groundwater Reduction Plan | 2071 | MISSOURI CITY | H | BOTH | MUNICIPAL | 409 | CITY |  | Y | 2020 | 2020 | 0 | 438345 | 5011689 | 3583452 | 1407603 | 1053899 | 23708947 | 20 | 2071 | MISSOURI CITY | H | BOTH | MUNICIPAL | 409 | CITY | H | 79 | FORT BEND | 0 | 395 | 4576 | 8041 | 8041 | 8041 | Y
689 | CITY OF MISSOURI CITY GRP | City of Missouri City Groundwater Reduction Plan | H | 6 | NEW SURFACE WATER OR NEW GROUNDWATER SOURCE | 4 | NEW MAJOR RESERVOIR | 1 | NO INFRASTRUCTURE |  | 2465 | 4453 | FORT BEND OFF-CHANNEL LAKE/RESERVOIR | H | 999 | RESERVOIR | 12 | BRAZOS | 0 | SURFACE WATER | 1 | NO WATER QUALITY IMPROVEMENTS |  | 4624 | 2 | Fort Bend off-channel reservoir | 2071 | MISSOURI CITY | H | BOTH | MUNICIPAL | 409 | CITY |  | Y | 2060 | 2060 | 0 | 0 | 0 | 0 | 0 | 558077 | 0 | 0 | 2071 | MISSOURI CITY | H | BOTH | MUNICIPAL | 409 | CITY | H | 79 | FORT BEND | 0 | 0 | 0 | 0 | 0 | 4258 | Y
691 | CITY OF MISSOURI CITY GRP - ASR | City of Missouri City Groundwater Reduction Plan - aquifer storage and recovery | H | 1 | AQUIFER STORAGE AND RECOVERY | 10 | OTHER - ASR | 1 | NO INFRASTRUCTURE | WMS Yield: 4147 acre-feet per year | 2041 | 1431 | GULF COAST AQUIFER | H | 79 | FORT BEND | 12 | BRAZOS | 1 | GROUNDWATER | 1 | NO WATER QUALITY IMPROVEMENTS |  | 2230 | 1 | City of Missouri City Groundwater Reduction Plan | 2071 | MISSOURI CITY | H | BOTH | MUNICIPAL | 409 | CITY |  | N | 2020 | 2020 | 0 | 0 | 0 | 0 | 0 | 0 | 0 | 0 | 2071 | MISSOURI CITY | H | BOTH | MUNICIPAL | 409 | CITY | H | 79 | FORT BEND | 0 | 157 | 157 | 157 | 157 | 157 | N
691 | CITY OF MISSOURI CITY GRP - ASR | City of Missouri City Groundwater Reduction Plan - aquifer storage and recovery | H | 1 | AQUIFER STORAGE AND RECOVERY | 10 | OTHER - ASR | 1 | NO INFRASTRUCTURE | WMS Yield: 4147 acre-feet per year | 2039 | 1416 | GULF COAST AQUIFER | H | 79 | FORT BEND | 10 | SAN JACINTO | 1 | GROUNDWATER | 1 | NO WATER QUALITY IMPROVEMENTS |  | 1239 | 1 | City of Missouri City Groundwater Reduction Plan - aquifer storage and recovery | 2071 | MISSOURI CITY | H | BOTH | MUNICIPAL | 409 | CITY |  | N | 2020 | 2020 | 0 | 0 | 0 | 0 | 0 | 0 | 0 | 0 | 2071 | MISSOURI CITY | H | BOTH | MUNICIPAL | 409 | CITY | H | 79 | FORT BEND | 0 | 662 | 662 | 662 | 662 | 662 | N
691 | CITY OF MISSOURI CITY GRP - ASR | City of Missouri City Groundwater Reduction Plan - aquifer storage and recovery | H | 1 | AQUIFER STORAGE AND RECOVERY | 10 | OTHER - ASR | 1 | NO INFRASTRUCTURE | WMS Yield: 4147 acre-feet per year | 2040 | 1425 | GULF COAST AQUIFER | H | 79 | FORT BEND | 11 | SAN JACINTO-BRAZOS | 1 | GROUNDWATER | 1 | NO WATER QUALITY IMPROVEMENTS |  | 2230 | 1 | City of Missouri City Groundwater Reduction Plan | 2071 | MISSOURI CITY | H | BOTH | MUNICIPAL | 409 | CITY |  | N | 2010 | 2020 | 0 | 4602062 | 4541844 | 1848101 | 725946 | 543529 | 58967437 | 20 | 2071 | MISSOURI CITY | H | BOTH | MUNICIPAL | 409 | CITY | H | 79 | FORT BEND | 0 | 2955 | 2955 | 2955 | 2955 | 2955 | N
691 | CITY OF MISSOURI CITY GRP - ASR | City of Missouri City Groundwater Reduction Plan - aquifer storage and recovery | H | 1 | AQUIFER STORAGE AND RECOVERY | 10 | OTHER - ASR | 1 | NO INFRASTRUCTURE | WMS Yield: 4147 acre-feet per year | 2042 | 1417 | GULF COAST AQUIFER | H | 101 | HARRIS | 10 | SAN JACINTO | 1 | GROUNDWATER | 1 | NO WATER QUALITY IMPROVEMENTS |  | 1239 | 1 | City of Missouri City Groundwater Reduction Plan - aquifer storage and recovery | 2071 | MISSOURI CITY | H | BOTH | MUNICIPAL | 409 | CITY |  | N | 2020 | 2020 | 0 | 0 | 0 | 0 | 0 | 0 | 0 | 0 | 2071 | MISSOURI CITY | H | BOTH | MUNICIPAL | 409 | CITY | H | 101 | HARRIS | 0 | 373 | 373 | 373 | 373 | 373 | N
692 | CITY OF MISSOURI CITY GRP REUSE | City of Missouri City Groundwater Reduction Plan - reuse | H | 8 | REUSE | 7 | REUSE | 1 | NO INFRASTRUCTURE |  | 2045 | 4292 | DIRECT REUSE | H | 79 | FORT BEND | 12 | BRAZOS | 2 | REUSE | 1 | NO WATER QUALITY IMPROVEMENTS |  | 2204 | 1 | City of Missouri City Groundwater Reduction Plan - reuse | 2071 | MISSOURI CITY | H | BOTH | MUNICIPAL | 409 | CITY |  | N | 2010 | 2020 | 0 | 710229 | 700935 | 285214 | 112034 | 83882 | 9100352 | 20 | 2071 | MISSOURI CITY | H | BOTH | MUNICIPAL | 409 | CITY | H | 79 | FORT BEND | 0 | 470 | 470 | 470 | 470 | 470 | N
692 | CITY OF MISSOURI CITY GRP REUSE | City of Missouri City Groundwater Reduction Plan - reuse | H | 8 | REUSE | 7 | REUSE | 1 | NO INFRASTRUCTURE |  | 2043 | 4294 | DIRECT REUSE | H | 79 | FORT BEND | 10 | SAN JACINTO | 2 | REUSE | 1 | NO WATER QUALITY IMPROVEMENTS |  | 1236 | 1 | City of Missouri City Groundwater Reduction Plan - reuse | 2071 | MISSOURI CITY | H | BOTH | MUNICIPAL | 409 | CITY |  | N | 2020 | 2020 | 0 | 0 | 0 | 0 | 0 | 0 | 0 | 0 | 2071 | MISSOURI CITY | H | BOTH | MUNICIPAL | 409 | CITY | H | 79 | FORT BEND | 0 | 53 | 53 | 53 | 53 | 53 | N
692 | CITY OF MISSOURI CITY GRP REUSE | City of Missouri City Groundwater Reduction Plan - reuse | H | 8 | REUSE | 7 | REUSE | 1 | NO INFRASTRUCTURE |  | 2044 | 4302 | DIRECT REUSE | H | 79 | FORT BEND | 11 | SAN JACINTO-BRAZOS | 2 | REUSE | 1 | NO WATER QUALITY IMPROVEMENTS |  | 2456 | 1 | City of Missouri City Groundwater Reduction Plan - reuse | 2071 | MISSOURI CITY | H | BOTH | MUNICIPAL | 409 | CITY |  | N | 2020 | 2020 | 0 | 0 | 0 | 0 | 0 | 0 | 0 | 0 | 2071 | MISSOURI CITY | H | BOTH | MUNICIPAL | 409 | CITY | H | 79 | FORT BEND | 0 | 104 | 104 | 104 | 104 | 104 | N
692 | CITY OF MISSOURI CITY GRP REUSE | City of Missouri City Groundwater Reduction Plan - reuse | H | 8 | REUSE | 7 | REUSE | 1 | NO INFRASTRUCTURE |  | 2046 | 4019 | DIRECT REUSE | H | 101 | HARRIS | 10 | SAN JACINTO | 2 | REUSE | 1 | NO WATER QUALITY IMPROVEMENTS |  | 1236 | 1 | City of Missouri City Groundwater Reduction Plan - reuse | 2071 | MISSOURI CITY | H | BOTH | MUNICIPAL | 409 | CITY |  | N | 2020 | 2020 | 0 | 0 | 0 | 0 | 0 | 0 | 0 | 0 | 2071 | MISSOURI CITY | H | BOTH | MUNICIPAL | 409 | CITY | H | 101 | HARRIS | 0 | 13 | 13 | 13 | 13 | 13 | N
690 | CITY OF MISSOURI CITY GRP PARTICIPATION | City of Missouri City Groundwater Reduction Plan participation | H | 5 | EXISTING SOURCE OR EXPANDED USE OF AN EXISTING SOURCE (SURFACE WATER OR GROUNDWATER) | 6 | GROUNDWATER | 1 | NO INFRASTRUCTURE |  | 1862 | 1431 | GULF COAST AQUIFER | H | 79 | FORT BEND | 12 | BRAZOS | 1 | GROUNDWATER | 1 | NO WATER QUALITY IMPROVEMENTS |  | 2230 | 2 | City of Missouri City Groundwater Reduction Plan | 490 | COUNTY-OTHER, FORT BEND | H | WUG | MUNICIPAL | 757 | COUNTY-OTHER |  | N | 2020 | 2020 | 0 | 65178 | 326180 | 352530 | 212602 | 175586 | 2496743 | 20 | 490 | COUNTY-OTHER, FORT BEND | H | WUG | MUNICIPAL | 757 | COUNTY-OTHER | H | 79 | FORT BEND | 0 | 172 | 859 | 929 | 946 | 959 | N
690 | CITY OF MISSOURI CITY GRP PARTICIPATION | City of Missouri City Groundwater Reduction Plan participation | H | 5 | EXISTING SOURCE OR EXPANDED USE OF AN EXISTING SOURCE (SURFACE WATER OR GROUNDWATER) | 6 | GROUNDWATER | 1 | NO INFRASTRUCTURE |  | 1862 | 1431 | GULF COAST AQUIFER | H | 79 | FORT BEND | 12 | BRAZOS | 1 | GROUNDWATER | 1 | NO WATER QUALITY IMPROVEMENTS |  | 2230 | 2 | City of Missouri City Groundwater Reduction Plan | 780 | FIRST COLONY MUD #9 | H | WUG | MUNICIPAL | 4113 | UTILITY |  | N | 2020 | 2020 | 0 | 129474 | 147694 | 60887 | 44765 | 42702 | 916985 | 20 | 780 | FIRST COLONY MUD #9 | H | WUG | MUNICIPAL | 4113 | UTILITY | H | 79 | FORT BEND | 0 | 342 | 390 | 163 | 78 | 50 | N
690 | CITY OF MISSOURI CITY GRP PARTICIPATION | City of Missouri City Groundwater Reduction Plan participation | H | 5 | EXISTING SOURCE OR EXPANDED USE OF AN EXISTING SOURCE (SURFACE WATER OR GROUNDWATER) | 6 | GROUNDWATER | 1 | NO INFRASTRUCTURE |  | 1861 | 1425 | GULF COAST AQUIFER | H | 79 | FORT BEND | 11 | SAN JACINTO-BRAZOS | 1 | GROUNDWATER | 1 | NO WATER QUALITY IMPROVEMENTS |  | 2230 | 2 | City of Missouri City Groundwater Reduction Plan | 490 | COUNTY-OTHER, FORT BEND | H | WUG | MUNICIPAL | 757 | COUNTY-OTHER |  | N | 2020 | 2020 | 0 | 9868 | 30351 | 216649 | 288019 | 195476 | 1970612 | 20 | 490 | COUNTY-OTHER, FORT BEND | H | WUG | MUNICIPAL | 757 | COUNTY-OTHER | H | 79 | FORT BEND | 0 | 26 | 85 | 594 | 778 | 829 | N
690 | CITY OF MISSOURI CITY GRP PARTICIPATION | City of Missouri City Groundwater Reduction Plan participation | H | 5 | EXISTING SOURCE OR EXPANDED USE OF AN EXISTING SOURCE (SURFACE WATER OR GROUNDWATER) | 6 | GROUNDWATER | 1 | NO INFRASTRUCTURE |  | 1861 | 1425 | GULF COAST AQUIFER | H | 79 | FORT BEND | 11 | SAN JACINTO-BRAZOS | 1 | GROUNDWATER | 1 | NO WATER QUALITY IMPROVEMENTS |  | 2483 | 1 | City of Missouri City Groundwater Reduction Plan participation | 794 | FORT BEND COUNTY MUD #23 | H | WUG | MUNICIPAL | 4121 | UTILITY |  | N | 2020 | 2020 | 0 | 175264 | 198797 | 80639 | 59357 | 56705 | 1234366 | 20 | 794 | FORT BEND COUNTY MUD #23 | H | WUG | MUNICIPAL | 4121 | UTILITY | H | 79 | FORT BEND | 0 | 464 | 526 | 210 | 94 | 58 | N
714 | PEARLAND SWTP | City of Pearland surface water treatment plant | H | 6 | NEW SURFACE WATER OR NEW GROUNDWATER SOURCE | 4 | NEW MAJOR RESERVOIR | 3 | WATER TREATMENT PLANT | Cost associated with treating water currently contracted from the GCWA. This strategy does not produce new supply. supply shown is recursive to existing supply. | 1870 | 3850 | ALLENS CREEK LAKE/RESERVOIR | H | 999 | RESERVOIR | 12 | BRAZOS | 0 | SURFACE WATER | 1 | NO WATER QUALITY IMPROVEMENTS |  | 2001 | 2 | Allens Creek Reservoir | 2184 | PEARLAND | H | WUG | MUNICIPAL | 457 | CITY |  | Y | 2010 | 2030 | 0 | 0 | 234814 | 850764 | 1515611 | 2203289 | 0 | 0 | 2184 | PEARLAND | H | WUG | MUNICIPAL | 457 | CITY | H | 20 | BRAZORIA | 0 | 0 | 223 | 1565 | 2788 | 4053 | Y
714 | PEARLAND SWTP | City of Pearland surface water treatment plant | H | 6 | NEW SURFACE WATER OR NEW GROUNDWATER SOURCE | 4 | NEW MAJOR RESERVOIR | 3 | WATER TREATMENT PLANT | Cost associated with treating water currently contracted from the GCWA. This strategy does not produce new supply. supply shown is recursive to existing supply. | 1870 | 3850 | ALLENS CREEK LAKE/RESERVOIR | H | 999 | RESERVOIR | 12 | BRAZOS | 0 | SURFACE WATER | 1 | NO WATER QUALITY IMPROVEMENTS |  | 2001 | 2 | Allens Creek Reservoir | 2184 | PEARLAND | H | WUG | MUNICIPAL | 457 | CITY |  | Y | 2010 | 2030 | 0 | 0 | 234814 | 850764 | 1515611 | 2203289 | 0 | 0 | 2184 | PEARLAND | H | WUG | MUNICIPAL | 457 | CITY | H | 101 | HARRIS | 0 | 0 | 0 | 0 | 0 | 0 | Y
714 | PEARLAND SWTP | City of Pearland surface water treatment plant | H | 6 | NEW SURFACE WATER OR NEW GROUNDWATER SOURCE | 5 | OTHER SURFACE WATER | 3 | WATER TREATMENT PLANT | Cost associated with treating water currently contracted from the GCWA. This strategy does not produce new supply. supply shown is recursive to existing supply. | 1869 | 531 | BRAZOS RIVER RUN-OF-RIVER | H | 79 | FORT BEND | 12 | BRAZOS | 0 | SURFACE WATER | 1 | NO WATER QUALITY IMPROVEMENTS |  | 2033 | 1 | City of Pearland surface water treatment plant | 2184 | PEARLAND | H | WUG | MUNICIPAL | 457 | CITY | Capital Costs: Brazoria County ($153,718,527) Harris County ($5,360,342) | Y | 2010 | 2010 | 6681370 | 6681370 | 4106615 | 3868395 | 3469378 | 3056771 | 159078869 | 20 | 2184 | PEARLAND | H | WUG | MUNICIPAL | 457 | CITY | H | 20 | BRAZORIA | 3889 | 3900 | 3775 | 6893 | 6187 | 5454 | Y
714 | PEARLAND SWTP | City of Pearland surface water treatment plant | H | 6 | NEW SURFACE WATER OR NEW GROUNDWATER SOURCE | 5 | OTHER SURFACE WATER | 3 | WATER TREATMENT PLANT | Cost associated with treating water currently contracted from the GCWA. This strategy does not produce new supply. supply shown is recursive to existing supply. | 1871 | 3874 | BRAZOS RIVER RUN-OF-RIVER | H | 79 | FORT BEND | 12 | BRAZOS | 0 | SURFACE WATER | 1 | NO WATER QUALITY IMPROVEMENTS |  | 2033 | 1 | City of Pearland surface water treatment plant | 2184 | PEARLAND | H | WUG | MUNICIPAL | 457 | CITY | Capital Costs: Brazoria County ($102,363,021.00) Harris County ($3,558,110) | Y | 2010 | 2010 | 4448725 | 4448725 | 2734584 | 2576212 | 2310382 | 2035311 | 105921131 | 20 | 2184 | PEARLAND | H | WUG | MUNICIPAL | 457 | CITY | H | 20 | BRAZORIA | 2590 | 2597 | 2514 | 4591 | 4120 | 3632 | Y
714 | PEARLAND SWTP | City of Pearland surface water treatment plant | H | 6 | NEW SURFACE WATER OR NEW GROUNDWATER SOURCE | 5 | OTHER SURFACE WATER | 3 | WATER TREATMENT PLANT | Cost associated with treating water currently contracted from the GCWA. This strategy does not produce new supply. supply shown is recursive to existing supply. | 1869 | 531 | BRAZOS RIVER RUN-OF-RIVER | H | 79 | FORT BEND | 12 | BRAZOS | 0 | SURFACE WATER | 1 | NO WATER QUALITY IMPROVEMENTS |  | 2033 | 1 | City of Pearland surface water treatment plant | 2184 | PEARLAND | H | WUG | MUNICIPAL | 457 | CITY | Capital Costs: Brazoria County ($153,718,527) Harris County ($5,360,342) | Y | 2010 | 2010 | 6681370 | 6681370 | 4106615 | 3868395 | 3469378 | 3056771 | 159078869 | 20 | 2184 | PEARLAND | H | WUG | MUNICIPAL | 457 | CITY | H | 101 | HARRIS | 145 | 134 | 125 | 223 | 195 | 169 | Y
714 | PEARLAND SWTP | City of Pearland surface water treatment plant | H | 6 | NEW SURFACE WATER OR NEW GROUNDWATER SOURCE | 5 | OTHER SURFACE WATER | 3 | WATER TREATMENT PLANT | Cost associated with treating water currently contracted from the GCWA. This strategy does not produce new supply. supply shown is recursive to existing supply. | 1871 | 3874 | BRAZOS RIVER RUN-OF-RIVER | H | 79 | FORT BEND | 12 | BRAZOS | 0 | SURFACE WATER | 1 | NO WATER QUALITY IMPROVEMENTS |  | 2033 | 1 | City of Pearland surface water treatment plant | 2184 | PEARLAND | H | WUG | MUNICIPAL | 457 | CITY | Capital Costs: Brazoria County ($102,363,021.00) Harris County ($3,558,110) | Y | 2010 | 2010 | 4448725 | 4448725 | 2734584 | 2576212 | 2310382 | 2035311 | 105921131 | 20 | 2184 | PEARLAND | H | WUG | MUNICIPAL | 457 | CITY | H | 101 | HARRIS | 96 | 89 | 83 | 148 | 130 | 112 | Y
894 | SEALY GW TREATMENT EXPANSION | City of Sealy groundwater treatment expansion | H | 5 | EXISTING SOURCE OR EXPANDED USE OF AN EXISTING SOURCE (SURFACE WATER OR GROUNDWATER) | 6 | GROUNDWATER | 4 | PIPELINE AND WATER TREATMENT PLANT |  | 2447 | 1429 | GULF COAST AQUIFER | H | 8 | AUSTIN | 12 | BRAZOS | 1 | GROUNDWATER | 1 | NO WATER QUALITY IMPROVEMENTS |  | 2216 | 1 | City of Sealy groundwater treatment expansion | 2341 | SEALY | H | WUG | MUNICIPAL | 549 | CITY |  | N | 2020 | 2020 | 0 | 783505 | 783505 | 221165 | 221165 | 238451 | 6450000 | 20 | 2341 | SEALY | H | WUG | MUNICIPAL | 549 | CITY | H | 8 | AUSTIN | 0 | 360 | 360 | 360 | 360 | 888 | Y
697 | SUGAR LAND GRP | City of Sugar Land Groundwater Reduction Plan | H | 6 | NEW SURFACE WATER OR NEW GROUNDWATER SOURCE | 4 | NEW MAJOR RESERVOIR | 1 | NO INFRASTRUCTURE |  | 2467 | 3850 | ALLENS CREEK LAKE/RESERVOIR | H | 999 | RESERVOIR | 12 | BRAZOS | 0 | SURFACE WATER | 1 | NO WATER QUALITY IMPROVEMENTS |  | 2001 | 2 | Allens Creek Reservoir | 2493 | SUGAR LAND | H | BOTH | MUNICIPAL | 585 | CITY |  | Y | 2040 | 2040 | 0 | 0 | 0 | 93217 | 191988 | 160102 | 0 | 0 | 2493 | SUGAR LAND | H | BOTH | MUNICIPAL | 585 | CITY | H | 79 | FORT BEND | 0 | 0 | 0 | 231 | 490 | 449 | Y
697 | SUGAR LAND GRP | City of Sugar Land Groundwater Reduction Plan | H | 6 | NEW SURFACE WATER OR NEW GROUNDWATER SOURCE | 5 | OTHER SURFACE WATER | 1 | NO INFRASTRUCTURE |  | 1930 | 3981 | BRAZOS RIVER AUTHORITY MAIN STEM LAKE/RESERVOIR SYSTEM | G | 999 | RESERVOIR | 12 | BRAZOS | 0 | SURFACE WATER | 1 | NO WATER QUALITY IMPROVEMENTS |  | 2028 | 1 | City of Sugar Land Groundwater Reduction Plan | 2493 | SUGAR LAND | H | BOTH | MUNICIPAL | 585 | CITY |  | Y | 2020 | 2020 | 0 | 11364369 | 6479601 | 1365966 | 1326282 | 1207003 | 82576224 | 20 | 2493 | SUGAR LAND | H | BOTH | MUNICIPAL | 585 | CITY | H | 79 | FORT BEND | 0 | 1027 | 2947 | 3385 | 3385 | 3385 | Y
697 | SUGAR LAND GRP | City of Sugar Land Groundwater Reduction Plan | H | 6 | NEW SURFACE WATER OR NEW GROUNDWATER SOURCE | 4 | NEW MAJOR RESERVOIR | 1 | NO INFRASTRUCTURE |  | 2468 | 4453 | FORT BEND OFF-CHANNEL LAKE/RESERVOIR | H | 999 | RESERVOIR | 12 | BRAZOS | 0 | SURFACE WATER | 1 | NO WATER QUALITY IMPROVEMENTS |  | 4624 | 2 | Fort Bend off-channel reservoir | 2493 | SUGAR LAND | H | BOTH | MUNICIPAL | 585 | CITY |  | Y | 2060 | 2060 | 0 | 0 | 0 | 0 | 0 | 328761 | 0 | 0 | 2493 | SUGAR LAND | H | BOTH | MUNICIPAL | 585 | CITY | H | 79 | FORT BEND | 0 | 0 | 0 | 0 | 0 | 922 | Y
699 | SUGAR LAND GRP REUSE | City of Sugar Land Groundwater Reduction Plan - reuse | H | 8 | REUSE | 7 | REUSE | 1 | NO INFRASTRUCTURE |  | 2033 | 4292 | DIRECT REUSE | H | 79 | FORT BEND | 12 | BRAZOS | 2 | REUSE | 1 | NO WATER QUALITY IMPROVEMENTS |  | 2205 | 1 | City of Sugar Land Groundwater Reduction Plan - reuse | 2493 | SUGAR LAND | H | BOTH | MUNICIPAL | 585 | CITY |  | N | 2020 | 2020 | 0 | 6196735 | 11081503 | 2033817 | 1974730 | 1797134 | 78783825 | 20 | 2493 | SUGAR LAND | H | BOTH | MUNICIPAL | 585 | CITY | H | 79 | FORT BEND | 0 | 560 | 5040 | 5040 | 5040 | 5040 | N
698 | SUGAR LAND GRP PARTICIPATION | City of Sugar Land Groundwater Reduction Plan participation | H | 5 | EXISTING SOURCE OR EXPANDED USE OF AN EXISTING SOURCE (SURFACE WATER OR GROUNDWATER) | 6 | GROUNDWATER | 1 | NO INFRASTRUCTURE |  | 1866 | 1431 | GULF COAST AQUIFER | H | 79 | FORT BEND | 12 | BRAZOS | 1 | GROUNDWATER | 1 | NO WATER QUALITY IMPROVEMENTS |  | 2231 | 2 | City of Sugar Land Groundwater Reduction Plan participation | 490 | COUNTY-OTHER, FORT BEND | H | WUG | MUNICIPAL | 757 | COUNTY-OTHER |  | N | 2020 | 2020 | 0 | 38653 | 323927 | 409156 | 258541 | 197731 | 2622831 | 20 | 490 | COUNTY-OTHER, FORT BEND | H | WUG | MUNICIPAL | 757 | COUNTY-OTHER | H | 79 | FORT BEND | 0 | 102 | 919 | 1293 | 1291 | 1183 | N
698 | SUGAR LAND GRP PARTICIPATION | City of Sugar Land Groundwater Reduction Plan participation | H | 5 | EXISTING SOURCE OR EXPANDED USE OF AN EXISTING SOURCE (SURFACE WATER OR GROUNDWATER) | 6 | GROUNDWATER | 1 | NO INFRASTRUCTURE |  | 1866 | 1431 | GULF COAST AQUIFER | H | 79 | FORT BEND | 12 | BRAZOS | 1 | GROUNDWATER | 1 | NO WATER QUALITY IMPROVEMENTS |  | 2231 | 2 | City of Sugar Land Groundwater Reduction Plan participation | 790 | FORT BEND COUNTY MUD #106 | H | WUG | MUNICIPAL | 4117 | UTILITY |  | N | 2020 | 2020 | 0 | 30363 | 105457 | 77899 | 32614 | 30625 | 654698 | 20 | 790 | FORT BEND COUNTY MUD #106 | H | WUG | MUNICIPAL | 4117 | UTILITY | H | 79 | FORT BEND | 0 | 80 | 278 | 127 | 64 | 37 | N
698 | SUGAR LAND GRP PARTICIPATION | City of Sugar Land Groundwater Reduction Plan participation | H | 5 | EXISTING SOURCE OR EXPANDED USE OF AN EXISTING SOURCE (SURFACE WATER OR GROUNDWATER) | 6 | GROUNDWATER | 1 | NO INFRASTRUCTURE |  | 1866 | 1431 | GULF COAST AQUIFER | H | 79 | FORT BEND | 12 | BRAZOS | 1 | GROUNDWATER | 1 | NO WATER QUALITY IMPROVEMENTS |  | 2231 | 2 | City of Sugar Land Groundwater Reduction Plan participation | 792 | FORT BEND COUNTY MUD #111 | H | WUG | MUNICIPAL | 4119 | UTILITY |  | N | 2020 | 2020 | 0 | 24293 | 40614 | 27098 | 14507 | 12886 | 252136 | 20 | 792 | FORT BEND COUNTY MUD #111 | H | WUG | MUNICIPAL | 4119 | UTILITY | H | 79 | FORT BEND | 0 | 64 | 107 | 102 | 51 | 29 | N
698 | SUGAR LAND GRP PARTICIPATION | City of Sugar Land Groundwater Reduction Plan participation | H | 5 | EXISTING SOURCE OR EXPANDED USE OF AN EXISTING SOURCE (SURFACE WATER OR GROUNDWATER) | 6 | GROUNDWATER | 1 | NO INFRASTRUCTURE |  | 1866 | 1431 | GULF COAST AQUIFER | H | 79 | FORT BEND | 12 | BRAZOS | 1 | GROUNDWATER | 1 | NO WATER QUALITY IMPROVEMENTS |  | 2231 | 2 | City of Sugar Land Groundwater Reduction Plan participation | 799 | FORT BEND COUNTY MUD #67 | H | WUG | MUNICIPAL | 4126 | UTILITY |  | N | 2020 | 2020 | 0 | 26190 | 43651 | 28961 | 15532 | 13838 | 270984 | 20 | 799 | FORT BEND COUNTY MUD #67 | H | WUG | MUNICIPAL | 4126 | UTILITY | H | 79 | FORT BEND | 0 | 69 | 115 | 108 | 54 | 31 | N
698 | SUGAR LAND GRP PARTICIPATION | City of Sugar Land Groundwater Reduction Plan participation | H | 5 | EXISTING SOURCE OR EXPANDED USE OF AN EXISTING SOURCE (SURFACE WATER OR GROUNDWATER) | 6 | GROUNDWATER | 1 | NO INFRASTRUCTURE |  | 1866 | 1431 | GULF COAST AQUIFER | H | 79 | FORT BEND | 12 | BRAZOS | 1 | GROUNDWATER | 1 | NO WATER QUALITY IMPROVEMENTS |  | 2231 | 2 | City of Sugar Land Groundwater Reduction Plan participation | 800 | FORT BEND COUNTY MUD #68 | H | WUG | MUNICIPAL | 4127 | UTILITY |  | N | 2020 | 2020 | 0 | 18979 | 28089 | 20095 | 12218 | 9732 | 188518 | 20 | 800 | FORT BEND COUNTY MUD #68 | H | WUG | MUNICIPAL | 4127 | UTILITY | H | 79 | FORT BEND | 0 | 50 | 74 | 80 | 40 | 23 | N
698 | SUGAR LAND GRP PARTICIPATION | City of Sugar Land Groundwater Reduction Plan participation | H | 5 | EXISTING SOURCE OR EXPANDED USE OF AN EXISTING SOURCE (SURFACE WATER OR GROUNDWATER) | 6 | GROUNDWATER | 1 | NO INFRASTRUCTURE |  | 1866 | 1431 | GULF COAST AQUIFER | H | 79 | FORT BEND | 12 | BRAZOS | 1 | GROUNDWATER | 1 | NO WATER QUALITY IMPROVEMENTS |  | 2231 | 2 | City of Sugar Land Groundwater Reduction Plan participation | 801 | FORT BEND COUNTY MUD #69 | H | WUG | MUNICIPAL | 4128 | UTILITY |  | N | 2020 | 2020 | 0 | 15184 | 19359 | 15696 | 11152 | 7656 | 148461 | 20 | 801 | FORT BEND COUNTY MUD #69 | H | WUG | MUNICIPAL | 4128 | UTILITY | H | 79 | FORT BEND | 0 | 40 | 51 | 63 | 32 | 18 | N
698 | SUGAR LAND GRP PARTICIPATION | City of Sugar Land Groundwater Reduction Plan participation | H | 5 | EXISTING SOURCE OR EXPANDED USE OF AN EXISTING SOURCE (SURFACE WATER OR GROUNDWATER) | 6 | GROUNDWATER | 1 | NO INFRASTRUCTURE |  | 1865 | 1425 | GULF COAST AQUIFER | H | 79 | FORT BEND | 11 | SAN JACINTO-BRAZOS | 1 | GROUNDWATER | 1 | NO WATER QUALITY IMPROVEMENTS |  | 2231 | 2 | City of Sugar Land Groundwater Reduction Plan participation | 490 | COUNTY-OTHER, FORT BEND | H | WUG | MUNICIPAL | 757 | COUNTY-OTHER |  | N | 2020 | 2020 | 0 | 11009 | 24683 | 192882 | 277541 | 191272 | 1847858 | 20 | 490 | COUNTY-OTHER, FORT BEND | H | WUG | MUNICIPAL | 757 | COUNTY-OTHER | H | 79 | FORT BEND | 0 | 29 | 60 | 536 | 814 | 814 | N
698 | SUGAR LAND GRP PARTICIPATION | City of Sugar Land Groundwater Reduction Plan participation | H | 5 | EXISTING SOURCE OR EXPANDED USE OF AN EXISTING SOURCE (SURFACE WATER OR GROUNDWATER) | 6 | GROUNDWATER | 1 | NO INFRASTRUCTURE |  | 1865 | 1425 | GULF COAST AQUIFER | H | 79 | FORT BEND | 11 | SAN JACINTO-BRAZOS | 1 | GROUNDWATER | 1 | NO WATER QUALITY IMPROVEMENTS |  | 2231 | 1 | City of Sugar Land Groundwater Reduction Plan participation | 2209 | PLANTATION MUD | H | WUG | MUNICIPAL | 4303 | UTILITY |  | N | 2020 | 2020 | 0 | 17462 | 60344 | 44410 | 18548 | 17443 | 374615 | 20 | 2209 | PLANTATION MUD | H | WUG | MUNICIPAL | 4303 | UTILITY | H | 79 | FORT BEND | 0 | 46 | 159 | 71 | 35 | 20 | N
704 | CLCND WEST CHAMBERS SYSTEM | CLCND West Chambers System | H | 5 | EXISTING SOURCE OR EXPANDED USE OF AN EXISTING SOURCE (SURFACE WATER OR GROUNDWATER) | 5 | OTHER SURFACE WATER | 4 | PIPELINE AND WATER TREATMENT PLANT |  | 2028 | 3880 | TRINITY RIVER RUN-OF-RIVER | H | 36 | CHAMBERS | 8 | TRINITY | 0 | SURFACE WATER | 1 | NO WATER QUALITY IMPROVEMENTS |  | 4327 | 1 | CLCND West Chambers System | 28 | CHAMBERS-LIBERTY COUNTIES NAVIGATION DISTRICT | H | WWP | WWP | N/A | N/A |  | N | 2020 | 2020 | 0 | 1980621 | 1980621 | 203800 | 203800 | 203800 | 20380000 | 20 | 28 | CHAMBERS-LIBERTY COUNTIES NAVIGATION DISTRICT - FUTURE CUSTOMER/SURPLUS SUPPLY | H | WWP | MUNICIPAL | N/A | N/A | H | 36 | CHAMBERS | 0 | 1691 | 1978 | 2235 | 2511 | 2804 | N
412 | COLLIN-GRAYSON MUNICIPAL ALLIANCE SYSTEM | Collin-Grayson Municipal Alliance System | C | 5 | EXISTING SOURCE OR EXPANDED USE OF AN EXISTING SOURCE (SURFACE WATER OR GROUNDWATER) | 5 | OTHER SURFACE WATER | 2 | PIPELINE | This strategy uses water purchased from NTMWD. It will include supplies from Texoma, Indirect reuse, Marvin Nichols, Lower Bois d'Arc and Toledo Bend. These supplies are shown under purchase water from provider. | 1291 | 90 | TEXOMA LAKE/RESERVOIR NON-SYSTEM PORTION | C | 999 | RESERVOIR | 2 | RED | 0 | SURFACE WATER | 1 | NO WATER QUALITY IMPROVEMENTS |  | 5206 | 1 | Collin-Grayson Municipal Alliance System | 62 | GREATER TEXOMA UTILITY AUTHORITY | C | WWP | WWP | N/A | N/A |  | Y | 2020 | 2020 | 0 | 9910000 | 9910000 | 36839000 | 26929000 | 26929000 | 77366000 | 30 | 187 | ANNA | C | WUG | MUNICIPAL | 813 | CITY | C | 43 | COLLIN | 0 | 2108 | 3889 | 5205 | 6689 | 11187 | N
412 | COLLIN-GRAYSON MUNICIPAL ALLIANCE SYSTEM | Collin-Grayson Municipal Alliance System | C | 5 | EXISTING SOURCE OR EXPANDED USE OF AN EXISTING SOURCE (SURFACE WATER OR GROUNDWATER) | 5 | OTHER SURFACE WATER | 2 | PIPELINE | This strategy uses water purchased from NTMWD. It will include supplies from Texoma, Indirect reuse, Marvin Nichols, Lower Bois d'Arc and Toledo Bend. These supplies are shown under purchase water from provider. | 1291 | 90 | TEXOMA LAKE/RESERVOIR NON-SYSTEM PORTION | C | 999 | RESERVOIR | 2 | RED | 0 | SURFACE WATER | 1 | NO WATER QUALITY IMPROVEMENTS |  | 5206 | 1 | Collin-Grayson Municipal Alliance System | 62 | GREATER TEXOMA UTILITY AUTHORITY | C | WWP | WWP | N/A | N/A |  | Y | 2030 | 2030 | 0 | 9910000 | 9910000 | 36839000 | 26929000 | 26929000 | 77366000 | 30 | 62 | GREATER TEXOMA UTILITY AUTHORITY - FUTURE CUSTOMER/SURPLUS SUPPLY | C | WWP | MUNICIPAL | N/A | N/A | C | 91 | GRAYSON | 0 | 0 | 1694 | 2796 | 3605 | 4434 | N
412 | COLLIN-GRAYSON MUNICIPAL ALLIANCE SYSTEM | Collin-Grayson Municipal Alliance System | C | 5 | EXISTING SOURCE OR EXPANDED USE OF AN EXISTING SOURCE (SURFACE WATER OR GROUNDWATER) | 5 | OTHER SURFACE WATER | 2 | PIPELINE | This strategy uses water purchased from NTMWD. It will include supplies from Texoma, Indirect reuse, Marvin Nichols, Lower Bois d'Arc and Toledo Bend. These supplies are shown under purchase water from provider. | 1291 | 90 | TEXOMA LAKE/RESERVOIR NON-SYSTEM PORTION | C | 999 | RESERVOIR | 2 | RED | 0 | SURFACE WATER | 1 | NO WATER QUALITY IMPROVEMENTS |  | 5206 | 1 | Collin-Grayson Municipal Alliance System | 62 | GREATER TEXOMA UTILITY AUTHORITY | C | WWP | WWP | N/A | N/A |  | Y | 2020 | 2020 | 0 | 9910000 | 9910000 | 36839000 | 26929000 | 26929000 | 77366000 | 30 | 960 | HOWE | C | WUG | MUNICIPAL | 286 | CITY | C | 91 | GRAYSON | 0 | 131 | 367 | 602 | 744 | 870 | N
412 | COLLIN-GRAYSON MUNICIPAL ALLIANCE SYSTEM | Collin-Grayson Municipal Alliance System | C | 5 | EXISTING SOURCE OR EXPANDED USE OF AN EXISTING SOURCE (SURFACE WATER OR GROUNDWATER) | 5 | OTHER SURFACE WATER | 2 | PIPELINE | This strategy uses water purchased from NTMWD. It will include supplies from Texoma, Indirect reuse, Marvin Nichols, Lower Bois d'Arc and Toledo Bend. These supplies are shown under purchase water from provider. | 1291 | 90 | TEXOMA LAKE/RESERVOIR NON-SYSTEM PORTION | C | 999 | RESERVOIR | 2 | RED | 0 | SURFACE WATER | 1 | NO WATER QUALITY IMPROVEMENTS |  | 5206 | 1 | Collin-Grayson Municipal Alliance System | 62 | GREATER TEXOMA UTILITY AUTHORITY | C | WWP | WWP | N/A | N/A |  | Y | 2020 | 2020 | 0 | 9910000 | 9910000 | 36839000 | 26929000 | 26929000 | 77366000 | 30 | 1824 | MELISSA | C | WUG | MUNICIPAL | 914 | CITY | C | 43 | COLLIN | 0 | 782 | 1940 | 4308 | 8062 | 9333 | N
412 | COLLIN-GRAYSON MUNICIPAL ALLIANCE SYSTEM | Collin-Grayson Municipal Alliance System | C | 5 | EXISTING SOURCE OR EXPANDED USE OF AN EXISTING SOURCE (SURFACE WATER OR GROUNDWATER) | 5 | OTHER SURFACE WATER | 2 | PIPELINE | This strategy uses water purchased from NTMWD. It will include supplies from Texoma, Indirect reuse, Marvin Nichols, Lower Bois d'Arc and Toledo Bend. These supplies are shown under purchase water from provider. | 1291 | 90 | TEXOMA LAKE/RESERVOIR NON-SYSTEM PORTION | C | 999 | RESERVOIR | 2 | RED | 0 | SURFACE WATER | 1 | NO WATER QUALITY IMPROVEMENTS |  | 5206 | 1 | Collin-Grayson Municipal Alliance System | 62 | GREATER TEXOMA UTILITY AUTHORITY | C | WWP | WWP | N/A | N/A |  | Y | 2020 | 2020 | 0 | 9910000 | 9910000 | 36839000 | 26929000 | 26929000 | 77366000 | 30 | 2376 | SOUTH GRAYSON WSC | C | WUG | MUNICIPAL | 4336 | UTILITY | C | 91 | GRAYSON | 0 | 97 | 97 | 93 | 88 | 80 | N
412 | COLLIN-GRAYSON MUNICIPAL ALLIANCE SYSTEM | Collin-Grayson Municipal Alliance System | C | 5 | EXISTING SOURCE OR EXPANDED USE OF AN EXISTING SOURCE (SURFACE WATER OR GROUNDWATER) | 5 | OTHER SURFACE WATER | 2 | PIPELINE | This strategy uses water purchased from NTMWD. It will include supplies from Texoma, Indirect reuse, Marvin Nichols, Lower Bois d'Arc and Toledo Bend. These supplies are shown under purchase water from provider. | 1291 | 90 | TEXOMA LAKE/RESERVOIR NON-SYSTEM PORTION | C | 999 | RESERVOIR | 2 | RED | 0 | SURFACE WATER | 1 | NO WATER QUALITY IMPROVEMENTS |  | 5206 | 1 | Collin-Grayson Municipal Alliance System | 62 | GREATER TEXOMA UTILITY AUTHORITY | C | WWP | WWP | N/A | N/A |  | Y | 2020 | 2020 | 0 | 9910000 | 9910000 | 36839000 | 26929000 | 26929000 | 77366000 | 30 | 2562 | VAN ALSTYNE | C | WUG | MUNICIPAL | 619 | CITY | C | 91 | GRAYSON | 0 | 137 | 627 | 1188 | 1416 | 1508 | N
784 | CONJUCTIVE MANAGEMENT OF CHAMPION WELL FIELD AND OAK CREEK RESERVOIR WITH SUBORDINATION AGREEMENT | Conjunctive management of Champion well field and Oak Creek Reservoir with subordination agreement | G | 6 | NEW SURFACE WATER OR NEW GROUNDWATER SOURCE | 5 | OTHER SURFACE WATER | 1 | NO INFRASTRUCTURE | THIS PROJECT DOES NOT HAVE A CAPITAL COST. | 2252 | 330 | OAK CREEK LAKE/RESERVOIR | F | 999 | RESERVOIR | 14 | COLORADO | 0 | SURFACE WATER | 1 | NO WATER QUALITY IMPROVEMENTS |  | 3449 | 1 | Conjunctive management of Champion well field and Oak Creek Reservoir with subordination agreement | 137 | SWEETWATER | G | BOTH | MUNICIPAL | 591 | CITY |  | Y | 2010 | 2010 | 0 | 0 | 0 | 0 | 0 | 0 | 0 | 0 | 137 | SWEETWATER | G | BOTH | MUNICIPAL | 591 | CITY | G | 177 | NOLAN | 688 | 755 | 878 | 948 | 953 | 963 | N
44 | CONJUNCTIVE USE OF GROUNDWATER (TEMPORARY OVERDRAFT) - JACKSON COUNTY | Conjunctive use of groundwater (temporary overdraft) - Jackson County | P | 5 | EXISTING SOURCE OR EXPANDED USE OF AN EXISTING SOURCE (SURFACE WATER OR GROUNDWATER) | 6 | GROUNDWATER | 1 | NO INFRASTRUCTURE | A cost of $42 per acre-foot is alculated as the maximum additional pumping cost for additional drawdown from conjunctive use. This cost would only be assessed when needed. | 36 | 1818 | GULF COAST AQUIFER | P | 120 | JACKSON | 15 | COLORADO-LAVACA | 1 | GROUNDWATER | 1 | NO WATER QUALITY IMPROVEMENTS |  | 5068 | 1 | Conjunctive use of groundwater (temporary overdraft) - Jackson County | 1093 | IRRIGATION, JACKSON | P | WUG | IRRIGATION | 1004 | N/A |  | N | 2010 | 2010 | 212226 | 212226 | 212226 | 212268 | 212226 | 212226 | 0 | 0 | 1093 | IRRIGATION, JACKSON | P | WUG | IRRIGATION | 1004 | N/A | P | 120 | JACKSON | 5053 | 5053 | 5053 | 5054 | 5053 | 5053 | N
45 | CONJUNCTIVE USE OF GROUNDWATER (TEMPORARY OVERDRAFT) - WHARTON COUNTY | Conjunctive use of groundwater (temporary overdraft) - Wharton County | P | 5 | EXISTING SOURCE OR EXPANDED USE OF AN EXISTING SOURCE (SURFACE WATER OR GROUNDWATER) | 6 | GROUNDWATER | 1 | NO INFRASTRUCTURE | A cost of $96 is calculated as the additional pumping cost for estimated additional drawdown of 35 feet, including 1 feet for seasonal variation due to the close proximity of well locations. This cost would only be assessed when needed. | 38 | 1819 | GULF COAST AQUIFER | P | 241 | WHARTON | 15 | COLORADO-LAVACA | 1 | GROUNDWATER | 1 | NO WATER QUALITY IMPROVEMENTS |  | 5069 | 1 | Conjunctive use of groundwater (temporary overdraft) - Wharton County | 1205 | IRRIGATION, WHARTON | P | WUG | IRRIGATION | 1004 | N/A |  | N | 2010 | 2010 | 62580 | 62580 | 62538 | 62538 | 62580 | 62538 | 0 | 0 | 1205 | IRRIGATION, WHARTON | P | WUG | IRRIGATION | 1004 | N/A | P | 241 | WHARTON | 1490 | 1490 | 1489 | 1489 | 1490 | 1489 | N
45 | CONJUNCTIVE USE OF GROUNDWATER (TEMPORARY OVERDRAFT) - WHARTON COUNTY | Conjunctive use of groundwater (temporary overdraft) - Wharton County | P | 5 | EXISTING SOURCE OR EXPANDED USE OF AN EXISTING SOURCE (SURFACE WATER OR GROUNDWATER) | 6 | GROUNDWATER | 1 | NO INFRASTRUCTURE | A cost of $96 is calculated as the additional pumping cost for estimated additional drawdown of 35 feet, including 1 feet for seasonal variation due to the close proximity of well locations. This cost would only be assessed when needed. | 37 | 1822 | GULF COAST AQUIFER | P | 241 | WHARTON | 16 | LAVACA | 1 | GROUNDWATER | 1 | NO WATER QUALITY IMPROVEMENTS |  | 2133 | 1 | Conjunctive use of groundwater (temporary overdraft) - Wharton County | 1205 | IRRIGATION, WHARTON | P | WUG | IRRIGATION | 1004 | N/A |  | N | 2010 | 2010 | 2570232 | 2570232 | 2570274 | 2570274 | 2570232 | 2570274 | 0 | 0 | 1205 | IRRIGATION, WHARTON | P | WUG | IRRIGATION | 1004 | N/A | P | 241 | WHARTON | 61196 | 61196 | 61197 | 61197 | 61196 | 61197 | N
392 | CONJUNCTIVE USE OF GROUNDWATER - INCLUDES OVERDRAFTS | Conjunctive use of groundwater - includes overdraft | K | 5 | EXISTING SOURCE OR EXPANDED USE OF AN EXISTING SOURCE (SURFACE WATER OR GROUNDWATER) | 9 | CONJUNCTIVE USE | 6 | OTHER INFRASTRUCTURE |  | 1556 | 1557 | GULF COAST AQUIFER | K | 45 | COLORADO | 13 | BRAZOS-COLORADO | 1 | GROUNDWATER | 1 | NO WATER QUALITY IMPROVEMENTS |  | 2395 | 1 | Conjunctive use of groundwater - includes overdraft | 87 | LOWER COLORADO RIVER AUTHORITY | K | WWP | WWP | N/A | N/A |  | N | 2020 | 2020 | 0 | 0 | 0 | 0 | 0 | 0 | 0 | 0 | 1022 | IRRIGATION, COLORADO | K | WUG | IRRIGATION | 1004 | N/A | K | 45 | COLORADO | 0 | 4886 | 4886 | 4886 | 4886 | 4886 | N
392 | CONJUNCTIVE USE OF GROUNDWATER - INCLUDES OVERDRAFTS | Conjunctive use of groundwater - includes overdraft | K | 5 | EXISTING SOURCE OR EXPANDED USE OF AN EXISTING SOURCE (SURFACE WATER OR GROUNDWATER) | 9 | CONJUNCTIVE USE | 6 | OTHER INFRASTRUCTURE |  | 1560 | 1609 | GULF COAST AQUIFER | K | 45 | COLORADO | 16 | LAVACA | 1 | GROUNDWATER | 1 | NO WATER QUALITY IMPROVEMENTS |  | 2395 | 1 | Conjunctive use of groundwater - includes overdraft | 87 | LOWER COLORADO RIVER AUTHORITY | K | WWP | WWP | N/A | N/A |  | N | 2020 | 2020 | 0 | 0 | 0 | 0 | 0 | 0 | 0 | 0 | 1022 | IRRIGATION, COLORADO | K | WUG | IRRIGATION | 1004 | N/A | K | 45 | COLORADO | 0 | 9920 | 9920 | 9920 | 9920 | 9920 | N
392 | CONJUNCTIVE USE OF GROUNDWATER - INCLUDES OVERDRAFTS | Conjunctive use of groundwater - includes overdraft | K | 5 | EXISTING SOURCE OR EXPANDED USE OF AN EXISTING SOURCE (SURFACE WATER OR GROUNDWATER) | 9 | CONJUNCTIVE USE | 6 | OTHER INFRASTRUCTURE |  | 1561 | 1558 | GULF COAST AQUIFER | K | 161 | MATAGORDA | 13 | BRAZOS-COLORADO | 1 | GROUNDWATER | 1 | NO WATER QUALITY IMPROVEMENTS |  | 3352 | 1 | Conjunctive use of groundwater - includes overdraft | 87 | LOWER COLORADO RIVER AUTHORITY | K | WWP | WWP | N/A | N/A |  | N | 2020 | 2020 | 0 | 0 | 0 | 0 | 0 | 0 | 0 | 0 | 1131 | IRRIGATION, MATAGORDA | K | WUG | IRRIGATION | 1004 | N/A | K | 161 | MATAGORDA | 0 | 14437 | 14437 | 14437 | 14437 | 14437 | N
392 | CONJUNCTIVE USE OF GROUNDWATER - INCLUDES OVERDRAFTS | Conjunctive use of groundwater - includes overdraft | K | 5 | EXISTING SOURCE OR EXPANDED USE OF AN EXISTING SOURCE (SURFACE WATER OR GROUNDWATER) | 9 | CONJUNCTIVE USE | 6 | OTHER INFRASTRUCTURE |  | 1557 | 1594 | GULF COAST AQUIFER | K | 161 | MATAGORDA | 14 | COLORADO | 1 | GROUNDWATER | 1 | NO WATER QUALITY IMPROVEMENTS |  | 3352 | 1 | Conjunctive use of groundwater - includes overdraft | 87 | LOWER COLORADO RIVER AUTHORITY | K | WWP | WWP | N/A | N/A |  | N | 2020 | 2020 | 0 | 0 | 0 | 0 | 0 | 0 | 0 | 0 | 1131 | IRRIGATION, MATAGORDA | K | WUG | IRRIGATION | 1004 | N/A | K | 161 | MATAGORDA | 0 | 1473 | 1473 | 1473 | 1473 | 1473 | N
392 | CONJUNCTIVE USE OF GROUNDWATER - INCLUDES OVERDRAFTS | Conjunctive use of groundwater - includes overdraft | K | 5 | EXISTING SOURCE OR EXPANDED USE OF AN EXISTING SOURCE (SURFACE WATER OR GROUNDWATER) | 9 | CONJUNCTIVE USE | 6 | OTHER INFRASTRUCTURE |  | 1562 | 1608 | GULF COAST AQUIFER | K | 161 | MATAGORDA | 15 | COLORADO-LAVACA | 1 | GROUNDWATER | 1 | NO WATER QUALITY IMPROVEMENTS |  | 3352 | 1 | Conjunctive use of groundwater - includes overdraft | 87 | LOWER COLORADO RIVER AUTHORITY | K | WWP | WWP | N/A | N/A |  | N | 2020 | 2020 | 0 | 0 | 0 | 0 | 0 | 0 | 0 | 0 | 1131 | IRRIGATION, MATAGORDA | K | WUG | IRRIGATION | 1004 | N/A | K | 161 | MATAGORDA | 0 | 13553 | 13553 | 13553 | 13553 | 13553 | N
392 | CONJUNCTIVE USE OF GROUNDWATER - INCLUDES OVERDRAFTS | Conjunctive use of groundwater - includes overdraft | K | 5 | EXISTING SOURCE OR EXPANDED USE OF AN EXISTING SOURCE (SURFACE WATER OR GROUNDWATER) | 9 | CONJUNCTIVE USE | 6 | OTHER INFRASTRUCTURE |  | 1555 | 1559 | GULF COAST AQUIFER | K | 241 | WHARTON | 13 | BRAZOS-COLORADO | 1 | GROUNDWATER | 1 | NO WATER QUALITY IMPROVEMENTS |  | 3353 | 1 | Conjunctive use of groundwater - includes overdraft | 87 | LOWER COLORADO RIVER AUTHORITY | K | WWP | WWP | N/A | N/A |  | N | 2020 | 2020 | 0 | 0 | 0 | 0 | 0 | 0 | 0 | 0 | 1205 | IRRIGATION, WHARTON | P | WUG | IRRIGATION | 1004 | N/A | K | 241 | WHARTON | 0 | 12766 | 12766 | 12766 | 12766 | 12766 | N
392 | CONJUNCTIVE USE OF GROUNDWATER - INCLUDES OVERDRAFTS | Conjunctive use of groundwater - includes overdraft | K | 5 | EXISTING SOURCE OR EXPANDED USE OF AN EXISTING SOURCE (SURFACE WATER OR GROUNDWATER) | 9 | CONJUNCTIVE USE | 6 | OTHER INFRASTRUCTURE |  | 1558 | 1604 | GULF COAST AQUIFER | K | 241 | WHARTON | 14 | COLORADO | 1 | GROUNDWATER | 1 | NO WATER QUALITY IMPROVEMENTS |  | 3353 | 1 | Conjunctive use of groundwater - includes overdraft | 87 | LOWER COLORADO RIVER AUTHORITY | K | WWP | WWP | N/A | N/A |  | N | 2020 | 2020 | 0 | 0 | 0 | 0 | 0 | 0 | 0 | 0 | 1205 | IRRIGATION, WHARTON | P | WUG | IRRIGATION | 1004 | N/A | K | 241 | WHARTON | 0 | 532 | 532 | 532 | 532 | 532 | N
392 | CONJUNCTIVE USE OF GROUNDWATER - INCLUDES OVERDRAFTS | Conjunctive use of groundwater - includes overdraft | K | 5 | EXISTING SOURCE OR EXPANDED USE OF AN EXISTING SOURCE (SURFACE WATER OR GROUNDWATER) | 9 | CONJUNCTIVE USE | 6 | OTHER INFRASTRUCTURE |  | 1559 | 3862 | GULF COAST AQUIFER | K | 241 | WHARTON | 15 | COLORADO-LAVACA | 1 | GROUNDWATER | 1 | NO WATER QUALITY IMPROVEMENTS |  | 3353 | 1 | Conjunctive use of groundwater - includes overdraft | 87 | LOWER COLORADO RIVER AUTHORITY | K | WWP | WWP | N/A | N/A |  | N | 2020 | 2020 | 0 | 0 | 0 | 0 | 0 | 0 | 0 | 0 | 1205 | IRRIGATION, WHARTON | P | WUG | IRRIGATION | 1004 | N/A | K | 241 | WHARTON | 0 | 4433 | 4433 | 4433 | 4433 | 4433 | N
871 | CONSERVATION: BRUSH MANAGEMENT | Conservation: brush management | J | 2 | BRUSH CONTROL | 13 | OTHER - BRUSH CONTROL | 1 | NO INFRASTRUCTURE |  | 2366 | 2723 | CONSERVATION | J | 133 | KERR | 18 | GUADALUPE | 3 | CONSERVATION | 1 | NO WATER QUALITY IMPROVEMENTS |  | 6072 | 1 | Conservation: brush management | 544 | COUNTY-OTHER, KERR | J | WUG | MUNICIPAL | 757 | COUNTY-OTHER |  | N | 2010 | 2010 | 150000 | 150000 | 150000 | 150000 | 150000 | 150000 | 3937790 | 5 | 544 | COUNTY-OTHER, KERR | J | WUG | MUNICIPAL | 757 | COUNTY-OTHER | J | 133 | KERR | 10500 | 10500 | 10500 | 10500 | 10500 | 10500 | N
861 | CONSERVATION: PUBLIC INFORMATION | Conservation: public information | J | 3 | CONSERVATION | 1 | MUNICIPAL CONSERVATION | 1 | NO INFRASTRUCTURE |  | 2353 | 2729 | CONSERVATION | J | 10 | BANDERA | 19 | SAN ANTONIO | 3 | CONSERVATION | 1 | NO WATER QUALITY IMPROVEMENTS |  | 3112 | 1 | Conservation: public information | 217 | BANDERA | J | WUG | MUNICIPAL | 36 | CITY |  | N | 2010 | 2010 | 422 | 472 | 523 | 564 | 600 | 634 | 0 | 0 | 217 | BANDERA | J | WUG | MUNICIPAL | 36 | CITY | J | 10 | BANDERA | 3 | 3 | 3 | 3 | 4 | 4 | N
864 | CONSERVATION: PUBLIC INFORMATION | Conservation: public information | J | 3 | CONSERVATION | 1 | MUNICIPAL CONSERVATION | 1 | NO INFRASTRUCTURE |  | 2378 | 4440 | CONSERVATION | J | 69 | EDWARDS | 21 | NUECES | 3 | CONSERVATION | 1 | NO WATER QUALITY IMPROVEMENTS |  | 4003 | 1 | Conservation: public information | 480 | COUNTY-OTHER, EDWARDS | J | WUG | MUNICIPAL | 757 | COUNTY-OTHER |  | N | 2010 | 2010 | 377 | 393 | 384 | 372 | 367 | 352 | 0 | 0 | 480 | COUNTY-OTHER, EDWARDS | J | WUG | MUNICIPAL | 757 | COUNTY-OTHER | J | 69 | EDWARDS | 2 | 2 | 2 | 2 | 2 | 2 | N
872 | CONSERVATION: PUBLIC INFORMATION | Conservation: public information | J | 3 | CONSERVATION | 1 | MUNICIPAL CONSERVATION | 1 | NO INFRASTRUCTURE |  | 2367 | 2723 | CONSERVATION | J | 133 | KERR | 18 | GUADALUPE | 3 | CONSERVATION | 1 | NO WATER QUALITY IMPROVEMENTS |  | 6073 | 1 | Conservation: public information | 544 | COUNTY-OTHER, KERR | J | WUG | MUNICIPAL | 757 | COUNTY-OTHER |  | N | 2010 | 2010 | 4849 | 5403 | 5667 | 5780 | 6039 | 6148 | 0 | 0 | 544 | COUNTY-OTHER, KERR | J | WUG | MUNICIPAL | 757 | COUNTY-OTHER | J | 133 | KERR | 14 | 15 | 15 | 15 | 16 | 16 | N
868 | CONSERVATION: PUBLIC INFORMATION | Conservation: public information | J | 3 | CONSERVATION | 1 | MUNICIPAL CONSERVATION | 1 | NO INFRASTRUCTURE |  | 2365 | 2723 | CONSERVATION | J | 133 | KERR | 18 | GUADALUPE | 3 | CONSERVATION | 1 | NO WATER QUALITY IMPROVEMENTS |  | 6075 | 1 | Conservation | 1261 | KERRVILLE | J | WUG | MUNICIPAL | 320 | CITY |  | N | 2010 | 2010 | 9218 | 10272 | 10774 | 11018 | 11570 | 11818 | 0 | 0 | 1261 | KERRVILLE | J | WUG | MUNICIPAL | 320 | CITY | J | 133 | KERR | 44 | 47 | 49 | 49 | 52 | 53 | N
877 | CONSERVATION: PUBLIC INFORMATION | Conservation: public information | J | 3 | CONSERVATION | 1 | MUNICIPAL CONSERVATION | 1 | NO INFRASTRUCTURE |  | 2369 | 2768 | CONSERVATION | J | 193 | REAL | 21 | NUECES | 3 | CONSERVATION | 1 | NO WATER QUALITY IMPROVEMENTS |  | 4004 | 1 | Conservation: public information | 323 | CAMP WOOD | J | WUG | MUNICIPAL | 838 | CITY |  | N | 2010 | 2010 | 330 | 336 | 328 | 323 | 331 | 338 | 0 | 0 | 323 | CAMP WOOD | J | WUG | MUNICIPAL | 838 | CITY | J | 193 | REAL | 2 | 2 | 2 | 2 | 2 | 2 | N
867 | CONSERVATION: SYSTEM WATER AUDIT AND WATER LOSS AUDIT | Conservation: system water audit and water loss audit | J | 3 | CONSERVATION | 1 | MUNICIPAL CONSERVATION | 1 | NO INFRASTRUCTURE |  | 2364 | 2723 | CONSERVATION | J | 133 | KERR | 18 | GUADALUPE | 3 | CONSERVATION | 1 | NO WATER QUALITY IMPROVEMENTS |  | 6075 | 1 | Conservation | 1261 | KERRVILLE | J | WUG | MUNICIPAL | 320 | CITY |  | N | 2010 | 2010 | 20000 | 20000 | 20000 | 20000 | 20000 | 20000 | 0 | 0 | 1261 | KERRVILLE | J | WUG | MUNICIPAL | 320 | CITY | J | 133 | KERR | 436 | 475 | 492 | 494 | 515 | 526 | N
873 | CONSERVATION: SYSTEM WATER AUDIT AND WATER LOSS AUDIT | Conservation: system water audit and water loss audit | J | 3 | CONSERVATION | 1 | MUNICIPAL CONSERVATION | 1 | NO INFRASTRUCTURE |  | 2379 | 4441 | CONSERVATION | J | 136 | KINNEY | 23 | RIO GRANDE | 3 | CONSERVATION | 1 | NO WATER QUALITY IMPROVEMENTS |  | 6000 | 1 | Conservation: system water audit and water loss audit | 277 | BRACKETTVILLE | J | WUG | MUNICIPAL | 70 | CITY |  | N | 2010 | 2010 | 1000 | 1000 | 1000 | 1000 | 1000 | 1000 | 0 | 0 | 277 | BRACKETTVILLE | J | WUG | MUNICIPAL | 70 | CITY | J | 136 | KINNEY | 58 | 58 | 58 | 58 | 58 | 58 | N
875 | CONSERVATION: SYSTEM WATER AUDIT AND WATER LOSS AUDIT | Conservation: system water audit and water loss audit | J | 3 | CONSERVATION | 1 | MUNICIPAL CONSERVATION | 1 | NO INFRASTRUCTURE |  | 2368 | 2768 | CONSERVATION | J | 193 | REAL | 21 | NUECES | 3 | CONSERVATION | 1 | NO WATER QUALITY IMPROVEMENTS |  | 4005 | 1 | Conservation: system water audit and water loss audit | 604 | COUNTY-OTHER, REAL | J | WUG | MUNICIPAL | 757 | COUNTY-OTHER |  | N | 2010 | 2010 | 1000 | 1000 | 1000 | 1000 | 1000 | 1000 | 0 | 0 | 604 | COUNTY-OTHER, REAL | J | WUG | MUNICIPAL | 757 | COUNTY-OTHER | J | 193 | REAL | 20 | 20 | 20 | 20 | 20 | 20 | N
101 | CONSTRUCT LAKE RINGGOLD | Construct Lake Ringgold | B | 6 | NEW SURFACE WATER OR NEW GROUNDWATER SOURCE | 4 | NEW MAJOR RESERVOIR | 1 | NO INFRASTRUCTURE |  | 647 | 4121 | RINGGOLD LAKE/RESERVOIR | B | 999 | RESERVOIR | 2 | RED | 0 | SURFACE WATER | 1 | NO WATER QUALITY IMPROVEMENTS |  | 5202 | 1 | Construct Lake Ringgold | 160 | WICHITA FALLS | B | BOTH | MUNICIPAL | 654 | CITY |  | N | 2050 | 2050 | 0 | 0 | 0 | 0 | 38014500 | 38014500 | 382900000 | 40 | 160 | WICHITA FALLS | B | BOTH | MUNICIPAL | 654 | CITY | B | 243 | WICHITA | 0 | 0 | 0 | 0 | 27000 | 27000 | N
942 | CONSTRUCTION OF LAVACA RIVER OFF-CHANNEL RESERVOIR DIVERSION PROJECT (REGION L COMPONENT) | Construction of Lavaca River off-channel reservoir diversion project (Region L component) | L | 6 | NEW SURFACE WATER OR NEW GROUNDWATER SOURCE | 4 | NEW MAJOR RESERVOIR | 6 | OTHER INFRASTRUCTURE |  | 2557 | 4341 | LAVACA RIVER OFF-CHANNEL LAKE/RESERVOIR | P | 999 | RESERVOIR | 16 | LAVACA | 0 | SURFACE WATER | 1 | NO WATER QUALITY IMPROVEMENTS |  | 5086 | 1 | Construction of Lavaca River off-channel reservoir diversion project | 1641 | MANUFACTURING, CALHOUN | L | WUG | MANUFACTURING | 1001 | N/A |  | Y | 2020 | 2020 | 0 | 7010000 | 5630000 | 5630000 | 1000000 | 1000000 | 85429083 | 40 | 1641 | MANUFACTURING, CALHOUN | L | WUG | MANUFACTURING | 1001 | N/A | L | 29 | CALHOUN | 0 | 10000 | 10000 | 10000 | 10000 | 10000 | N
653 | CONSTRUCTION OF LAVACA RIVER OFF-CHANNEL RESERVOIR DIVERSION PROJECT (REGION N COMPONENT) | Construction of Lavaca River off-channel reservoir diversion project (Region N component) | N | 6 | NEW SURFACE WATER OR NEW GROUNDWATER SOURCE | 4 | NEW MAJOR RESERVOIR | 6 | OTHER INFRASTRUCTURE | Project was considered for WUGs in Region P but was not recommended as a WMS for Region P. This WMS is recommended for Regions L and N. | 2085 | 4341 | LAVACA RIVER OFF-CHANNEL LAKE/RESERVOIR | P | 999 | RESERVOIR | 16 | LAVACA | 0 | SURFACE WATER | 1 | NO WATER QUALITY IMPROVEMENTS |  | 5086 | 1 | Construction of Lavaca River off-channel reservoir diversion project | 34 | CORPUS CHRISTI | N | BOTH | MUNICIPAL | 135 | CITY |  | Y | 2010 | 2060 | 0 | 0 | 0 | 0 | 0 | 1628121 | 138753917 | 40 | 1744 | MANUFACTURING, NUECES | N | WUG | MANUFACTURING | 1001 | N/A | N | 178 | NUECES | 0 | 0 | 0 | 0 | 0 | 6914 | N
653 | CONSTRUCTION OF LAVACA RIVER OFF-CHANNEL RESERVOIR DIVERSION PROJECT (REGION N COMPONENT) | Construction of Lavaca River off-channel reservoir diversion project (Region N component) | N | 6 | NEW SURFACE WATER OR NEW GROUNDWATER SOURCE | 4 | NEW MAJOR RESERVOIR | 6 | OTHER INFRASTRUCTURE | Project was considered for WUGs in Region P but was not recommended as a WMS for Region P. This WMS is recommended for Regions L and N. | 2085 | 4341 | LAVACA RIVER OFF-CHANNEL LAKE/RESERVOIR | P | 999 | RESERVOIR | 16 | LAVACA | 0 | SURFACE WATER | 1 | NO WATER QUALITY IMPROVEMENTS |  | 5086 | 1 | Construction of Lavaca River off-channel reservoir diversion project | 34 | CORPUS CHRISTI | N | BOTH | MUNICIPAL | 135 | CITY |  | Y | 2010 | 2060 | 0 | 0 | 0 | 0 | 0 | 1628121 | 138753917 | 40 | 2001 | MINING, NUECES | N | WUG | MINING | 1003 | N/A | N | 178 | NUECES | 0 | 0 | 0 | 0 | 0 | 3914 | N
653 | CONSTRUCTION OF LAVACA RIVER OFF-CHANNEL RESERVOIR DIVERSION PROJECT (REGION N COMPONENT) | Construction of Lavaca River off-channel reservoir diversion project (Region N component) | N | 6 | NEW SURFACE WATER OR NEW GROUNDWATER SOURCE | 4 | NEW MAJOR RESERVOIR | 6 | OTHER INFRASTRUCTURE | Project was considered for WUGs in Region P but was not recommended as a WMS for Region P. This WMS is recommended for Regions L and N. | 2085 | 4341 | LAVACA RIVER OFF-CHANNEL LAKE/RESERVOIR | P | 999 | RESERVOIR | 16 | LAVACA | 0 | SURFACE WATER | 1 | NO WATER QUALITY IMPROVEMENTS |  | 5086 | 1 | Construction of Lavaca River off-channel reservoir diversion project | 34 | CORPUS CHRISTI | N | BOTH | MUNICIPAL | 135 | CITY |  | Y | 2010 | 2060 | 0 | 0 | 0 | 0 | 0 | 1628121 | 138753917 | 40 | 2461 | STEAM ELECTRIC POWER, NUECES | N | WUG | STEAM ELECTRIC | 1002 | N/A | N | 178 | NUECES | 0 | 0 | 0 | 0 | 0 | 5414 | N
732 | BAWA TO WUG CONTRACT | Contract with Baytown Area Water Authority | H | 5 | EXISTING SOURCE OR EXPANDED USE OF AN EXISTING SOURCE (SURFACE WATER OR GROUNDWATER) | 5 | OTHER SURFACE WATER | 6 | OTHER INFRASTRUCTURE |  | 1977 | 510 | LIVINGSTON-WALLISVILLE LAKE/RESERVOIR SYSTEM | H | 999 | RESERVOIR | 8 | TRINITY | 0 | SURFACE WATER | 1 | NO WATER QUALITY IMPROVEMENTS |  | 4695 | 2 | Contract with Baytown Area Water Authority | 911 | HARRIS COUNTY WCID #1 | H | WUG | MUNICIPAL | 4193 | UTILITY |  | Y | 2030 | 2030 | 0 | 0 | 34320 | 58785 | 58912 | 60676 | 900444 | 20 | 911 | HARRIS COUNTY WCID #1 | H | WUG | MUNICIPAL | 4193 | UTILITY | H | 101 | HARRIS | 0 | 0 | 191 | 349 | 496 | 496 | Y
733 | BRA TO WUG CONTRACT | Contract with BRA | H | 6 | NEW SURFACE WATER OR NEW GROUNDWATER SOURCE | 4 | NEW MAJOR RESERVOIR | 6 | OTHER INFRASTRUCTURE |  | 1978 | 3850 | ALLENS CREEK LAKE/RESERVOIR | H | 999 | RESERVOIR | 12 | BRAZOS | 0 | SURFACE WATER | 1 | NO WATER QUALITY IMPROVEMENTS |  | 2001 | 2 | Allens Creek Reservoir | 490 | COUNTY-OTHER, FORT BEND | H | WUG | MUNICIPAL | 757 | COUNTY-OTHER |  | Y | 2040 | 2040 | 0 | 0 | 0 | 4270326 | 17983283 | 20327256 | 155512195 | 20 | 490 | COUNTY-OTHER, FORT BEND | H | WUG | MUNICIPAL | 757 | COUNTY-OTHER | H | 79 | FORT BEND | 0 | 0 | 0 | 3990 | 19180 | 12211 | Y
733 | BRA TO WUG CONTRACT | Contract with BRA | H | 6 | NEW SURFACE WATER OR NEW GROUNDWATER SOURCE | 4 | NEW MAJOR RESERVOIR | 6 | OTHER INFRASTRUCTURE |  | 1978 | 3850 | ALLENS CREEK LAKE/RESERVOIR | H | 999 | RESERVOIR | 12 | BRAZOS | 0 | SURFACE WATER | 1 | NO WATER QUALITY IMPROVEMENTS |  | 2001 | 2 | Allens Creek Reservoir | 766 | FAIRCHILDS | H | WUG | MUNICIPAL | 1019 | CITY |  | N | 2040 | 2040 | 0 | 0 | 0 | 51028 | 165694 | 179978 | 1674028 | 20 | 766 | FAIRCHILDS | H | WUG | MUNICIPAL | 1019 | CITY | H | 79 | FORT BEND | 0 | 0 | 0 | 129 | 303 | 164 | Y
733 | BRA TO WUG CONTRACT | Contract with BRA | H | 6 | NEW SURFACE WATER OR NEW GROUNDWATER SOURCE | 4 | NEW MAJOR RESERVOIR | 6 | OTHER INFRASTRUCTURE |  | 1978 | 3850 | ALLENS CREEK LAKE/RESERVOIR | H | 999 | RESERVOIR | 12 | BRAZOS | 0 | SURFACE WATER | 1 | NO WATER QUALITY IMPROVEMENTS |  | 2001 | 2 | Allens Creek Reservoir | 795 | FORT BEND COUNTY MUD #25 | H | WUG | MUNICIPAL | 4122 | UTILITY |  | Y | 2040 | 2040 | 0 | 0 | 0 | 442328 | 1311253 | 1356348 | 12886881 | 20 | 795 | FORT BEND COUNTY MUD #25 | H | WUG | MUNICIPAL | 4122 | UTILITY | H | 79 | FORT BEND | 0 | 0 | 0 | 744 | 1750 | 949 | Y
733 | BRA TO WUG CONTRACT | Contract with BRA | H | 6 | NEW SURFACE WATER OR NEW GROUNDWATER SOURCE | 4 | NEW MAJOR RESERVOIR | 6 | OTHER INFRASTRUCTURE |  | 1978 | 3850 | ALLENS CREEK LAKE/RESERVOIR | H | 999 | RESERVOIR | 12 | BRAZOS | 0 | SURFACE WATER | 1 | NO WATER QUALITY IMPROVEMENTS |  | 2001 | 2 | Allens Creek Reservoir | 802 | FORT BEND COUNTY MUD #81 | H | WUG | MUNICIPAL | 4129 | UTILITY |  | N | 2040 | 2040 | 0 | 0 | 0 | 133458 | 420111 | 450179 | 4220711 | 20 | 802 | FORT BEND COUNTY MUD #81 | H | WUG | MUNICIPAL | 4129 | UTILITY | H | 79 | FORT BEND | 0 | 0 | 0 | 308 | 717 | 388 | Y
733 | BRA TO WUG CONTRACT | Contract with BRA | H | 6 | NEW SURFACE WATER OR NEW GROUNDWATER SOURCE | 4 | NEW MAJOR RESERVOIR | 6 | OTHER INFRASTRUCTURE |  | 1978 | 3850 | ALLENS CREEK LAKE/RESERVOIR | H | 999 | RESERVOIR | 12 | BRAZOS | 0 | SURFACE WATER | 1 | NO WATER QUALITY IMPROVEMENTS |  | 2001 | 2 | Allens Creek Reservoir | 1634 | MANUFACTURING, BRAZORIA | H | WUG | MANUFACTURING | 1001 | N/A | Capital Cost: $4,368,570 (SAN JACINTO-BRAZOS Basin), $230,995,625 (BRAZOS Basin) | Y | 2020 | 2020 | 0 | 30235103 | 33967611 | 28098682 | 25521946 | 24597834 | 235364195 | 20 | 1634 | MANUFACTURING, BRAZORIA | H | WUG | MANUFACTURING | 1001 | N/A | H | 20 | BRAZORIA | 0 | 44720 | 26791 | 48428 | 35606 | 36711 | Y
733 | BRA TO WUG CONTRACT | Contract with BRA | H | 6 | NEW SURFACE WATER OR NEW GROUNDWATER SOURCE | 4 | NEW MAJOR RESERVOIR | 6 | OTHER INFRASTRUCTURE |  | 1978 | 3850 | ALLENS CREEK LAKE/RESERVOIR | H | 999 | RESERVOIR | 12 | BRAZOS | 0 | SURFACE WATER | 1 | NO WATER QUALITY IMPROVEMENTS |  | 2001 | 2 | Allens Creek Reservoir | 1671 | MANUFACTURING, FORT BEND | H | WUG | MANUFACTURING | 1001 | N/A |  | Y | 2040 | 2040 | 0 | 0 | 0 | 11810 | 23166 | 11651 | 142294 | 20 | 1671 | MANUFACTURING, FORT BEND | H | WUG | MANUFACTURING | 1001 | N/A | H | 79 | FORT BEND | 0 | 0 | 0 | 101 | 169 | 0 | Y
733 | BRA TO WUG CONTRACT | Contract with BRA | H | 6 | NEW SURFACE WATER OR NEW GROUNDWATER SOURCE | 4 | NEW MAJOR RESERVOIR | 6 | OTHER INFRASTRUCTURE |  | 1978 | 3850 | ALLENS CREEK LAKE/RESERVOIR | H | 999 | RESERVOIR | 12 | BRAZOS | 0 | SURFACE WATER | 1 | NO WATER QUALITY IMPROVEMENTS |  | 2001 | 2 | Allens Creek Reservoir | 1861 | MINING, BRAZORIA | H | WUG | MINING | 1003 | N/A | Capital Cost: $2,072,525 (SAN JACINTO-BRAZOS Basin), $1,361,948 (BRAZOS Basin), $7,436,574 (BRAZOS-COLORADO Basin) | Y | 2020 | 2020 | 0 | 543448 | 704930 | 522689 | 652180 | 773682 | 10871047 | 20 | 1861 | MINING, BRAZORIA | H | WUG | MINING | 1003 | N/A | H | 20 | BRAZORIA | 0 | 392 | 554 | 731 | 942 | 1156 | Y
733 | BRA TO WUG CONTRACT | Contract with BRA | H | 6 | NEW SURFACE WATER OR NEW GROUNDWATER SOURCE | 4 | NEW MAJOR RESERVOIR | 6 | OTHER INFRASTRUCTURE |  | 1978 | 3850 | ALLENS CREEK LAKE/RESERVOIR | H | 999 | RESERVOIR | 12 | BRAZOS | 0 | SURFACE WATER | 1 | NO WATER QUALITY IMPROVEMENTS |  | 2001 | 2 | Allens Creek Reservoir | 1911 | MINING, FORT BEND | H | WUG | MINING | 1003 | N/A |  | Y | 2040 | 2040 | 0 | 0 | 0 | 493 | 1277 | 1007 | 6616 | 20 | 1911 | MINING, FORT BEND | H | WUG | MINING | 1003 | N/A | H | 79 | FORT BEND | 0 | 0 | 0 | 9 | 19 | 10 | Y
733 | BRA TO WUG CONTRACT | Contract with BRA | H | 6 | NEW SURFACE WATER OR NEW GROUNDWATER SOURCE | 4 | NEW MAJOR RESERVOIR | 6 | OTHER INFRASTRUCTURE |  | 1978 | 3850 | ALLENS CREEK LAKE/RESERVOIR | H | 999 | RESERVOIR | 12 | BRAZOS | 0 | SURFACE WATER | 1 | NO WATER QUALITY IMPROVEMENTS |  | 2001 | 2 | Allens Creek Reservoir | 2162 | ORBIT SYSTEMS INC | H | WUG | MUNICIPAL | 4294 | UTILITY |  | Y | 2040 | 2040 | 0 | 0 | 0 | 519 | 1361 | 1457 | 13795 | 20 | 2162 | ORBIT SYSTEMS INC | H | WUG | MUNICIPAL | 4294 | UTILITY | H | 79 | FORT BEND | 0 | 0 | 0 | 2 | 4 | 2 | Y
733 | BRA TO WUG CONTRACT | Contract with BRA | H | 6 | NEW SURFACE WATER OR NEW GROUNDWATER SOURCE | 4 | NEW MAJOR RESERVOIR | 6 | OTHER INFRASTRUCTURE |  | 2433 | 4454 | BRAZORIA OFF-CHANNEL LAKE/RESERVOIR | H | 999 | RESERVOIR | 12 | BRAZOS | 0 | SURFACE WATER | 1 | NO WATER QUALITY IMPROVEMENTS |  | 2002 | 2 | Brazoria off-channel reservoir | 1634 | MANUFACTURING, BRAZORIA | H | WUG | MANUFACTURING | 1001 | N/A |  | Y | 2060 | 2060 | 0 | 0 | 0 | 0 | 0 | 3364747 | 17871062 | 20 | 1634 | MANUFACTURING, BRAZORIA | H | WUG | MANUFACTURING | 1001 | N/A | H | 20 | BRAZORIA | 0 | 0 | 0 | 0 | 0 | 24000 | Y
733 | BRA TO WUG CONTRACT | Contract with BRA | H | 6 | NEW SURFACE WATER OR NEW GROUNDWATER SOURCE | 5 | OTHER SURFACE WATER | 6 | OTHER INFRASTRUCTURE |  | 1979 | 3981 | BRAZOS RIVER AUTHORITY MAIN STEM LAKE/RESERVOIR SYSTEM | G | 999 | RESERVOIR | 12 | BRAZOS | 0 | SURFACE WATER | 1 | NO WATER QUALITY IMPROVEMENTS |  | 2012 | 2 | BRA system operations permit | 490 | COUNTY-OTHER, FORT BEND | H | WUG | MUNICIPAL | 757 | COUNTY-OTHER | Capital Cost: $1,965,652 (SAN JACINTO Basin), $10,681,568 (BRAZOS Basin) | Y | 2020 | 2020 | 0 | 32015 | 674588 | 1156313 | 1039114 | 916462 | 12647499 | 20 | 490 | COUNTY-OTHER, FORT BEND | H | WUG | MUNICIPAL | 757 | COUNTY-OTHER | H | 79 | FORT BEND | 0 | 23 | 487 | 487 | 487 | 487 | Y
733 | BRA TO WUG CONTRACT | Contract with BRA | H | 6 | NEW SURFACE WATER OR NEW GROUNDWATER SOURCE | 5 | OTHER SURFACE WATER | 6 | OTHER INFRASTRUCTURE |  | 1979 | 3981 | BRAZOS RIVER AUTHORITY MAIN STEM LAKE/RESERVOIR SYSTEM | G | 999 | RESERVOIR | 12 | BRAZOS | 0 | SURFACE WATER | 1 | NO WATER QUALITY IMPROVEMENTS |  | 2012 | 2 | BRA system operations permit | 766 | FAIRCHILDS | H | WUG | MUNICIPAL | 1019 | CITY |  | N | 2020 | 2020 | 0 | 173913 | 492157 | 501150 | 409989 | 431364 | 6840148 | 20 | 766 | FAIRCHILDS | H | WUG | MUNICIPAL | 1019 | CITY | H | 79 | FORT BEND | 0 | 125 | 354 | 354 | 354 | 354 | Y
733 | BRA TO WUG CONTRACT | Contract with BRA | H | 6 | NEW SURFACE WATER OR NEW GROUNDWATER SOURCE | 5 | OTHER SURFACE WATER | 6 | OTHER INFRASTRUCTURE |  | 1979 | 3981 | BRAZOS RIVER AUTHORITY MAIN STEM LAKE/RESERVOIR SYSTEM | G | 999 | RESERVOIR | 12 | BRAZOS | 0 | SURFACE WATER | 1 | NO WATER QUALITY IMPROVEMENTS |  | 2012 | 2 | BRA system operations permit | 795 | FORT BEND COUNTY MUD #25 | H | WUG | MUNICIPAL | 4122 | UTILITY |  | Y | 2030 | 2030 | 0 | 0 | 1382806 | 1958637 | 1512009 | 1502172 | 22363335 | 20 | 795 | FORT BEND COUNTY MUD #25 | H | WUG | MUNICIPAL | 4122 | UTILITY | H | 79 | FORT BEND | 0 | 0 | 1025 | 1025 | 1025 | 1025 | Y
733 | BRA TO WUG CONTRACT | Contract with BRA | H | 6 | NEW SURFACE WATER OR NEW GROUNDWATER SOURCE | 5 | OTHER SURFACE WATER | 6 | OTHER INFRASTRUCTURE |  | 1979 | 3981 | BRAZOS RIVER AUTHORITY MAIN STEM LAKE/RESERVOIR SYSTEM | G | 999 | RESERVOIR | 12 | BRAZOS | 0 | SURFACE WATER | 1 | NO WATER QUALITY IMPROVEMENTS |  | 2012 | 2 | BRA system operations permit | 802 | FORT BEND COUNTY MUD #81 | H | WUG | MUNICIPAL | 4129 | UTILITY |  | N | 2020 | 2020 | 0 | 351472 | 1016267 | 1069040 | 893547 | 928209 | 14551771 | 20 | 802 | FORT BEND COUNTY MUD #81 | H | WUG | MUNICIPAL | 4129 | UTILITY | H | 79 | FORT BEND | 0 | 253 | 734 | 734 | 734 | 734 | Y
733 | BRA TO WUG CONTRACT | Contract with BRA | H | 6 | NEW SURFACE WATER OR NEW GROUNDWATER SOURCE | 5 | OTHER SURFACE WATER | 6 | OTHER INFRASTRUCTURE |  | 1979 | 3981 | BRAZOS RIVER AUTHORITY MAIN STEM LAKE/RESERVOIR SYSTEM | G | 999 | RESERVOIR | 12 | BRAZOS | 0 | SURFACE WATER | 1 | NO WATER QUALITY IMPROVEMENTS |  | 2012 | 2 | BRA system operations permit | 1634 | MANUFACTURING, BRAZORIA | H | WUG | MANUFACTURING | 1001 | N/A |  | N | 2020 | 2020 | 0 | 1878876 | 2326933 | 1866053 | 1642316 | 1649833 | 15501304 | 20 | 1634 | MANUFACTURING, BRAZORIA | H | WUG | MANUFACTURING | 1001 | N/A | H | 20 | BRAZORIA | 0 | 2779 | 2779 | 2779 | 2779 | 2779 | Y
733 | BRA TO WUG CONTRACT | Contract with BRA | H | 6 | NEW SURFACE WATER OR NEW GROUNDWATER SOURCE | 5 | OTHER SURFACE WATER | 6 | OTHER INFRASTRUCTURE |  | 1979 | 3981 | BRAZOS RIVER AUTHORITY MAIN STEM LAKE/RESERVOIR SYSTEM | G | 999 | RESERVOIR | 12 | BRAZOS | 0 | SURFACE WATER | 1 | NO WATER QUALITY IMPROVEMENTS |  | 2012 | 2 | BRA system operations permit | 1671 | MANUFACTURING, FORT BEND | H | WUG | MANUFACTURING | 1001 | N/A | Capital Cost: $14,983,072 (SAN JACINTO Basin), $5,056,531 (BRAZOS Basin) | Y | 2020 | 2020 | 0 | 856922 | 2337718 | 1880982 | 951827 | 861237 | 20039603 | 20 | 1671 | MANUFACTURING, FORT BEND | H | WUG | MANUFACTURING | 1001 | N/A | H | 79 | FORT BEND | 0 | 623 | 1698 | 1698 | 1698 | 1698 | Y
733 | BRA TO WUG CONTRACT | Contract with BRA | H | 6 | NEW SURFACE WATER OR NEW GROUNDWATER SOURCE | 5 | OTHER SURFACE WATER | 6 | OTHER INFRASTRUCTURE |  | 1979 | 3981 | BRAZOS RIVER AUTHORITY MAIN STEM LAKE/RESERVOIR SYSTEM | G | 999 | RESERVOIR | 12 | BRAZOS | 0 | SURFACE WATER | 1 | NO WATER QUALITY IMPROVEMENTS |  | 2012 | 2 | BRA system operations permit | 1861 | MINING, BRAZORIA | H | WUG | MINING | 1003 | N/A | Capital Cost: $603,420 (SAN JACINTO-BRAZOS Basin), $688,308 (BRAZOS Basin), $3,005,435 (BRAZOS-COLORADO Basin) | Y | 2020 | 2020 | 0 | 320243 | 384195 | 220484 | 229713 | 236755 | 4297163 | 20 | 1861 | MINING, BRAZORIA | H | WUG | MINING | 1003 | N/A | H | 20 | BRAZORIA | 0 | 231 | 231 | 231 | 231 | 231 | Y
733 | BRA TO WUG CONTRACT | Contract with BRA | H | 6 | NEW SURFACE WATER OR NEW GROUNDWATER SOURCE | 5 | OTHER SURFACE WATER | 6 | OTHER INFRASTRUCTURE |  | 1979 | 3981 | BRAZOS RIVER AUTHORITY MAIN STEM LAKE/RESERVOIR SYSTEM | G | 999 | RESERVOIR | 12 | BRAZOS | 0 | SURFACE WATER | 1 | NO WATER QUALITY IMPROVEMENTS |  | 2012 | 2 | BRA system operations permit | 1911 | MINING, FORT BEND | H | WUG | MINING | 1003 | N/A | Capital Cost: $1,894,218 (SAN JACINTO Basin), $4,385,392 (BRAZOS Basin) | Y | 2020 | 2020 | 0 | 369954 | 762146 | 520123 | 263933 | 264550 | 6279610 | 20 | 1911 | MINING, FORT BEND | H | WUG | MINING | 1003 | N/A | H | 79 | FORT BEND | 0 | 266 | 548 | 548 | 548 | 548 | Y
733 | BRA TO WUG CONTRACT | Contract with BRA | H | 6 | NEW SURFACE WATER OR NEW GROUNDWATER SOURCE | 5 | OTHER SURFACE WATER | 6 | OTHER INFRASTRUCTURE |  | 1979 | 3981 | BRAZOS RIVER AUTHORITY MAIN STEM LAKE/RESERVOIR SYSTEM | G | 999 | RESERVOIR | 12 | BRAZOS | 0 | SURFACE WATER | 1 | NO WATER QUALITY IMPROVEMENTS |  | 2012 | 2 | BRA system operations permit | 2162 | ORBIT SYSTEMS INC | H | WUG | MUNICIPAL | 4294 | UTILITY |  | Y | 2020 | 2020 | 0 | 5568 | 13920 | 12362 | 8565 | 9371 | 162991 | 20 | 2162 | ORBIT SYSTEMS INC | H | WUG | MUNICIPAL | 4294 | UTILITY | H | 79 | FORT BEND | 0 | 4 | 10 | 10 | 10 | 10 | Y
733 | BRA TO WUG CONTRACT | Contract with BRA | H | 6 | NEW SURFACE WATER OR NEW GROUNDWATER SOURCE | 4 | NEW MAJOR RESERVOIR | 6 | OTHER INFRASTRUCTURE |  | 2434 | 4453 | FORT BEND OFF-CHANNEL LAKE/RESERVOIR | H | 999 | RESERVOIR | 12 | BRAZOS | 0 | SURFACE WATER | 1 | NO WATER QUALITY IMPROVEMENTS |  | 4624 | 2 | Fort Bend off-channel reservoir | 490 | COUNTY-OTHER, FORT BEND | H | WUG | MUNICIPAL | 757 | COUNTY-OTHER |  | Y | 2060 | 2060 | 0 | 0 | 0 | 0 | 0 | 11663534 | 71538648 | 20 | 490 | COUNTY-OTHER, FORT BEND | H | WUG | MUNICIPAL | 757 | COUNTY-OTHER | H | 79 | FORT BEND | 0 | 0 | 0 | 0 | 0 | 25081 | Y
733 | BRA TO WUG CONTRACT | Contract with BRA | H | 6 | NEW SURFACE WATER OR NEW GROUNDWATER SOURCE | 4 | NEW MAJOR RESERVOIR | 6 | OTHER INFRASTRUCTURE |  | 2434 | 4453 | FORT BEND OFF-CHANNEL LAKE/RESERVOIR | H | 999 | RESERVOIR | 12 | BRAZOS | 0 | SURFACE WATER | 1 | NO WATER QUALITY IMPROVEMENTS |  | 4624 | 2 | Fort Bend off-channel reservoir | 766 | FAIRCHILDS | H | WUG | MUNICIPAL | 1019 | CITY |  | N | 2060 | 2060 | 0 | 0 | 0 | 0 | 0 | 117737 | 860329 | 20 | 766 | FAIRCHILDS | H | WUG | MUNICIPAL | 1019 | CITY | H | 79 | FORT BEND | 0 | 0 | 0 | 0 | 0 | 338 | Y
733 | BRA TO WUG CONTRACT | Contract with BRA | H | 6 | NEW SURFACE WATER OR NEW GROUNDWATER SOURCE | 4 | NEW MAJOR RESERVOIR | 6 | OTHER INFRASTRUCTURE |  | 2434 | 4453 | FORT BEND OFF-CHANNEL LAKE/RESERVOIR | H | 999 | RESERVOIR | 12 | BRAZOS | 0 | SURFACE WATER | 1 | NO WATER QUALITY IMPROVEMENTS |  | 4624 | 2 | Fort Bend off-channel reservoir | 795 | FORT BEND COUNTY MUD #25 | H | WUG | MUNICIPAL | 4122 | UTILITY |  | Y | 2060 | 2060 | 0 | 0 | 0 | 0 | 0 | 810172 | 5921757 | 20 | 795 | FORT BEND COUNTY MUD #25 | H | WUG | MUNICIPAL | 4122 | UTILITY | H | 79 | FORT BEND | 0 | 0 | 0 | 0 | 0 | 1950 | Y
733 | BRA TO WUG CONTRACT | Contract with BRA | H | 6 | NEW SURFACE WATER OR NEW GROUNDWATER SOURCE | 4 | NEW MAJOR RESERVOIR | 6 | OTHER INFRASTRUCTURE |  | 2434 | 4453 | FORT BEND OFF-CHANNEL LAKE/RESERVOIR | H | 999 | RESERVOIR | 12 | BRAZOS | 0 | SURFACE WATER | 1 | NO WATER QUALITY IMPROVEMENTS |  | 4624 | 2 | Fort Bend off-channel reservoir | 802 | FORT BEND COUNTY MUD #81 | H | WUG | MUNICIPAL | 4129 | UTILITY |  | N | 2060 | 2060 | 0 | 0 | 0 | 0 | 0 | 287695 | 2105185 | 20 | 802 | FORT BEND COUNTY MUD #81 | H | WUG | MUNICIPAL | 4129 | UTILITY | H | 79 | FORT BEND | 0 | 0 | 0 | 0 | 0 | 796 | Y
733 | BRA TO WUG CONTRACT | Contract with BRA | H | 6 | NEW SURFACE WATER OR NEW GROUNDWATER SOURCE | 4 | NEW MAJOR RESERVOIR | 6 | OTHER INFRASTRUCTURE |  | 2434 | 4453 | FORT BEND OFF-CHANNEL LAKE/RESERVOIR | H | 999 | RESERVOIR | 12 | BRAZOS | 0 | SURFACE WATER | 1 | NO WATER QUALITY IMPROVEMENTS |  | 4624 | 2 | Fort Bend off-channel reservoir | 1671 | MANUFACTURING, FORT BEND | H | WUG | MANUFACTURING | 1001 | N/A |  | Y | 2060 | 2060 | 0 | 0 | 0 | 0 | 0 | 688 | 0 | 0 | 1671 | MANUFACTURING, FORT BEND | H | WUG | MANUFACTURING | 1001 | N/A | H | 79 | FORT BEND | 0 | 0 | 0 | 0 | 0 | 21 | Y
733 | BRA TO WUG CONTRACT | Contract with BRA | H | 6 | NEW SURFACE WATER OR NEW GROUNDWATER SOURCE | 4 | NEW MAJOR RESERVOIR | 6 | OTHER INFRASTRUCTURE |  | 2434 | 4453 | FORT BEND OFF-CHANNEL LAKE/RESERVOIR | H | 999 | RESERVOIR | 12 | BRAZOS | 0 | SURFACE WATER | 1 | NO WATER QUALITY IMPROVEMENTS |  | 4624 | 2 | Fort Bend off-channel reservoir | 1911 | MINING, FORT BEND | H | WUG | MINING | 1003 | N/A |  | Y | 2060 | 2060 | 0 | 0 | 0 | 0 | 0 | 788 | 2138 | 20 | 1911 | MINING, FORT BEND | H | WUG | MINING | 1003 | N/A | H | 79 | FORT BEND | 0 | 0 | 0 | 0 | 0 | 16 | Y
733 | BRA TO WUG CONTRACT | Contract with BRA | H | 6 | NEW SURFACE WATER OR NEW GROUNDWATER SOURCE | 4 | NEW MAJOR RESERVOIR | 6 | OTHER INFRASTRUCTURE |  | 2434 | 4453 | FORT BEND OFF-CHANNEL LAKE/RESERVOIR | H | 999 | RESERVOIR | 12 | BRAZOS | 0 | SURFACE WATER | 1 | NO WATER QUALITY IMPROVEMENTS |  | 4624 | 2 | Fort Bend off-channel reservoir | 2162 | ORBIT SYSTEMS INC | H | WUG | MUNICIPAL | 4294 | UTILITY |  | Y | 2060 | 2060 | 0 | 0 | 0 | 0 | 0 | 1364 | 9678 | 20 | 2162 | ORBIT SYSTEMS INC | H | WUG | MUNICIPAL | 4294 | UTILITY | H | 79 | FORT BEND | 0 | 0 | 0 | 0 | 0 | 5 | Y
733 | BRA TO WUG CONTRACT | Contract with BRA | H | 6 | NEW SURFACE WATER OR NEW GROUNDWATER SOURCE | 14 | SEAWATER DESALINATION | 6 | OTHER INFRASTRUCTURE |  | 2435 | 3987 | GULF OF MEXICO SEA WATER | H | 999 | RESERVOIR | 24 | GULF | 0 | SURFACE WATER | 3 | SEAWATER DESALINATION | DESALINATION SUPPLIES FROM FREEPORT DESAL PROJECT. | 2400 | 2 | Freeport desalination plant | 1634 | MANUFACTURING, BRAZORIA | H | WUG | MANUFACTURING | 1001 | N/A |  | N | 2050 | 2050 | 0 | 0 | 0 | 0 | 3963665 | 3963665 | 30796651 | 20 | 1634 | MANUFACTURING, BRAZORIA | H | WUG | MANUFACTURING | 1001 | N/A | H | 20 | BRAZORIA | 0 | 0 | 0 | 0 | 33600 | 33600 | Y
734 | BWA TO WUG CONTRACT | Contract with Brazosport Water Authority | H | 6 | NEW SURFACE WATER OR NEW GROUNDWATER SOURCE | 4 | NEW MAJOR RESERVOIR | 6 | OTHER INFRASTRUCTURE |  | 1981 | 3850 | ALLENS CREEK LAKE/RESERVOIR | H | 999 | RESERVOIR | 12 | BRAZOS | 0 | SURFACE WATER | 1 | NO WATER QUALITY IMPROVEMENTS |  | 2001 | 2 | Allens Creek Reservoir | 431 | COUNTY-OTHER, BRAZORIA | H | WUG | MUNICIPAL | 757 | COUNTY-OTHER | Capital Cost: $953,169 (SAN JACINTO-BRAZOS Basin), $352,994 (BRAZOS Basin), $796,006 (BRAZOS-COLORADO Basin) | Y | 2020 | 2020 | 0 | 32025 | 33607 | 55501 | 146376 | 307012 | 2102169 | 20 | 431 | COUNTY-OTHER, BRAZORIA | H | WUG | MUNICIPAL | 757 | COUNTY-OTHER | H | 20 | BRAZORIA | 0 | 116 | 124 | 1557 | 3183 | 5435 | Y
734 | BWA TO WUG CONTRACT | Contract with Brazosport Water Authority | H | 6 | NEW SURFACE WATER OR NEW GROUNDWATER SOURCE | 5 | OTHER SURFACE WATER | 6 | OTHER INFRASTRUCTURE |  | 1980 | 528 | BRAZOS RIVER RUN-OF-RIVER | H | 20 | BRAZORIA | 12 | BRAZOS | 0 | SURFACE WATER | 1 | NO WATER QUALITY IMPROVEMENTS |  | 2524 | 1 | Contract with Brazosport Water Authority | 186 | ANGLETON | H | WUG | MUNICIPAL | 18 | CITY |  | Y | 2010 | 2010 | 36153 | 35195 | 5900 | 6121 | 11280 | 25297 | 497284 | 20 | 186 | ANGLETON | H | WUG | MUNICIPAL | 18 | CITY | H | 20 | BRAZORIA | 137 | 98 | 103 | 112 | 160 | 231 | N
734 | BWA TO WUG CONTRACT | Contract with Brazosport Water Authority | H | 6 | NEW SURFACE WATER OR NEW GROUNDWATER SOURCE | 5 | OTHER SURFACE WATER | 6 | OTHER INFRASTRUCTURE |  | 1980 | 528 | BRAZOS RIVER RUN-OF-RIVER | H | 20 | BRAZORIA | 12 | BRAZOS | 0 | SURFACE WATER | 1 | NO WATER QUALITY IMPROVEMENTS |  | 2524 | 1 | Contract with Brazosport Water Authority | 373 | CLUTE | H | WUG | MUNICIPAL | 118 | CITY |  | Y | 2030 | 2030 | 0 | 0 | 13887 | 17444 | 13035 | 22212 | 349878 | 20 | 373 | CLUTE | H | WUG | MUNICIPAL | 118 | CITY | H | 20 | BRAZORIA | 0 | 0 | 24 | 42 | 84 | 144 | N
734 | BWA TO WUG CONTRACT | Contract with Brazosport Water Authority | H | 6 | NEW SURFACE WATER OR NEW GROUNDWATER SOURCE | 5 | OTHER SURFACE WATER | 6 | OTHER INFRASTRUCTURE |  | 1980 | 528 | BRAZOS RIVER RUN-OF-RIVER | H | 20 | BRAZORIA | 12 | BRAZOS | 0 | SURFACE WATER | 1 | NO WATER QUALITY IMPROVEMENTS |  | 2524 | 1 | Contract with Brazosport Water Authority | 431 | COUNTY-OTHER, BRAZORIA | H | WUG | MUNICIPAL | 757 | COUNTY-OTHER | Capital Cost: $10,692,277 (SAN JACINTO-BRAZOS Basin), $3,456,734 (BRAZOS-COLORADO Basin) | Y | 2010 | 2010 | 1203107 | 1200912 | 345525 | 405905 | 505695 | 539464 | 14149011 | 20 | 431 | COUNTY-OTHER, BRAZORIA | H | WUG | MUNICIPAL | 757 | COUNTY-OTHER | H | 20 | BRAZORIA | 6482 | 5689 | 6318 | 5879 | 5355 | 4546 | N
734 | BWA TO WUG CONTRACT | Contract with Brazosport Water Authority | H | 6 | NEW SURFACE WATER OR NEW GROUNDWATER SOURCE | 5 | OTHER SURFACE WATER | 6 | OTHER INFRASTRUCTURE |  | 1980 | 528 | BRAZOS RIVER RUN-OF-RIVER | H | 20 | BRAZORIA | 12 | BRAZOS | 0 | SURFACE WATER | 1 | NO WATER QUALITY IMPROVEMENTS |  | 2524 | 1 | Contract with Brazosport Water Authority | 815 | FREEPORT | H | WUG | MUNICIPAL | 217 | CITY |  | Y | 2010 | 2020 | 0 | 27891 | 60994 | 72449 | 93061 | 122083 | 1714929 | 20 | 815 | FREEPORT | H | WUG | MUNICIPAL | 217 | CITY | H | 20 | BRAZORIA | 0 | 95 | 263 | 439 | 670 | 950 | N
734 | BWA TO WUG CONTRACT | Contract with Brazosport Water Authority | H | 6 | NEW SURFACE WATER OR NEW GROUNDWATER SOURCE | 5 | OTHER SURFACE WATER | 6 | OTHER INFRASTRUCTURE |  | 1980 | 528 | BRAZOS RIVER RUN-OF-RIVER | H | 20 | BRAZORIA | 12 | BRAZOS | 0 | SURFACE WATER | 1 | NO WATER QUALITY IMPROVEMENTS |  | 2524 | 1 | Contract with Brazosport Water Authority | 1293 | LAKE JACKSON | H | WUG | MUNICIPAL | 338 | CITY |  | Y | 2010 | 2010 | 154059 | 153175 | 53305 | 96413 | 142626 | 179767 | 2972940 | 20 | 1293 | LAKE JACKSON | H | WUG | MUNICIPAL | 338 | CITY | H | 20 | BRAZORIA | 744 | 708 | 830 | 1049 | 1349 | 1703 | N
734 | BWA TO WUG CONTRACT | Contract with Brazosport Water Authority | H | 6 | NEW SURFACE WATER OR NEW GROUNDWATER SOURCE | 5 | OTHER SURFACE WATER | 6 | OTHER INFRASTRUCTURE |  | 1980 | 528 | BRAZOS RIVER RUN-OF-RIVER | H | 20 | BRAZORIA | 12 | BRAZOS | 0 | SURFACE WATER | 1 | NO WATER QUALITY IMPROVEMENTS |  | 2524 | 1 | Contract with Brazosport Water Authority | 1634 | MANUFACTURING, BRAZORIA | H | WUG | MANUFACTURING | 1001 | N/A | Capital Cost: $1,514,525 (SAN JACINTO-BRAZOS Basin), $655,869 (BRAZOS Basin) | Y | 2010 | 2010 | 73174 | 244569 | 163765 | 31624 | 28432 | 28432 | 2170394 | 20 | 1634 | MANUFACTURING, BRAZORIA | H | WUG | MANUFACTURING | 1001 | N/A | H | 20 | BRAZORIA | 326 | 1096 | 134 | 130 | 0 | 0 | N
734 | BWA TO WUG CONTRACT | Contract with Brazosport Water Authority | H | 6 | NEW SURFACE WATER OR NEW GROUNDWATER SOURCE | 5 | OTHER SURFACE WATER | 6 | OTHER INFRASTRUCTURE |  | 1980 | 528 | BRAZOS RIVER RUN-OF-RIVER | H | 20 | BRAZORIA | 12 | BRAZOS | 0 | SURFACE WATER | 1 | NO WATER QUALITY IMPROVEMENTS |  | 2524 | 1 | Contract with Brazosport Water Authority | 2166 | OYSTER CREEK | H | WUG | MUNICIPAL | 730 | CITY |  | Y | 2010 | 2010 | 14081 | 15267 | 4591 | 6665 | 8787 | 11304 | 275064 | 20 | 2166 | OYSTER CREEK | H | WUG | MUNICIPAL | 730 | CITY | H | 20 | BRAZORIA | 25 | 31 | 42 | 57 | 76 | 100 | N
734 | BWA TO WUG CONTRACT | Contract with Brazosport Water Authority | H | 6 | NEW SURFACE WATER OR NEW GROUNDWATER SOURCE | 5 | OTHER SURFACE WATER | 6 | OTHER INFRASTRUCTURE |  | 1980 | 528 | BRAZOS RIVER RUN-OF-RIVER | H | 20 | BRAZORIA | 12 | BRAZOS | 0 | SURFACE WATER | 1 | NO WATER QUALITY IMPROVEMENTS |  | 2524 | 1 | Contract with Brazosport Water Authority | 2268 | RICHWOOD | H | WUG | MUNICIPAL | 501 | CITY |  | Y | 2010 | 2010 | 16253 | 16179 | 1772 | 2958 | 5725 | 8786 | 234194 | 20 | 2268 | RICHWOOD | H | WUG | MUNICIPAL | 501 | CITY | H | 20 | BRAZORIA | 36 | 33 | 36 | 42 | 56 | 76 | N
735 | CHCRWA TO WUG CONTRACT | Contract with CHCRWA | H | 5 | EXISTING SOURCE OR EXPANDED USE OF AN EXISTING SOURCE (SURFACE WATER OR GROUNDWATER) | 5 | OTHER SURFACE WATER | 6 | OTHER INFRASTRUCTURE |  | 1982 | 519 | HOUSTON LAKE/RESERVOIR | H | 999 | RESERVOIR | 10 | SAN JACINTO | 0 | SURFACE WATER | 1 | NO WATER QUALITY IMPROVEMENTS |  | 1358 | 1 | City of Houston to CHCRWA contract | 2677 | CENTRAL HARRIS COUNTY REGIONAL WATER AUTHORITY | H | BOTH | MUNICIPAL | 8003 | CRU |  | N | 2020 | 2020 | 0 | 191467 | 227819 | 80915 | 45140 | 42306 | 2048820 | 20 | 2677 | CENTRAL HARRIS COUNTY REGIONAL WATER AUTHORITY | H | BOTH | MUNICIPAL | 8003 | CRU | H | 101 | HARRIS | 0 | 977 | 862 | 720 | 631 | 546 | N
735 | CHCRWA TO WUG CONTRACT | Contract with CHCRWA | H | 5 | EXISTING SOURCE OR EXPANDED USE OF AN EXISTING SOURCE (SURFACE WATER OR GROUNDWATER) | 5 | OTHER SURFACE WATER | 6 | OTHER INFRASTRUCTURE |  | 2436 | 510 | LIVINGSTON-WALLISVILLE LAKE/RESERVOIR SYSTEM | H | 999 | RESERVOIR | 8 | TRINITY | 0 | SURFACE WATER | 1 | NO WATER QUALITY IMPROVEMENTS |  | 4309 | 2 | Luce Bayou transfer | 2677 | CENTRAL HARRIS COUNTY REGIONAL WATER AUTHORITY | H | BOTH | MUNICIPAL | 8003 | CRU |  | Y | 2020 | 2020 | 0 | 155604 | 215140 | 108803 | 68936 | 67379 | 1867449 | 20 | 2677 | CENTRAL HARRIS COUNTY REGIONAL WATER AUTHORITY | H | BOTH | MUNICIPAL | 8003 | CRU | H | 101 | HARRIS | 0 | 794 | 1129 | 1500 | 1668 | 1668 | Y
749 | RICHMOND-ROSENBERG TO WUG CONTRACT | Contract with Cities of Richmond-Rosenberg | H | 6 | NEW SURFACE WATER OR NEW GROUNDWATER SOURCE | 4 | NEW MAJOR RESERVOIR | 6 | OTHER INFRASTRUCTURE |  | 2444 | 3850 | ALLENS CREEK LAKE/RESERVOIR | H | 999 | RESERVOIR | 12 | BRAZOS | 0 | SURFACE WATER | 1 | NO WATER QUALITY IMPROVEMENTS |  | 2001 | 2 | Allens Creek Reservoir | 2267 | RICHMOND | H | WUG | MUNICIPAL | 500 | CITY |  | N | 2060 | 2060 | 0 | 0 | 0 | 0 | 0 | 0 | 0 | 0 | 2267 | RICHMOND | H | WUG | MUNICIPAL | 500 | CITY | H | 79 | FORT BEND | 0 | 0 | 0 | 0 | 0 | 81 | Y
749 | RICHMOND-ROSENBERG TO WUG CONTRACT | Contract with Cities of Richmond-Rosenberg | H | 6 | NEW SURFACE WATER OR NEW GROUNDWATER SOURCE | 4 | NEW MAJOR RESERVOIR | 6 | OTHER INFRASTRUCTURE |  | 2444 | 3850 | ALLENS CREEK LAKE/RESERVOIR | H | 999 | RESERVOIR | 12 | BRAZOS | 0 | SURFACE WATER | 1 | NO WATER QUALITY IMPROVEMENTS |  | 2001 | 2 | Allens Creek Reservoir | 2299 | ROSENBERG | H | WUG | MUNICIPAL | 518 | CITY |  | N | 2040 | 2040 | 0 | 0 | 0 | 0 | 0 | 0 | 0 | 0 | 2299 | ROSENBERG | H | WUG | MUNICIPAL | 518 | CITY | H | 79 | FORT BEND | 0 | 0 | 0 | 1091 | 2970 | 1767 | Y
749 | RICHMOND-ROSENBERG TO WUG CONTRACT | Contract with Cities of Richmond-Rosenberg | H | 6 | NEW SURFACE WATER OR NEW GROUNDWATER SOURCE | 4 | NEW MAJOR RESERVOIR | 6 | OTHER INFRASTRUCTURE |  | 2445 | 4453 | FORT BEND OFF-CHANNEL LAKE/RESERVOIR | H | 999 | RESERVOIR | 12 | BRAZOS | 0 | SURFACE WATER | 1 | NO WATER QUALITY IMPROVEMENTS |  | 4624 | 2 | Fort Bend off-channel reservoir | 2267 | RICHMOND | H | WUG | MUNICIPAL | 500 | CITY |  | N | 2060 | 2060 | 0 | 0 | 0 | 0 | 0 | 0 | 0 | 0 | 2267 | RICHMOND | H | WUG | MUNICIPAL | 500 | CITY | H | 79 | FORT BEND | 0 | 0 | 0 | 0 | 0 | 167 | Y
749 | RICHMOND-ROSENBERG TO WUG CONTRACT | Contract with Cities of Richmond-Rosenberg | H | 6 | NEW SURFACE WATER OR NEW GROUNDWATER SOURCE | 4 | NEW MAJOR RESERVOIR | 6 | OTHER INFRASTRUCTURE |  | 2445 | 4453 | FORT BEND OFF-CHANNEL LAKE/RESERVOIR | H | 999 | RESERVOIR | 12 | BRAZOS | 0 | SURFACE WATER | 1 | NO WATER QUALITY IMPROVEMENTS |  | 4624 | 2 | Fort Bend off-channel reservoir | 2299 | ROSENBERG | H | WUG | MUNICIPAL | 518 | CITY |  | N | 2050 | 2050 | 0 | 0 | 0 | 0 | 0 | 0 | 0 | 0 | 2299 | ROSENBERG | H | WUG | MUNICIPAL | 518 | CITY | H | 79 | FORT BEND | 0 | 0 | 0 | 0 | 90 | 3630 | Y
752 | GALVESTON TO WUG CONTRACT | Contract with City of Galveston | H | 5 | EXISTING SOURCE OR EXPANDED USE OF AN EXISTING SOURCE (SURFACE WATER OR GROUNDWATER) | 5 | OTHER SURFACE WATER | 6 | OTHER INFRASTRUCTURE |  | 2020 | 3981 | BRAZOS RIVER AUTHORITY MAIN STEM LAKE/RESERVOIR SYSTEM | G | 999 | RESERVOIR | 12 | BRAZOS | 0 | SURFACE WATER | 1 | NO WATER QUALITY IMPROVEMENTS |  | 2449 | 1 | Contract with City of Galveston | 58 | GALVESTON | H | BOTH | MUNICIPAL | 227 | CITY |  | Y | 2020 | 2020 | 0 | 210839 | 210839 | 55795 | 55795 | 55795 | 1778346 | 20 | 58 | GALVESTON | H | BOTH | MUNICIPAL | 227 | CITY | H | 84 | GALVESTON | 0 | 1225 | 1225 | 1225 | 1225 | 1225 | N
752 | GALVESTON TO WUG CONTRACT | Contract with City of Galveston | H | 5 | EXISTING SOURCE OR EXPANDED USE OF AN EXISTING SOURCE (SURFACE WATER OR GROUNDWATER) | 5 | OTHER SURFACE WATER | 6 | OTHER INFRASTRUCTURE |  | 2018 | 531 | BRAZOS RIVER RUN-OF-RIVER | H | 79 | FORT BEND | 12 | BRAZOS | 0 | SURFACE WATER | 1 | NO WATER QUALITY IMPROVEMENTS |  | 2526 | 1 | Contract with City of Galveston - Brazos Run of River | 58 | GALVESTON | H | BOTH | MUNICIPAL | 227 | CITY |  | Y | 2020 | 2020 | 0 | 922528 | 922528 | 244130 | 244130 | 244130 | 7781173 | 20 | 58 | GALVESTON | H | BOTH | MUNICIPAL | 227 | CITY | H | 84 | GALVESTON | 0 | 5360 | 5360 | 5360 | 5360 | 5360 | N
752 | GALVESTON TO WUG CONTRACT | Contract with City of Galveston | H | 5 | EXISTING SOURCE OR EXPANDED USE OF AN EXISTING SOURCE (SURFACE WATER OR GROUNDWATER) | 5 | OTHER SURFACE WATER | 6 | OTHER INFRASTRUCTURE |  | 2019 | 523 | SAN JACINTO-BRAZOS RIVER RUN-OF-RIVER | H | 20 | BRAZORIA | 11 | SAN JACINTO-BRAZOS | 0 | SURFACE WATER | 1 | NO WATER QUALITY IMPROVEMENTS |  | 2530 | 1 | Contract with City of Galveston - San Jacinto-Brazos Run of River | 58 | GALVESTON | H | BOTH | MUNICIPAL | 227 | CITY |  | N | 2020 | 2020 | 0 | 116521 | 116521 | 30835 | 30835 | 30835 | 982809 | 20 | 58 | GALVESTON | H | BOTH | MUNICIPAL | 227 | CITY | H | 84 | GALVESTON | 0 | 677 | 677 | 677 | 677 | 677 | N
737 | COH TO WUG CONTRACT | Contract with City of Houston | H | 5 | EXISTING SOURCE OR EXPANDED USE OF AN EXISTING SOURCE (SURFACE WATER OR GROUNDWATER) | 5 | OTHER SURFACE WATER | 1 | NO INFRASTRUCTURE |  | 1984 | 519 | HOUSTON LAKE/RESERVOIR | H | 999 | RESERVOIR | 10 | SAN JACINTO | 0 | SURFACE WATER | 1 | NO WATER QUALITY IMPROVEMENTS |  | 7018 | 1 | Contract with City of Houston | 2431 | STEAM ELECTRIC POWER, HARRIS | H | WUG | STEAM ELECTRIC | 1002 | N/A |  | N | 2020 | 2020 | 0 | 3407326 | 4810197 | 4736197 | 4947811 | 4874301 | 59758433 | 20 | 2431 | STEAM ELECTRIC POWER, HARRIS | H | WUG | STEAM ELECTRIC | 1002 | N/A | H | 101 | HARRIS | 0 | 3286 | 3357 | 4189 | 5154 | 6027 | N
737 | COH TO WUG CONTRACT | Contract with City of Houston | H | 5 | EXISTING SOURCE OR EXPANDED USE OF AN EXISTING SOURCE (SURFACE WATER OR GROUNDWATER) | 5 | OTHER SURFACE WATER | 1 | NO INFRASTRUCTURE |  | 1985 | 510 | LIVINGSTON-WALLISVILLE LAKE/RESERVOIR SYSTEM | H | 999 | RESERVOIR | 8 | TRINITY | 0 | SURFACE WATER | 1 | NO WATER QUALITY IMPROVEMENTS |  | 7015 | 1 | Contract with City of Houston | 236 | BELLAIRE | H | WUG | MUNICIPAL | 46 | CITY |  | Y | 2020 | 2020 | 0 | 51097 | 79734 | 114368 | 142059 | 148015 | 1679461 | 20 | 236 | BELLAIRE | H | WUG | MUNICIPAL | 46 | CITY | H | 101 | HARRIS | 0 | 1142 | 1327 | 1841 | 2179 | 2179 | Y
737 | COH TO WUG CONTRACT | Contract with City of Houston | H | 5 | EXISTING SOURCE OR EXPANDED USE OF AN EXISTING SOURCE (SURFACE WATER OR GROUNDWATER) | 5 | OTHER SURFACE WATER | 1 | NO INFRASTRUCTURE |  | 1985 | 510 | LIVINGSTON-WALLISVILLE LAKE/RESERVOIR SYSTEM | H | 999 | RESERVOIR | 8 | TRINITY | 0 | SURFACE WATER | 1 | NO WATER QUALITY IMPROVEMENTS |  | 7015 | 1 | Contract with City of Houston | 293 | BRITMOORE UTILITIES | H | WUG | MUNICIPAL | 4036 | UTILITY |  | Y | 2030 | 2030 | 0 | 0 | 22396 | 37964 | 39188 | 39624 | 473016 | 20 | 293 | BRITMOORE UTILITIES | H | WUG | MUNICIPAL | 4036 | UTILITY | H | 101 | HARRIS | 0 | 0 | 339 | 479 | 570 | 570 | Y
737 | COH TO WUG CONTRACT | Contract with City of Houston | H | 5 | EXISTING SOURCE OR EXPANDED USE OF AN EXISTING SOURCE (SURFACE WATER OR GROUNDWATER) | 5 | OTHER SURFACE WATER | 1 | NO INFRASTRUCTURE |  | 1985 | 510 | LIVINGSTON-WALLISVILLE LAKE/RESERVOIR SYSTEM | H | 999 | RESERVOIR | 8 | TRINITY | 0 | SURFACE WATER | 1 | NO WATER QUALITY IMPROVEMENTS |  | 7015 | 1 | Contract with City of Houston | 312 | BUNKER HILL VILLAGE | H | WUG | MUNICIPAL | 85 | CITY |  | Y | 2030 | 2030 | 0 | 0 | 8226 | 9798 | 10191 | 10191 | 0 | 0 | 312 | BUNKER HILL VILLAGE | H | WUG | MUNICIPAL | 85 | CITY | H | 101 | HARRIS | 0 | 0 | 335 | 399 | 415 | 415 | Y
737 | COH TO WUG CONTRACT | Contract with City of Houston | H | 5 | EXISTING SOURCE OR EXPANDED USE OF AN EXISTING SOURCE (SURFACE WATER OR GROUNDWATER) | 5 | OTHER SURFACE WATER | 1 | NO INFRASTRUCTURE |  | 1985 | 510 | LIVINGSTON-WALLISVILLE LAKE/RESERVOIR SYSTEM | H | 999 | RESERVOIR | 8 | TRINITY | 0 | SURFACE WATER | 1 | NO WATER QUALITY IMPROVEMENTS |  | 7015 | 1 | Contract with City of Houston | 327 | CANDLELIGHT HILLS SUBDIVISION | H | WUG | MUNICIPAL | 4043 | UTILITY |  | Y | 2030 | 2030 | 0 | 0 | 22231 | 38070 | 39274 | 39817 | 479858 | 20 | 327 | CANDLELIGHT HILLS SUBDIVISION | H | WUG | MUNICIPAL | 4043 | UTILITY | H | 101 | HARRIS | 0 | 0 | 331 | 470 | 561 | 561 | Y
737 | COH TO WUG CONTRACT | Contract with City of Houston | H | 5 | EXISTING SOURCE OR EXPANDED USE OF AN EXISTING SOURCE (SURFACE WATER OR GROUNDWATER) | 5 | OTHER SURFACE WATER | 1 | NO INFRASTRUCTURE |  | 1985 | 510 | LIVINGSTON-WALLISVILLE LAKE/RESERVOIR SYSTEM | H | 999 | RESERVOIR | 8 | TRINITY | 0 | SURFACE WATER | 1 | NO WATER QUALITY IMPROVEMENTS |  | 7015 | 1 | Contract with City of Houston | 350 | CHIMNEY HILL MUD | H | WUG | MUNICIPAL | 4053 | UTILITY |  | Y | 2030 | 2030 | 0 | 0 | 12008 | 12008 | 17669 | 17668 | 261212 | 20 | 350 | CHIMNEY HILL MUD | H | WUG | MUNICIPAL | 4053 | UTILITY | H | 101 | HARRIS | 0 | 0 | 27 | 27 | 118 | 118 | Y
737 | COH TO WUG CONTRACT | Contract with City of Houston | H | 5 | EXISTING SOURCE OR EXPANDED USE OF AN EXISTING SOURCE (SURFACE WATER OR GROUNDWATER) | 5 | OTHER SURFACE WATER | 1 | NO INFRASTRUCTURE |  | 1985 | 510 | LIVINGSTON-WALLISVILLE LAKE/RESERVOIR SYSTEM | H | 999 | RESERVOIR | 8 | TRINITY | 0 | SURFACE WATER | 1 | NO WATER QUALITY IMPROVEMENTS |  | 7015 | 1 | Contract with City of Houston | 399 | CONSUMERS WATER INC | H | WUG | MUNICIPAL | 4072 | UTILITY |  | Y | 2030 | 2030 | 0 | 0 | 27131 | 48399 | 54690 | 56592 | 697026 | 20 | 399 | CONSUMERS WATER INC | H | WUG | MUNICIPAL | 4072 | UTILITY | H | 101 | HARRIS | 0 | 0 | 352 | 522 | 661 | 661 | Y
737 | COH TO WUG CONTRACT | Contract with City of Houston | H | 5 | EXISTING SOURCE OR EXPANDED USE OF AN EXISTING SOURCE (SURFACE WATER OR GROUNDWATER) | 5 | OTHER SURFACE WATER | 1 | NO INFRASTRUCTURE |  | 1985 | 510 | LIVINGSTON-WALLISVILLE LAKE/RESERVOIR SYSTEM | H | 999 | RESERVOIR | 8 | TRINITY | 0 | SURFACE WATER | 1 | NO WATER QUALITY IMPROVEMENTS |  | 7015 | 1 | Contract with City of Houston | 512 | COUNTY-OTHER, HARRIS | H | WUG | MUNICIPAL | 757 | COUNTY-OTHER | Capital Cost: $1,234,058 (SAN JACINTO Basin), 0 (SAN JACINTO-BRAZOS Basin) | Y | 2030 | 2030 | 0 | 0 | 1154 | 1154 | 71085 | 179759 | 1234058 | 20 | 512 | COUNTY-OTHER, HARRIS | H | WUG | MUNICIPAL | 757 | COUNTY-OTHER | H | 101 | HARRIS | 0 | 0 | 47 | 47 | 2202 | 2202 | Y
737 | COH TO WUG CONTRACT | Contract with City of Houston | H | 5 | EXISTING SOURCE OR EXPANDED USE OF AN EXISTING SOURCE (SURFACE WATER OR GROUNDWATER) | 5 | OTHER SURFACE WATER | 1 | NO INFRASTRUCTURE |  | 1985 | 510 | LIVINGSTON-WALLISVILLE LAKE/RESERVOIR SYSTEM | H | 999 | RESERVOIR | 8 | TRINITY | 0 | SURFACE WATER | 1 | NO WATER QUALITY IMPROVEMENTS |  | 7015 | 1 | Contract with City of Houston | 682 | CRYSTAL SPRNGS WATER COMPANY | H | WUG | MUNICIPAL | 4081 | UTILITY |  | Y | 2030 | 2030 | 0 | 0 | 1275 | 2397 | 2599 | 2639 | 33055 | 20 | 682 | CRYSTAL SPRNGS WATER COMPANY | H | WUG | MUNICIPAL | 4081 | UTILITY | H | 101 | HARRIS | 0 | 0 | 17 | 26 | 32 | 32 | Y
737 | COH TO WUG CONTRACT | Contract with City of Houston | H | 5 | EXISTING SOURCE OR EXPANDED USE OF AN EXISTING SOURCE (SURFACE WATER OR GROUNDWATER) | 5 | OTHER SURFACE WATER | 1 | NO INFRASTRUCTURE |  | 1985 | 510 | LIVINGSTON-WALLISVILLE LAKE/RESERVOIR SYSTEM | H | 999 | RESERVOIR | 8 | TRINITY | 0 | SURFACE WATER | 1 | NO WATER QUALITY IMPROVEMENTS |  | 7015 | 1 | Contract with City of Houston | 809 | FOUNTAINVIEW SUBDIVISION | H | WUG | MUNICIPAL | 4132 | UTILITY |  | Y | 2030 | 2030 | 0 | 0 | 15370 | 24528 | 24502 | 25807 | 300428 | 20 | 809 | FOUNTAINVIEW SUBDIVISION | H | WUG | MUNICIPAL | 4132 | UTILITY | H | 101 | HARRIS | 0 | 0 | 237 | 326 | 384 | 384 | Y
737 | COH TO WUG CONTRACT | Contract with City of Houston | H | 5 | EXISTING SOURCE OR EXPANDED USE OF AN EXISTING SOURCE (SURFACE WATER OR GROUNDWATER) | 5 | OTHER SURFACE WATER | 1 | NO INFRASTRUCTURE |  | 1985 | 510 | LIVINGSTON-WALLISVILLE LAKE/RESERVOIR SYSTEM | H | 999 | RESERVOIR | 8 | TRINITY | 0 | SURFACE WATER | 1 | NO WATER QUALITY IMPROVEMENTS |  | 7015 | 1 | Contract with City of Houston | 825 | GALENA PARK | H | WUG | MUNICIPAL | 226 | CITY |  | Y | 2030 | 2030 | 0 | 0 | 1597 | 2927 | 7811 | 11272 | 112338 | 20 | 825 | GALENA PARK | H | WUG | MUNICIPAL | 226 | CITY | H | 101 | HARRIS | 0 | 0 | 24 | 35 | 66 | 66 | Y
737 | COH TO WUG CONTRACT | Contract with City of Houston | H | 5 | EXISTING SOURCE OR EXPANDED USE OF AN EXISTING SOURCE (SURFACE WATER OR GROUNDWATER) | 5 | OTHER SURFACE WATER | 1 | NO INFRASTRUCTURE |  | 1985 | 510 | LIVINGSTON-WALLISVILLE LAKE/RESERVOIR SYSTEM | H | 999 | RESERVOIR | 8 | TRINITY | 0 | SURFACE WATER | 1 | NO WATER QUALITY IMPROVEMENTS |  | 7015 | 1 | Contract with City of Houston | 896 | HARRIS COUNTY MUD #158 | H | WUG | MUNICIPAL | 4165 | UTILITY |  | Y | 2030 | 2030 | 0 | 0 | 10141 | 10141 | 886 | 886 | 106157 | 20 | 896 | HARRIS COUNTY MUD #158 | H | WUG | MUNICIPAL | 4165 | UTILITY | H | 101 | HARRIS | 0 | 0 | 18 | 18 | 18 | 18 | Y
737 | COH TO WUG CONTRACT | Contract with City of Houston | H | 5 | EXISTING SOURCE OR EXPANDED USE OF AN EXISTING SOURCE (SURFACE WATER OR GROUNDWATER) | 5 | OTHER SURFACE WATER | 1 | NO INFRASTRUCTURE |  | 1985 | 510 | LIVINGSTON-WALLISVILLE LAKE/RESERVOIR SYSTEM | H | 999 | RESERVOIR | 8 | TRINITY | 0 | SURFACE WATER | 1 | NO WATER QUALITY IMPROVEMENTS |  | 7015 | 1 | Contract with City of Houston | 900 | HARRIS COUNTY MUD #261 | H | WUG | MUNICIPAL | 4179 | UTILITY |  | Y | 2030 | 2030 | 0 | 0 | 21206 | 24025 | 15336 | 14815 | 112392 | 20 | 900 | HARRIS COUNTY MUD #261 | H | WUG | MUNICIPAL | 4179 | UTILITY | H | 101 | HARRIS | 0 | 0 | 423 | 513 | 537 | 537 | Y
737 | COH TO WUG CONTRACT | Contract with City of Houston | H | 5 | EXISTING SOURCE OR EXPANDED USE OF AN EXISTING SOURCE (SURFACE WATER OR GROUNDWATER) | 5 | OTHER SURFACE WATER | 1 | NO INFRASTRUCTURE |  | 1985 | 510 | LIVINGSTON-WALLISVILLE LAKE/RESERVOIR SYSTEM | H | 999 | RESERVOIR | 8 | TRINITY | 0 | SURFACE WATER | 1 | NO WATER QUALITY IMPROVEMENTS |  | 7015 | 1 | Contract with City of Houston | 902 | HARRIS COUNTY MUD #345 | H | WUG | MUNICIPAL | 4182 | UTILITY |  | Y | 2030 | 2030 | 0 | 0 | 36163 | 41153 | 27118 | 26207 | 183537 | 20 | 902 | HARRIS COUNTY MUD #345 | H | WUG | MUNICIPAL | 4182 | UTILITY | H | 101 | HARRIS | 0 | 0 | 756 | 916 | 959 | 959 | Y
737 | COH TO WUG CONTRACT | Contract with City of Houston | H | 5 | EXISTING SOURCE OR EXPANDED USE OF AN EXISTING SOURCE (SURFACE WATER OR GROUNDWATER) | 5 | OTHER SURFACE WATER | 1 | NO INFRASTRUCTURE |  | 1985 | 510 | LIVINGSTON-WALLISVILLE LAKE/RESERVOIR SYSTEM | H | 999 | RESERVOIR | 8 | TRINITY | 0 | SURFACE WATER | 1 | NO WATER QUALITY IMPROVEMENTS |  | 7015 | 1 | Contract with City of Houston | 904 | HARRIS COUNTY MUD #5 | H | WUG | MUNICIPAL | 4184 | UTILITY |  | Y | 2030 | 2030 | 0 | 0 | 15132 | 16679 | 11161 | 11161 | 66961 | 20 | 904 | HARRIS COUNTY MUD #5 | H | WUG | MUNICIPAL | 4184 | UTILITY | H | 101 | HARRIS | 0 | 0 | 339 | 402 | 415 | 415 | Y
737 | COH TO WUG CONTRACT | Contract with City of Houston | H | 5 | EXISTING SOURCE OR EXPANDED USE OF AN EXISTING SOURCE (SURFACE WATER OR GROUNDWATER) | 5 | OTHER SURFACE WATER | 1 | NO INFRASTRUCTURE |  | 1985 | 510 | LIVINGSTON-WALLISVILLE LAKE/RESERVOIR SYSTEM | H | 999 | RESERVOIR | 8 | TRINITY | 0 | SURFACE WATER | 1 | NO WATER QUALITY IMPROVEMENTS |  | 7015 | 1 | Contract with City of Houston | 908 | HARRIS COUNTY MUD #8 | H | WUG | MUNICIPAL | 4189 | UTILITY |  | Y | 2030 | 2030 | 0 | 0 | 8092 | 18267 | 24994 | 26593 | 307696 | 20 | 908 | HARRIS COUNTY MUD #8 | H | WUG | MUNICIPAL | 4189 | UTILITY | H | 101 | HARRIS | 0 | 0 | 130 | 205 | 271 | 271 | Y
737 | COH TO WUG CONTRACT | Contract with City of Houston | H | 5 | EXISTING SOURCE OR EXPANDED USE OF AN EXISTING SOURCE (SURFACE WATER OR GROUNDWATER) | 5 | OTHER SURFACE WATER | 1 | NO INFRASTRUCTURE |  | 1985 | 510 | LIVINGSTON-WALLISVILLE LAKE/RESERVOIR SYSTEM | H | 999 | RESERVOIR | 8 | TRINITY | 0 | SURFACE WATER | 1 | NO WATER QUALITY IMPROVEMENTS |  | 7015 | 1 | Contract with City of Houston | 916 | HARRIS COUNTY WCID #76 | H | WUG | MUNICIPAL | 4199 | UTILITY |  | Y | 2030 | 2030 | 0 | 0 | 6812 | 7525 | 5073 | 5073 | 29815 | 20 | 916 | HARRIS COUNTY WCID #76 | H | WUG | MUNICIPAL | 4199 | UTILITY | H | 101 | HARRIS | 0 | 0 | 154 | 183 | 189 | 189 | Y
737 | COH TO WUG CONTRACT | Contract with City of Houston | H | 5 | EXISTING SOURCE OR EXPANDED USE OF AN EXISTING SOURCE (SURFACE WATER OR GROUNDWATER) | 5 | OTHER SURFACE WATER | 1 | NO INFRASTRUCTURE |  | 1985 | 510 | LIVINGSTON-WALLISVILLE LAKE/RESERVOIR SYSTEM | H | 999 | RESERVOIR | 8 | TRINITY | 0 | SURFACE WATER | 1 | NO WATER QUALITY IMPROVEMENTS |  | 7015 | 1 | Contract with City of Houston | 928 | HEDWIG VILLAGE | H | WUG | MUNICIPAL | 269 | CITY |  | Y | 2030 | 2030 | 0 | 0 | 8503 | 11205 | 11529 | 11382 | 17663 | 20 | 928 | HEDWIG VILLAGE | H | WUG | MUNICIPAL | 269 | CITY | H | 101 | HARRIS | 0 | 0 | 336 | 409 | 431 | 431 | Y
737 | COH TO WUG CONTRACT | Contract with City of Houston | H | 5 | EXISTING SOURCE OR EXPANDED USE OF AN EXISTING SOURCE (SURFACE WATER OR GROUNDWATER) | 5 | OTHER SURFACE WATER | 1 | NO INFRASTRUCTURE |  | 1985 | 510 | LIVINGSTON-WALLISVILLE LAKE/RESERVOIR SYSTEM | H | 999 | RESERVOIR | 8 | TRINITY | 0 | SURFACE WATER | 1 | NO WATER QUALITY IMPROVEMENTS |  | 7015 | 1 | Contract with City of Houston | 949 | HILSHIRE VILLAGE | H | WUG | MUNICIPAL | 1025 | CITY |  | Y | 2030 | 2030 | 0 | 0 | 2347 | 2396 | 724 | 724 | 19456 | 20 | 949 | HILSHIRE VILLAGE | H | WUG | MUNICIPAL | 1025 | CITY | H | 101 | HARRIS | 0 | 0 | 15 | 17 | 18 | 18 | Y
737 | COH TO WUG CONTRACT | Contract with City of Houston | H | 5 | EXISTING SOURCE OR EXPANDED USE OF AN EXISTING SOURCE (SURFACE WATER OR GROUNDWATER) | 5 | OTHER SURFACE WATER | 1 | NO INFRASTRUCTURE |  | 1985 | 510 | LIVINGSTON-WALLISVILLE LAKE/RESERVOIR SYSTEM | H | 999 | RESERVOIR | 8 | TRINITY | 0 | SURFACE WATER | 1 | NO WATER QUALITY IMPROVEMENTS |  | 7015 | 1 | Contract with City of Houston | 966 | HUMBLE | H | WUG | MUNICIPAL | 289 | CITY |  | Y | 2020 | 2020 | 0 | 235767 | 337779 | 254430 | 249455 | 255978 | 4504288 | 20 | 966 | HUMBLE | H | WUG | MUNICIPAL | 289 | CITY | H | 101 | HARRIS | 0 | 1718 | 2355 | 3196 | 3708 | 3708 | Y
737 | COH TO WUG CONTRACT | Contract with City of Houston | H | 5 | EXISTING SOURCE OR EXPANDED USE OF AN EXISTING SOURCE (SURFACE WATER OR GROUNDWATER) | 5 | OTHER SURFACE WATER | 1 | NO INFRASTRUCTURE |  | 1985 | 510 | LIVINGSTON-WALLISVILLE LAKE/RESERVOIR SYSTEM | H | 999 | RESERVOIR | 8 | TRINITY | 0 | SURFACE WATER | 1 | NO WATER QUALITY IMPROVEMENTS |  | 7015 | 1 | Contract with City of Houston | 967 | HUNTERS CREEK VILLAGE | H | WUG | MUNICIPAL | 290 | CITY |  | Y | 2030 | 2030 | 0 | 0 | 29556 | 52122 | 62499 | 65392 | 567874 | 20 | 967 | HUNTERS CREEK VILLAGE | H | WUG | MUNICIPAL | 290 | CITY | H | 101 | HARRIS | 0 | 0 | 809 | 1068 | 1216 | 1216 | Y
737 | COH TO WUG CONTRACT | Contract with City of Houston | H | 5 | EXISTING SOURCE OR EXPANDED USE OF AN EXISTING SOURCE (SURFACE WATER OR GROUNDWATER) | 5 | OTHER SURFACE WATER | 1 | NO INFRASTRUCTURE |  | 1985 | 510 | LIVINGSTON-WALLISVILLE LAKE/RESERVOIR SYSTEM | H | 999 | RESERVOIR | 8 | TRINITY | 0 | SURFACE WATER | 1 | NO WATER QUALITY IMPROVEMENTS |  | 7015 | 1 | Contract with City of Houston | 1222 | JACINTO CITY | H | WUG | MUNICIPAL | 301 | CITY |  | Y | 2050 | 2050 | 0 | 0 | 0 | 0 | 13408 | 16649 | 171541 | 20 | 1222 | JACINTO CITY | H | WUG | MUNICIPAL | 301 | CITY | H | 101 | HARRIS | 0 | 0 | 0 | 0 | 25 | 25 | Y
737 | COH TO WUG CONTRACT | Contract with City of Houston | H | 5 | EXISTING SOURCE OR EXPANDED USE OF AN EXISTING SOURCE (SURFACE WATER OR GROUNDWATER) | 5 | OTHER SURFACE WATER | 1 | NO INFRASTRUCTURE |  | 1985 | 510 | LIVINGSTON-WALLISVILLE LAKE/RESERVOIR SYSTEM | H | 999 | RESERVOIR | 8 | TRINITY | 0 | SURFACE WATER | 1 | NO WATER QUALITY IMPROVEMENTS |  | 7015 | 1 | Contract with City of Houston | 1687 | MANUFACTURING, HARRIS | H | WUG | MANUFACTURING | 1001 | N/A |  | Y | 2020 | 2020 | 0 | 4885554 | 9122774 | 10099353 | 8000722 | 5901974 | 91710759 | 20 | 1687 | MANUFACTURING, HARRIS | H | WUG | MANUFACTURING | 1001 | N/A | H | 101 | HARRIS | 0 | 8611 | 12358 | 9181 | 9181 | 9181 | Y
737 | COH TO WUG CONTRACT | Contract with City of Houston | H | 5 | EXISTING SOURCE OR EXPANDED USE OF AN EXISTING SOURCE (SURFACE WATER OR GROUNDWATER) | 5 | OTHER SURFACE WATER | 1 | NO INFRASTRUCTURE |  | 1985 | 510 | LIVINGSTON-WALLISVILLE LAKE/RESERVOIR SYSTEM | H | 999 | RESERVOIR | 8 | TRINITY | 0 | SURFACE WATER | 1 | NO WATER QUALITY IMPROVEMENTS |  | 7015 | 1 | Contract with City of Houston | 1932 | MINING, HARRIS | H | WUG | MINING | 1003 | N/A | Capital Cost: $3,260,873 (SAN JACINTO Basin), $61,494 (SAN JACINTO-BRAZOS Basin) | Y | 2030 | 2030 | 0 | 0 | 93872 | 216488 | 275934 | 285703 | 3322367 | 20 | 1932 | MINING, HARRIS | H | WUG | MINING | 1003 | N/A | H | 101 | HARRIS | 0 | 0 | 266 | 407 | 515 | 515 | Y
737 | COH TO WUG CONTRACT | Contract with City of Houston | H | 5 | EXISTING SOURCE OR EXPANDED USE OF AN EXISTING SOURCE (SURFACE WATER OR GROUNDWATER) | 5 | OTHER SURFACE WATER | 1 | NO INFRASTRUCTURE |  | 1985 | 510 | LIVINGSTON-WALLISVILLE LAKE/RESERVOIR SYSTEM | H | 999 | RESERVOIR | 8 | TRINITY | 0 | SURFACE WATER | 1 | NO WATER QUALITY IMPROVEMENTS |  | 7015 | 1 | Contract with City of Houston | 2181 | PARKWAY UD | H | WUG | MUNICIPAL | 4298 | UTILITY |  | Y | 2030 | 2030 | 0 | 0 | 3831 | 4519 | 4666 | 4666 | 0 | 0 | 2181 | PARKWAY UD | H | WUG | MUNICIPAL | 4298 | UTILITY | H | 101 | HARRIS | 0 | 0 | 156 | 184 | 190 | 190 | Y
737 | COH TO WUG CONTRACT | Contract with City of Houston | H | 5 | EXISTING SOURCE OR EXPANDED USE OF AN EXISTING SOURCE (SURFACE WATER OR GROUNDWATER) | 5 | OTHER SURFACE WATER | 1 | NO INFRASTRUCTURE |  | 1985 | 510 | LIVINGSTON-WALLISVILLE LAKE/RESERVOIR SYSTEM | H | 999 | RESERVOIR | 8 | TRINITY | 0 | SURFACE WATER | 1 | NO WATER QUALITY IMPROVEMENTS |  | 7015 | 1 | Contract with City of Houston | 2204 | PINEY POINT VILLAGE | H | WUG | MUNICIPAL | 468 | CITY |  | Y | 2030 | 2030 | 0 | 0 | 17687 | 28595 | 33466 | 35213 | 250132 | 20 | 2204 | PINEY POINT VILLAGE | H | WUG | MUNICIPAL | 468 | CITY | H | 101 | HARRIS | 0 | 0 | 556 | 710 | 788 | 788 | Y
737 | COH TO WUG CONTRACT | Contract with City of Houston | H | 5 | EXISTING SOURCE OR EXPANDED USE OF AN EXISTING SOURCE (SURFACE WATER OR GROUNDWATER) | 5 | OTHER SURFACE WATER | 1 | NO INFRASTRUCTURE |  | 1985 | 510 | LIVINGSTON-WALLISVILLE LAKE/RESERVOIR SYSTEM | H | 999 | RESERVOIR | 8 | TRINITY | 0 | SURFACE WATER | 1 | NO WATER QUALITY IMPROVEMENTS |  | 7015 | 1 | Contract with City of Houston | 2291 | ROLLING FORK PUD | H | WUG | MUNICIPAL | 4411 | UTILITY |  | Y | 2030 | 2030 | 0 | 0 | 21350 | 28364 | 23243 | 24209 | 234202 | 20 | 2291 | ROLLING FORK PUD | H | WUG | MUNICIPAL | 4411 | UTILITY | H | 101 | HARRIS | 0 | 0 | 408 | 515 | 565 | 565 | Y
737 | COH TO WUG CONTRACT | Contract with City of Houston | H | 5 | EXISTING SOURCE OR EXPANDED USE OF AN EXISTING SOURCE (SURFACE WATER OR GROUNDWATER) | 5 | OTHER SURFACE WATER | 1 | NO INFRASTRUCTURE |  | 1985 | 510 | LIVINGSTON-WALLISVILLE LAKE/RESERVOIR SYSTEM | H | 999 | RESERVOIR | 8 | TRINITY | 0 | SURFACE WATER | 1 | NO WATER QUALITY IMPROVEMENTS |  | 7015 | 1 | Contract with City of Houston | 2385 | SOUTHSIDE PLACE | H | WUG | MUNICIPAL | 572 | CITY |  | Y | 2030 | 2030 | 0 | 0 | 2977 | 6817 | 9658 | 10076 | 132307 | 20 | 2385 | SOUTHSIDE PLACE | H | WUG | MUNICIPAL | 572 | CITY | H | 101 | HARRIS | 0 | 0 | 17 | 39 | 67 | 67 | Y
737 | COH TO WUG CONTRACT | Contract with City of Houston | H | 5 | EXISTING SOURCE OR EXPANDED USE OF AN EXISTING SOURCE (SURFACE WATER OR GROUNDWATER) | 5 | OTHER SURFACE WATER | 1 | NO INFRASTRUCTURE |  | 1985 | 510 | LIVINGSTON-WALLISVILLE LAKE/RESERVOIR SYSTEM | H | 999 | RESERVOIR | 8 | TRINITY | 0 | SURFACE WATER | 1 | NO WATER QUALITY IMPROVEMENTS |  | 7015 | 1 | Contract with City of Houston | 2388 | SOUTHWEST UTILITIES | H | WUG | MUNICIPAL | 4343 | UTILITY |  | Y | 2030 | 2030 | 0 | 0 | 29741 | 46487 | 45634 | 48094 | 549865 | 20 | 2388 | SOUTHWEST UTILITIES | H | WUG | MUNICIPAL | 4343 | UTILITY | H | 101 | HARRIS | 0 | 0 | 475 | 645 | 752 | 752 | Y
737 | COH TO WUG CONTRACT | Contract with City of Houston | H | 5 | EXISTING SOURCE OR EXPANDED USE OF AN EXISTING SOURCE (SURFACE WATER OR GROUNDWATER) | 5 | OTHER SURFACE WATER | 1 | NO INFRASTRUCTURE |  | 1985 | 510 | LIVINGSTON-WALLISVILLE LAKE/RESERVOIR SYSTEM | H | 999 | RESERVOIR | 8 | TRINITY | 0 | SURFACE WATER | 1 | NO WATER QUALITY IMPROVEMENTS |  | 7015 | 1 | Contract with City of Houston | 2392 | SPRING VALLEY | H | WUG | MUNICIPAL | 575 | CITY |  | Y | 2030 | 2030 | 0 | 0 | 26835 | 35108 | 28641 | 30145 | 289847 | 20 | 2392 | SPRING VALLEY | H | WUG | MUNICIPAL | 575 | CITY | H | 101 | HARRIS | 0 | 0 | 509 | 642 | 703 | 703 | Y
737 | COH TO WUG CONTRACT | Contract with City of Houston | H | 5 | EXISTING SOURCE OR EXPANDED USE OF AN EXISTING SOURCE (SURFACE WATER OR GROUNDWATER) | 5 | OTHER SURFACE WATER | 1 | NO INFRASTRUCTURE |  | 1985 | 510 | LIVINGSTON-WALLISVILLE LAKE/RESERVOIR SYSTEM | H | 999 | RESERVOIR | 8 | TRINITY | 0 | SURFACE WATER | 1 | NO WATER QUALITY IMPROVEMENTS |  | 7015 | 1 | Contract with City of Houston | 2431 | STEAM ELECTRIC POWER, HARRIS | H | WUG | STEAM ELECTRIC | 1002 | N/A | Capital Cost: $13,571,334 (SAN JACINTO-BRAZOS Basin), $61,383,898 (SAN JACINTO Basin) | Y | 2020 | 2020 | 0 | 3552452 | 6396360 | 6831981 | 6068631 | 5209104 | 74955232 | 20 | 2431 | STEAM ELECTRIC POWER, HARRIS | H | WUG | STEAM ELECTRIC | 1002 | N/A | H | 101 | HARRIS | 0 | 3510 | 7093 | 5451 | 5451 | 5451 | Y
737 | COH TO WUG CONTRACT | Contract with City of Houston | H | 5 | EXISTING SOURCE OR EXPANDED USE OF AN EXISTING SOURCE (SURFACE WATER OR GROUNDWATER) | 5 | OTHER SURFACE WATER | 1 | NO INFRASTRUCTURE |  | 1985 | 510 | LIVINGSTON-WALLISVILLE LAKE/RESERVOIR SYSTEM | H | 999 | RESERVOIR | 8 | TRINITY | 0 | SURFACE WATER | 1 | NO WATER QUALITY IMPROVEMENTS |  | 7015 | 1 | Contract with City of Houston | 2495 | SUNBELT FWSD | H | WUG | MUNICIPAL | 4350 | UTILITY |  | Y | 2020 | 2020 | 0 | 442243 | 408284 | 66774 | 59236 | 53195 | 3661924 | 20 | 2495 | SUNBELT FWSD | H | WUG | MUNICIPAL | 4350 | UTILITY | H | 101 | HARRIS | 0 | 2842 | 1459 | 553 | 246 | 0 | N
737 | COH TO WUG CONTRACT | Contract with City of Houston | H | 5 | EXISTING SOURCE OR EXPANDED USE OF AN EXISTING SOURCE (SURFACE WATER OR GROUNDWATER) | 5 | OTHER SURFACE WATER | 1 | NO INFRASTRUCTURE |  | 1985 | 510 | LIVINGSTON-WALLISVILLE LAKE/RESERVOIR SYSTEM | H | 999 | RESERVOIR | 8 | TRINITY | 0 | SURFACE WATER | 1 | NO WATER QUALITY IMPROVEMENTS |  | 7015 | 1 | Contract with City of Houston | 2603 | WEST UNIVERSITY PL. | H | WUG | MUNICIPAL | 643 | CITY |  | Y | 2030 | 2030 | 0 | 0 | 26492 | 54063 | 71013 | 76952 | 911842 | 20 | 2603 | WEST UNIVERSITY PL. | H | WUG | MUNICIPAL | 643 | CITY | H | 101 | HARRIS | 0 | 0 | 363 | 568 | 759 | 759 | Y
737 | COH TO WUG CONTRACT | Contract with City of Houston | H | 5 | EXISTING SOURCE OR EXPANDED USE OF AN EXISTING SOURCE (SURFACE WATER OR GROUNDWATER) | 5 | OTHER SURFACE WATER | 1 | NO INFRASTRUCTURE |  | 1985 | 510 | LIVINGSTON-WALLISVILLE LAKE/RESERVOIR SYSTEM | H | 999 | RESERVOIR | 8 | TRINITY | 0 | SURFACE WATER | 1 | NO WATER QUALITY IMPROVEMENTS |  | 7015 | 1 | Contract with City of Houston | 2625 | WILLOW RUN SUBDIVISION | H | WUG | MUNICIPAL | 4398 | UTILITY |  | Y | 2030 | 2030 | 0 | 0 | 15645 | 17291 | 11458 | 11458 | 70561 | 20 | 2625 | WILLOW RUN SUBDIVISION | H | WUG | MUNICIPAL | 4398 | UTILITY | H | 101 | HARRIS | 0 | 0 | 345 | 412 | 425 | 425 | Y
737 | COH TO WUG CONTRACT | Contract with City of Houston | H | 5 | EXISTING SOURCE OR EXPANDED USE OF AN EXISTING SOURCE (SURFACE WATER OR GROUNDWATER) | 5 | OTHER SURFACE WATER | 1 | NO INFRASTRUCTURE |  | 1985 | 510 | LIVINGSTON-WALLISVILLE LAKE/RESERVOIR SYSTEM | H | 999 | RESERVOIR | 8 | TRINITY | 0 | SURFACE WATER | 1 | NO WATER QUALITY IMPROVEMENTS |  | 7015 | 1 | Contract with City of Houston | 2632 | WINDFERN FOREST UD | H | WUG | MUNICIPAL | 4401 | UTILITY |  | Y | 2030 | 2030 | 0 | 0 | 23506 | 25961 | 16937 | 16937 | 111403 | 20 | 2632 | WINDFERN FOREST UD | H | WUG | MUNICIPAL | 4401 | UTILITY | H | 101 | HARRIS | 0 | 0 | 496 | 596 | 624 | 624 | Y
743 | MISSOURI CITY TO WUG CONTRACT | Contract with City of Missouri City | H | 6 | NEW SURFACE WATER OR NEW GROUNDWATER SOURCE | 4 | NEW MAJOR RESERVOIR | 6 | OTHER INFRASTRUCTURE |  | 1997 | 3850 | ALLENS CREEK LAKE/RESERVOIR | H | 999 | RESERVOIR | 12 | BRAZOS | 0 | SURFACE WATER | 1 | NO WATER QUALITY IMPROVEMENTS |  | 2001 | 2 | Allens Creek Reservoir | 780 | FIRST COLONY MUD #9 | H | WUG | MUNICIPAL | 4113 | UTILITY |  | N | 2050 | 2050 | 0 | 0 | 0 | 0 | 7078 | 6488 | 47392 | 20 | 780 | FIRST COLONY MUD #9 | H | WUG | MUNICIPAL | 4113 | UTILITY | H | 79 | FORT BEND | 0 | 0 | 0 | 0 | 133 | 68 | Y
743 | MISSOURI CITY TO WUG CONTRACT | Contract with City of Missouri City | H | 6 | NEW SURFACE WATER OR NEW GROUNDWATER SOURCE | 4 | NEW MAJOR RESERVOIR | 6 | OTHER INFRASTRUCTURE |  | 1997 | 3850 | ALLENS CREEK LAKE/RESERVOIR | H | 999 | RESERVOIR | 12 | BRAZOS | 0 | SURFACE WATER | 1 | NO WATER QUALITY IMPROVEMENTS |  | 2001 | 2 | Allens Creek Reservoir | 794 | FORT BEND COUNTY MUD #23 | H | WUG | MUNICIPAL | 4121 | UTILITY |  | Y | 2050 | 2050 | 0 | 0 | 0 | 0 | 5295 | 3958 | 26849 | 20 | 794 | FORT BEND COUNTY MUD #23 | H | WUG | MUNICIPAL | 4121 | UTILITY | H | 79 | FORT BEND | 0 | 0 | 0 | 0 | 117 | 50 | Y
743 | MISSOURI CITY TO WUG CONTRACT | Contract with City of Missouri City | H | 6 | NEW SURFACE WATER OR NEW GROUNDWATER SOURCE | 4 | NEW MAJOR RESERVOIR | 6 | OTHER INFRASTRUCTURE |  | 1997 | 3850 | ALLENS CREEK LAKE/RESERVOIR | H | 999 | RESERVOIR | 12 | BRAZOS | 0 | SURFACE WATER | 1 | NO WATER QUALITY IMPROVEMENTS |  | 2001 | 2 | Allens Creek Reservoir | 2071 | MISSOURI CITY | H | BOTH | MUNICIPAL | 409 | CITY |  | Y | 2030 | 2030 | 0 | 0 | 0 | 0 | 0 | 0 | 0 | 0 | 2071 | MISSOURI CITY | H | BOTH | MUNICIPAL | 409 | CITY | H | 101 | HARRIS | 0 | 0 | 68 | 321 | 321 | 476 | Y
743 | MISSOURI CITY TO WUG CONTRACT | Contract with City of Missouri City | H | 6 | NEW SURFACE WATER OR NEW GROUNDWATER SOURCE | 5 | OTHER SURFACE WATER | 6 | OTHER INFRASTRUCTURE |  | 1998 | 3981 | BRAZOS RIVER AUTHORITY MAIN STEM LAKE/RESERVOIR SYSTEM | G | 999 | RESERVOIR | 12 | BRAZOS | 0 | SURFACE WATER | 1 | NO WATER QUALITY IMPROVEMENTS |  | 2012 | 2 | BRA system operations permit | 780 | FIRST COLONY MUD #9 | H | WUG | MUNICIPAL | 4113 | UTILITY |  | N | 2030 | 2030 | 0 | 0 | 88181 | 140296 | 91015 | 61794 | 1518959 | 20 | 780 | FIRST COLONY MUD #9 | H | WUG | MUNICIPAL | 4113 | UTILITY | H | 79 | FORT BEND | 0 | 0 | 403 | 668 | 668 | 668 | Y
743 | MISSOURI CITY TO WUG CONTRACT | Contract with City of Missouri City | H | 6 | NEW SURFACE WATER OR NEW GROUNDWATER SOURCE | 5 | OTHER SURFACE WATER | 6 | OTHER INFRASTRUCTURE |  | 1998 | 3981 | BRAZOS RIVER AUTHORITY MAIN STEM LAKE/RESERVOIR SYSTEM | G | 999 | RESERVOIR | 12 | BRAZOS | 0 | SURFACE WATER | 1 | NO WATER QUALITY IMPROVEMENTS |  | 2012 | 2 | BRA system operations permit | 794 | FORT BEND COUNTY MUD #23 | H | WUG | MUNICIPAL | 4121 | UTILITY |  | Y | 2030 | 2030 | 0 | 0 | 115339 | 177421 | 106439 | 65147 | 1779265 | 20 | 794 | FORT BEND COUNTY MUD #23 | H | WUG | MUNICIPAL | 4121 | UTILITY | H | 79 | FORT BEND | 0 | 0 | 543 | 859 | 859 | 859 | Y
743 | MISSOURI CITY TO WUG CONTRACT | Contract with City of Missouri City | H | 6 | NEW SURFACE WATER OR NEW GROUNDWATER SOURCE | 5 | OTHER SURFACE WATER | 6 | OTHER INFRASTRUCTURE |  | 1998 | 3981 | BRAZOS RIVER AUTHORITY MAIN STEM LAKE/RESERVOIR SYSTEM | G | 999 | RESERVOIR | 12 | BRAZOS | 0 | SURFACE WATER | 1 | NO WATER QUALITY IMPROVEMENTS |  | 2012 | 2 | BRA system operations permit | 2071 | MISSOURI CITY | H | BOTH | MUNICIPAL | 409 | CITY |  | Y | 2020 | 2020 | 0 | 0 | 0 | 0 | 0 | 0 | 0 | 0 | 2071 | MISSOURI CITY | H | BOTH | MUNICIPAL | 409 | CITY | H | 79 | FORT BEND | 0 | 395 | 4576 | 8041 | 8041 | 8041 | Y
743 | MISSOURI CITY TO WUG CONTRACT | Contract with City of Missouri City | H | 6 | NEW SURFACE WATER OR NEW GROUNDWATER SOURCE | 5 | OTHER SURFACE WATER | 6 | OTHER INFRASTRUCTURE |  | 1998 | 3981 | BRAZOS RIVER AUTHORITY MAIN STEM LAKE/RESERVOIR SYSTEM | G | 999 | RESERVOIR | 12 | BRAZOS | 0 | SURFACE WATER | 1 | NO WATER QUALITY IMPROVEMENTS |  | 2012 | 2 | BRA system operations permit | 2358 | SIENNA PLANTATION MUD #2 | H | WUG | MUNICIPAL | 4334 | UTILITY |  | Y | 2020 | 2020 | 0 | 71617 | 154349 | 104655 | 42604 | 37856 | 1408669 | 20 | 2358 | SIENNA PLANTATION MUD #2 | H | WUG | MUNICIPAL | 4334 | UTILITY | H | 79 | FORT BEND | 0 | 318 | 740 | 772 | 772 | 772 | Y
743 | MISSOURI CITY TO WUG CONTRACT | Contract with City of Missouri City | H | 6 | NEW SURFACE WATER OR NEW GROUNDWATER SOURCE | 4 | NEW MAJOR RESERVOIR | 6 | OTHER INFRASTRUCTURE |  | 2440 | 4453 | FORT BEND OFF-CHANNEL LAKE/RESERVOIR | H | 999 | RESERVOIR | 12 | BRAZOS | 0 | SURFACE WATER | 1 | NO WATER QUALITY IMPROVEMENTS |  | 4624 | 2 | Fort Bend off-channel reservoir | 780 | FIRST COLONY MUD #9 | H | WUG | MUNICIPAL | 4113 | UTILITY |  | N | 2060 | 2060 | 0 | 0 | 0 | 0 | 0 | 5510 | 20378 | 20 | 780 | FIRST COLONY MUD #9 | H | WUG | MUNICIPAL | 4113 | UTILITY | H | 79 | FORT BEND | 0 | 0 | 0 | 0 | 0 | 140 | Y
743 | MISSOURI CITY TO WUG CONTRACT | Contract with City of Missouri City | H | 6 | NEW SURFACE WATER OR NEW GROUNDWATER SOURCE | 4 | NEW MAJOR RESERVOIR | 6 | OTHER INFRASTRUCTURE |  | 2440 | 4453 | FORT BEND OFF-CHANNEL LAKE/RESERVOIR | H | 999 | RESERVOIR | 12 | BRAZOS | 0 | SURFACE WATER | 1 | NO WATER QUALITY IMPROVEMENTS |  | 4624 | 2 | Fort Bend off-channel reservoir | 794 | FORT BEND COUNTY MUD #23 | H | WUG | MUNICIPAL | 4121 | UTILITY |  | Y | 2060 | 2060 | 0 | 0 | 0 | 0 | 0 | 3163 | 6235 | 20 | 794 | FORT BEND COUNTY MUD #23 | H | WUG | MUNICIPAL | 4121 | UTILITY | H | 79 | FORT BEND | 0 | 0 | 0 | 0 | 0 | 103 | Y
743 | MISSOURI CITY TO WUG CONTRACT | Contract with City of Missouri City | H | 6 | NEW SURFACE WATER OR NEW GROUNDWATER SOURCE | 4 | NEW MAJOR RESERVOIR | 6 | OTHER INFRASTRUCTURE |  | 2440 | 4453 | FORT BEND OFF-CHANNEL LAKE/RESERVOIR | H | 999 | RESERVOIR | 12 | BRAZOS | 0 | SURFACE WATER | 1 | NO WATER QUALITY IMPROVEMENTS |  | 4624 | 2 | Fort Bend off-channel reservoir | 2071 | MISSOURI CITY | H | BOTH | MUNICIPAL | 409 | CITY |  | Y | 2060 | 2060 | 0 | 0 | 0 | 0 | 0 | 0 | 0 | 0 | 2071 | MISSOURI CITY | H | BOTH | MUNICIPAL | 409 | CITY | H | 79 | FORT BEND | 0 | 0 | 0 | 0 | 0 | 4258 | Y
748 | PASADENA TO WUG CONTRACT | Contract with City of Pasadena | H | 5 | EXISTING SOURCE OR EXPANDED USE OF AN EXISTING SOURCE (SURFACE WATER OR GROUNDWATER) | 5 | OTHER SURFACE WATER | 6 | OTHER INFRASTRUCTURE |  | 2003 | 510 | LIVINGSTON-WALLISVILLE LAKE/RESERVOIR SYSTEM | H | 999 | RESERVOIR | 8 | TRINITY | 0 | SURFACE WATER | 1 | NO WATER QUALITY IMPROVEMENTS |  | 7020 | 2 | Contract with City of Pasadena | 751 | EL LAGO | H | WUG | MUNICIPAL | 695 | CITY |  | Y | 2030 | 2030 | 0 | 0 | 6696 | 9644 | 9322 | 9589 | 55583 | 20 | 751 | EL LAGO | H | WUG | MUNICIPAL | 695 | CITY | H | 101 | HARRIS | 0 | 0 | 206 | 258 | 276 | 276 | Y
748 | PASADENA TO WUG CONTRACT | Contract with City of Pasadena | H | 5 | EXISTING SOURCE OR EXPANDED USE OF AN EXISTING SOURCE (SURFACE WATER OR GROUNDWATER) | 5 | OTHER SURFACE WATER | 6 | OTHER INFRASTRUCTURE |  | 2003 | 510 | LIVINGSTON-WALLISVILLE LAKE/RESERVOIR SYSTEM | H | 999 | RESERVOIR | 8 | TRINITY | 0 | SURFACE WATER | 1 | NO WATER QUALITY IMPROVEMENTS |  | 7020 | 2 | Contract with City of Pasadena | 915 | HARRIS COUNTY WCID #50 | H | WUG | MUNICIPAL | 4198 | UTILITY |  | Y | 2030 | 2030 | 0 | 0 | 16148 | 28558 | 33865 | 35462 | 311281 | 20 | 915 | HARRIS COUNTY WCID #50 | H | WUG | MUNICIPAL | 4198 | UTILITY | H | 101 | HARRIS | 0 | 0 | 437 | 578 | 657 | 657 | Y
748 | PASADENA TO WUG CONTRACT | Contract with City of Pasadena | H | 5 | EXISTING SOURCE OR EXPANDED USE OF AN EXISTING SOURCE (SURFACE WATER OR GROUNDWATER) | 5 | OTHER SURFACE WATER | 6 | OTHER INFRASTRUCTURE |  | 2003 | 510 | LIVINGSTON-WALLISVILLE LAKE/RESERVOIR SYSTEM | H | 999 | RESERVOIR | 8 | TRINITY | 0 | SURFACE WATER | 1 | NO WATER QUALITY IMPROVEMENTS |  | 7020 | 2 | Contract with City of Pasadena | 2338 | SEABROOK | H | WUG | MUNICIPAL | 545 | CITY |  | Y | 2020 | 2020 | 0 | 62901 | 112461 | 157240 | 192085 | 194998 | 2551683 | 20 | 2338 | SEABROOK | H | WUG | MUNICIPAL | 545 | CITY | H | 101 | HARRIS | 0 | 967 | 1298 | 1929 | 2384 | 2384 | Y
751 | SUGAR LAND TO WUG CONTRACT | Contract with City of Sugar Land | H | 6 | NEW SURFACE WATER OR NEW GROUNDWATER SOURCE | 4 | NEW MAJOR RESERVOIR | 6 | OTHER INFRASTRUCTURE |  | 2448 | 3850 | ALLENS CREEK LAKE/RESERVOIR | H | 999 | RESERVOIR | 12 | BRAZOS | 0 | SURFACE WATER | 1 | NO WATER QUALITY IMPROVEMENTS |  | 2001 | 2 | Allens Creek Reservoir | 790 | FORT BEND COUNTY MUD #106 | H | WUG | MUNICIPAL | 4117 | UTILITY |  | N | 2040 | 2040 | 0 | 0 | 0 | 13383 | 19983 | 9107 | 152737 | 20 | 790 | FORT BEND COUNTY MUD #106 | H | WUG | MUNICIPAL | 4117 | UTILITY | H | 79 | FORT BEND | 0 | 0 | 0 | 149 | 212 | 78 | Y
751 | SUGAR LAND TO WUG CONTRACT | Contract with City of Sugar Land | H | 6 | NEW SURFACE WATER OR NEW GROUNDWATER SOURCE | 4 | NEW MAJOR RESERVOIR | 6 | OTHER INFRASTRUCTURE |  | 2448 | 3850 | ALLENS CREEK LAKE/RESERVOIR | H | 999 | RESERVOIR | 12 | BRAZOS | 0 | SURFACE WATER | 1 | NO WATER QUALITY IMPROVEMENTS |  | 2001 | 2 | Allens Creek Reservoir | 2209 | PLANTATION MUD | H | WUG | MUNICIPAL | 4303 | UTILITY |  | Y | 2040 | 2040 | 0 | 0 | 0 | 7368 | 10921 | 4957 | 83537 | 20 | 2209 | PLANTATION MUD | H | WUG | MUNICIPAL | 4303 | UTILITY | H | 79 | FORT BEND | 0 | 0 | 0 | 82 | 116 | 43 | Y
751 | SUGAR LAND TO WUG CONTRACT | Contract with City of Sugar Land | H | 6 | NEW SURFACE WATER OR NEW GROUNDWATER SOURCE | 4 | NEW MAJOR RESERVOIR | 6 | OTHER INFRASTRUCTURE |  | 2448 | 3850 | ALLENS CREEK LAKE/RESERVOIR | H | 999 | RESERVOIR | 12 | BRAZOS | 0 | SURFACE WATER | 1 | NO WATER QUALITY IMPROVEMENTS |  | 2001 | 2 | Allens Creek Reservoir | 2493 | SUGAR LAND | H | BOTH | MUNICIPAL | 585 | CITY |  | Y | 2050 | 2050 | 0 | 0 | 0 | 0 | 0 | 0 | 0 | 0 | 2493 | SUGAR LAND | H | BOTH | MUNICIPAL | 585 | CITY | H | 79 | FORT BEND | 0 | 0 | 0 | 0 | 162 | 328 | Y
751 | SUGAR LAND TO WUG CONTRACT | Contract with City of Sugar Land | H | 6 | NEW SURFACE WATER OR NEW GROUNDWATER SOURCE | 5 | OTHER SURFACE WATER | 6 | OTHER INFRASTRUCTURE |  | 2008 | 3981 | BRAZOS RIVER AUTHORITY MAIN STEM LAKE/RESERVOIR SYSTEM | G | 999 | RESERVOIR | 12 | BRAZOS | 0 | SURFACE WATER | 1 | NO WATER QUALITY IMPROVEMENTS |  | 2012 | 2 | BRA system operations permit | 790 | FORT BEND COUNTY MUD #106 | H | WUG | MUNICIPAL | 4117 | UTILITY |  | N | 2020 | 2020 | 0 | 39695 | 57457 | 41369 | 33873 | 22528 | 758814 | 20 | 790 | FORT BEND COUNTY MUD #106 | H | WUG | MUNICIPAL | 4117 | UTILITY | H | 79 | FORT BEND | 0 | 155 | 245 | 245 | 245 | 245 | Y
751 | SUGAR LAND TO WUG CONTRACT | Contract with City of Sugar Land | H | 6 | NEW SURFACE WATER OR NEW GROUNDWATER SOURCE | 5 | OTHER SURFACE WATER | 6 | OTHER INFRASTRUCTURE |  | 2008 | 3981 | BRAZOS RIVER AUTHORITY MAIN STEM LAKE/RESERVOIR SYSTEM | G | 999 | RESERVOIR | 12 | BRAZOS | 0 | SURFACE WATER | 1 | NO WATER QUALITY IMPROVEMENTS |  | 2012 | 2 | BRA system operations permit | 791 | FORT BEND COUNTY MUD #108 | H | WUG | MUNICIPAL | 4118 | UTILITY |  | N | 2020 | 2020 | 0 | 36943 | 70636 | 40624 | 15334 | 15334 | 634307 | 20 | 791 | FORT BEND COUNTY MUD #108 | H | WUG | MUNICIPAL | 4118 | UTILITY | H | 79 | FORT BEND | 0 | 141 | 312 | 312 | 312 | 312 | Y
751 | SUGAR LAND TO WUG CONTRACT | Contract with City of Sugar Land | H | 6 | NEW SURFACE WATER OR NEW GROUNDWATER SOURCE | 5 | OTHER SURFACE WATER | 6 | OTHER INFRASTRUCTURE |  | 2008 | 3981 | BRAZOS RIVER AUTHORITY MAIN STEM LAKE/RESERVOIR SYSTEM | G | 999 | RESERVOIR | 12 | BRAZOS | 0 | SURFACE WATER | 1 | NO WATER QUALITY IMPROVEMENTS |  | 2012 | 2 | BRA system operations permit | 792 | FORT BEND COUNTY MUD #111 | H | WUG | MUNICIPAL | 4119 | UTILITY |  | N | 2020 | 2020 | 0 | 45781 | 91241 | 54598 | 20482 | 20482 | 811605 | 20 | 792 | FORT BEND COUNTY MUD #111 | H | WUG | MUNICIPAL | 4119 | UTILITY | H | 79 | FORT BEND | 0 | 186 | 417 | 417 | 417 | 417 | Y
751 | SUGAR LAND TO WUG CONTRACT | Contract with City of Sugar Land | H | 6 | NEW SURFACE WATER OR NEW GROUNDWATER SOURCE | 5 | OTHER SURFACE WATER | 6 | OTHER INFRASTRUCTURE |  | 2008 | 3981 | BRAZOS RIVER AUTHORITY MAIN STEM LAKE/RESERVOIR SYSTEM | G | 999 | RESERVOIR | 12 | BRAZOS | 0 | SURFACE WATER | 1 | NO WATER QUALITY IMPROVEMENTS |  | 2012 | 2 | BRA system operations permit | 799 | FORT BEND COUNTY MUD #67 | H | WUG | MUNICIPAL | 4126 | UTILITY |  | N | 2020 | 2020 | 0 | 47939 | 95945 | 57683 | 21658 | 21658 | 852071 | 20 | 799 | FORT BEND COUNTY MUD #67 | H | WUG | MUNICIPAL | 4126 | UTILITY | H | 79 | FORT BEND | 0 | 197 | 441 | 441 | 441 | 441 | Y
751 | SUGAR LAND TO WUG CONTRACT | Contract with City of Sugar Land | H | 6 | NEW SURFACE WATER OR NEW GROUNDWATER SOURCE | 5 | OTHER SURFACE WATER | 6 | OTHER INFRASTRUCTURE |  | 2008 | 3981 | BRAZOS RIVER AUTHORITY MAIN STEM LAKE/RESERVOIR SYSTEM | G | 999 | RESERVOIR | 12 | BRAZOS | 0 | SURFACE WATER | 1 | NO WATER QUALITY IMPROVEMENTS |  | 2012 | 2 | BRA system operations permit | 800 | FORT BEND COUNTY MUD #68 | H | WUG | MUNICIPAL | 4127 | UTILITY |  | N | 2020 | 2020 | 0 | 37533 | 72992 | 42537 | 15922 | 15922 | 654586 | 20 | 800 | FORT BEND COUNTY MUD #68 | H | WUG | MUNICIPAL | 4127 | UTILITY | H | 79 | FORT BEND | 0 | 144 | 324 | 324 | 324 | 324 | Y
751 | SUGAR LAND TO WUG CONTRACT | Contract with City of Sugar Land | H | 6 | NEW SURFACE WATER OR NEW GROUNDWATER SOURCE | 5 | OTHER SURFACE WATER | 6 | OTHER INFRASTRUCTURE |  | 2008 | 3981 | BRAZOS RIVER AUTHORITY MAIN STEM LAKE/RESERVOIR SYSTEM | G | 999 | RESERVOIR | 12 | BRAZOS | 0 | SURFACE WATER | 1 | NO WATER QUALITY IMPROVEMENTS |  | 2012 | 2 | BRA system operations permit | 801 | FORT BEND COUNTY MUD #69 | H | WUG | MUNICIPAL | 4128 | UTILITY |  | N | 2020 | 2020 | 0 | 32223 | 60414 | 33944 | 12782 | 12782 | 546336 | 20 | 801 | FORT BEND COUNTY MUD #69 | H | WUG | MUNICIPAL | 4128 | UTILITY | H | 79 | FORT BEND | 0 | 117 | 260 | 260 | 260 | 260 | Y
751 | SUGAR LAND TO WUG CONTRACT | Contract with City of Sugar Land | H | 6 | NEW SURFACE WATER OR NEW GROUNDWATER SOURCE | 5 | OTHER SURFACE WATER | 6 | OTHER INFRASTRUCTURE |  | 2008 | 3981 | BRAZOS RIVER AUTHORITY MAIN STEM LAKE/RESERVOIR SYSTEM | G | 999 | RESERVOIR | 12 | BRAZOS | 0 | SURFACE WATER | 1 | NO WATER QUALITY IMPROVEMENTS |  | 2012 | 2 | BRA system operations permit | 2209 | PLANTATION MUD | H | WUG | MUNICIPAL | 4303 | UTILITY |  | Y | 2020 | 2020 | 0 | 26315 | 35796 | 22577 | 18622 | 12380 | 465200 | 20 | 2209 | PLANTATION MUD | H | WUG | MUNICIPAL | 4303 | UTILITY | H | 79 | FORT BEND | 0 | 87 | 135 | 135 | 135 | 135 | Y
751 | SUGAR LAND TO WUG CONTRACT | Contract with City of Sugar Land | H | 6 | NEW SURFACE WATER OR NEW GROUNDWATER SOURCE | 5 | OTHER SURFACE WATER | 6 | OTHER INFRASTRUCTURE |  | 2008 | 3981 | BRAZOS RIVER AUTHORITY MAIN STEM LAKE/RESERVOIR SYSTEM | G | 999 | RESERVOIR | 12 | BRAZOS | 0 | SURFACE WATER | 1 | NO WATER QUALITY IMPROVEMENTS |  | 2012 | 2 | BRA system operations permit | 2493 | SUGAR LAND | H | BOTH | MUNICIPAL | 585 | CITY |  | Y | 2030 | 2030 | 0 | 0 | 0 | 0 | 0 | 0 | 0 | 0 | 2493 | SUGAR LAND | H | BOTH | MUNICIPAL | 585 | CITY | H | 79 | FORT BEND | 0 | 0 | 813 | 1251 | 1251 | 1251 | Y
751 | SUGAR LAND TO WUG CONTRACT | Contract with City of Sugar Land | H | 6 | NEW SURFACE WATER OR NEW GROUNDWATER SOURCE | 4 | NEW MAJOR RESERVOIR | 6 | OTHER INFRASTRUCTURE |  | 2449 | 4453 | FORT BEND OFF-CHANNEL LAKE/RESERVOIR | H | 999 | RESERVOIR | 12 | BRAZOS | 0 | SURFACE WATER | 1 | NO WATER QUALITY IMPROVEMENTS |  | 4624 | 2 | Fort Bend off-channel reservoir | 790 | FORT BEND COUNTY MUD #106 | H | WUG | MUNICIPAL | 4117 | UTILITY |  | N | 2060 | 2060 | 0 | 0 | 0 | 0 | 0 | 5507 | 15286 | 20 | 790 | FORT BEND COUNTY MUD #106 | H | WUG | MUNICIPAL | 4117 | UTILITY | H | 79 | FORT BEND | 0 | 0 | 0 | 0 | 0 | 161 | Y
751 | SUGAR LAND TO WUG CONTRACT | Contract with City of Sugar Land | H | 6 | NEW SURFACE WATER OR NEW GROUNDWATER SOURCE | 4 | NEW MAJOR RESERVOIR | 6 | OTHER INFRASTRUCTURE |  | 2449 | 4453 | FORT BEND OFF-CHANNEL LAKE/RESERVOIR | H | 999 | RESERVOIR | 12 | BRAZOS | 0 | SURFACE WATER | 1 | NO WATER QUALITY IMPROVEMENTS |  | 4624 | 2 | Fort Bend off-channel reservoir | 2209 | PLANTATION MUD | H | WUG | MUNICIPAL | 4303 | UTILITY |  | Y | 2060 | 2060 | 0 | 0 | 0 | 0 | 0 | 3020 | 8448 | 20 | 2209 | PLANTATION MUD | H | WUG | MUNICIPAL | 4303 | UTILITY | H | 79 | FORT BEND | 0 | 0 | 0 | 0 | 0 | 88 | Y
751 | SUGAR LAND TO WUG CONTRACT | Contract with City of Sugar Land | H | 6 | NEW SURFACE WATER OR NEW GROUNDWATER SOURCE | 4 | NEW MAJOR RESERVOIR | 6 | OTHER INFRASTRUCTURE |  | 2449 | 4453 | FORT BEND OFF-CHANNEL LAKE/RESERVOIR | H | 999 | RESERVOIR | 12 | BRAZOS | 0 | SURFACE WATER | 1 | NO WATER QUALITY IMPROVEMENTS |  | 4624 | 2 | Fort Bend off-channel reservoir | 2493 | SUGAR LAND | H | BOTH | MUNICIPAL | 585 | CITY |  | Y | 2060 | 2060 | 0 | 0 | 0 | 0 | 0 | 0 | 0 | 0 | 2493 | SUGAR LAND | H | BOTH | MUNICIPAL | 585 | CITY | H | 79 | FORT BEND | 0 | 0 | 0 | 0 | 0 | 673 | Y
736 | CLCND TO WUG CONTRACT | Contract with CLCND | H | 5 | EXISTING SOURCE OR EXPANDED USE OF AN EXISTING SOURCE (SURFACE WATER OR GROUNDWATER) | 5 | OTHER SURFACE WATER | 6 | OTHER INFRASTRUCTURE |  | 1983 | 3880 | TRINITY RIVER RUN-OF-RIVER | H | 36 | CHAMBERS | 8 | TRINITY | 0 | SURFACE WATER | 1 | NO WATER QUALITY IMPROVEMENTS |  | 4327 | 2 | CLCND West Chambers System | 229 | BEACH CITY | H | WUG | MUNICIPAL | 822 | CITY | Capital Cost: $811,633 (TRINITY Basin), $5,235,838 (TRINITY-SAN JACINTO Basin) | Y | 2020 | 2020 | 0 | 389169 | 486599 | 308503 | 337610 | 372452 | 6047471 | 20 | 229 | BEACH CITY | H | WUG | MUNICIPAL | 822 | CITY | H | 36 | CHAMBERS | 0 | 280 | 350 | 414 | 483 | 552 | Y
736 | CLCND TO WUG CONTRACT | Contract with CLCND | H | 5 | EXISTING SOURCE OR EXPANDED USE OF AN EXISTING SOURCE (SURFACE WATER OR GROUNDWATER) | 5 | OTHER SURFACE WATER | 6 | OTHER INFRASTRUCTURE |  | 1983 | 3880 | TRINITY RIVER RUN-OF-RIVER | H | 36 | CHAMBERS | 8 | TRINITY | 0 | SURFACE WATER | 1 | NO WATER QUALITY IMPROVEMENTS |  | 4327 | 2 | CLCND West Chambers System | 447 | COUNTY-OTHER, CHAMBERS | H | WUG | MUNICIPAL | 757 | COUNTY-OTHER | Capital Cost: $2,047,860 (TRINITY Basin), $1,107,298 (TRINITY-SAN JACINTO Basin) | Y | 2020 | 2020 | 0 | 400562 | 400300 | 124957 | 124728 | 124728 | 3155158 | 20 | 447 | COUNTY-OTHER, CHAMBERS | H | WUG | MUNICIPAL | 757 | COUNTY-OTHER | H | 36 | CHAMBERS | 0 | 288 | 280 | 272 | 265 | 265 | Y
736 | CLCND TO WUG CONTRACT | Contract with CLCND | H | 5 | EXISTING SOURCE OR EXPANDED USE OF AN EXISTING SOURCE (SURFACE WATER OR GROUNDWATER) | 5 | OTHER SURFACE WATER | 6 | OTHER INFRASTRUCTURE |  | 1983 | 3880 | TRINITY RIVER RUN-OF-RIVER | H | 36 | CHAMBERS | 8 | TRINITY | 0 | SURFACE WATER | 1 | NO WATER QUALITY IMPROVEMENTS |  | 4327 | 2 | CLCND West Chambers System | 2074 | MONT BELVIEU | H | WUG | MUNICIPAL | 413 | CITY | Capital Cost: $13,335,018 (TRINITY Basin), $5,825,165 (TRINITY-SAN JACINTO Basin) | Y | 2020 | 2020 | 0 | 1301411 | 1599144 | 976593 | 1051769 | 1160452 | 19160183 | 20 | 2074 | MONT BELVIEU | H | WUG | MUNICIPAL | 413 | CITY | H | 36 | CHAMBERS | 0 | 945 | 1159 | 1351 | 1552 | 1762 | Y
736 | CLCND TO WUG CONTRACT | Contract with CLCND | H | 5 | EXISTING SOURCE OR EXPANDED USE OF AN EXISTING SOURCE (SURFACE WATER OR GROUNDWATER) | 5 | OTHER SURFACE WATER | 6 | OTHER INFRASTRUCTURE |  | 1983 | 3880 | TRINITY RIVER RUN-OF-RIVER | H | 36 | CHAMBERS | 8 | TRINITY | 0 | SURFACE WATER | 1 | NO WATER QUALITY IMPROVEMENTS |  | 4327 | 2 | CLCND West Chambers System | 2152 | OLD RIVER-WINFREE | H | WUG | MUNICIPAL | 727 | CITY |  | N | 2020 | 2020 | 0 | 247528 | 262840 | 105395 | 112972 | 123854 | 2465107 | 20 | 2152 | OLD RIVER-WINFREE | H | WUG | MUNICIPAL | 727 | CITY | H | 36 | CHAMBERS | 0 | 178 | 189 | 198 | 211 | 225 | Y
902 | DOW TO WUG CONTRACT | Contract with Dow | H | 6 | NEW SURFACE WATER OR NEW GROUNDWATER SOURCE | 4 | NEW MAJOR RESERVOIR | 1 | NO INFRASTRUCTURE |  | 2437 | 529 | BRAZOS RIVER RUN-OF-RIVER | H | 20 | BRAZORIA | 12 | BRAZOS | 0 | SURFACE WATER | 1 | NO WATER QUALITY IMPROVEMENTS | Supply from DOW Chemical Off-Channel Reservoir | 1007 | 2 | DOW off-channel Reservoir | 1634 | MANUFACTURING, BRAZORIA | H | WUG | MANUFACTURING | 1001 | N/A |  | Y | 2020 | 2020 | 0 | 16234096 | 20583937 | 16217911 | 13809983 | 14083496 | 155206615 | 20 | 1634 | MANUFACTURING, BRAZORIA | H | WUG | MANUFACTURING | 1001 | N/A | H | 20 | BRAZORIA | 0 | 21800 | 21800 | 21800 | 21800 | 21800 | Y
738 | FB WCID 1 TO WUG CONTRACT | Contract with Fort Bend County WCID #1 | H | 5 | EXISTING SOURCE OR EXPANDED USE OF AN EXISTING SOURCE (SURFACE WATER OR GROUNDWATER) | 5 | OTHER SURFACE WATER | 6 | OTHER INFRASTRUCTURE |  | 1986 | 3895 | SAN JACINTO-BRAZOS RIVER RUN-OF-RIVER | H | 79 | FORT BEND | 11 | SAN JACINTO-BRAZOS | 0 | SURFACE WATER | 1 | NO WATER QUALITY IMPROVEMENTS |  | 2520 | 1 | Contract with Fort Bend County WCID #1 | 1671 | MANUFACTURING, FORT BEND | H | WUG | MANUFACTURING | 1001 | N/A |  | N | 2020 | 2020 | 0 | 38318 | 170171 | 162008 | 78192 | 61015 | 1815739 | 20 | 1671 | MANUFACTURING, FORT BEND | H | WUG | MANUFACTURING | 1001 | N/A | H | 79 | FORT BEND | 0 | 148 | 824 | 940 | 1016 | 1016 | N
739 | FB WCID 2 TO WUG CONTRACT | Contract with Fort Bend County WCID #2 | H | 6 | NEW SURFACE WATER OR NEW GROUNDWATER SOURCE | 5 | OTHER SURFACE WATER | 6 | OTHER INFRASTRUCTURE |  | 1987 | 3981 | BRAZOS RIVER AUTHORITY MAIN STEM LAKE/RESERVOIR SYSTEM | G | 999 | RESERVOIR | 12 | BRAZOS | 0 | SURFACE WATER | 1 | NO WATER QUALITY IMPROVEMENTS |  | 2012 | 2 | BRA system operations permit | 1822 | MEADOWS | H | WUG | MUNICIPAL | 792 | CITY | Capital Costs: San Jacinto - Brazos Basin ($273,293) San Jacinto Basin ($1,776,554.00) | Y | 2020 | 2020 | 0 | 114569 | 232206 | 141701 | 53491 | 53491 | 2049847 | 20 | 1822 | MEADOWS | H | WUG | MUNICIPAL | 792 | CITY | H | 79 | FORT BEND | 0 | 491 | 1092 | 1092 | 1092 | 1092 | Y
740 | GC WCID 1 TO WUG CONTRACT | Contract with Galveston County WCID #1 | H | 6 | NEW SURFACE WATER OR NEW GROUNDWATER SOURCE | 4 | NEW MAJOR RESERVOIR | 6 | OTHER INFRASTRUCTURE |  | 1990 | 3850 | ALLENS CREEK LAKE/RESERVOIR | H | 999 | RESERVOIR | 12 | BRAZOS | 0 | SURFACE WATER | 1 | NO WATER QUALITY IMPROVEMENTS |  | 2001 | 1 | Allens Creek Reservoir | 714 | DICKINSON | H | WUG | MUNICIPAL | 165 | CITY |  | Y | 2020 | 2020 | 0 | 27070 | 38020 | 19847 | 16440 | 18426 | 372982 | 20 | 714 | DICKINSON | H | WUG | MUNICIPAL | 165 | CITY | H | 84 | GALVESTON | 0 | 131 | 274 | 305 | 340 | 379 | N
740 | GC WCID 1 TO WUG CONTRACT | Contract with Galveston County WCID #1 | H | 6 | NEW SURFACE WATER OR NEW GROUNDWATER SOURCE | 5 | OTHER SURFACE WATER | 6 | OTHER INFRASTRUCTURE |  | 1991 | 3981 | BRAZOS RIVER AUTHORITY MAIN STEM LAKE/RESERVOIR SYSTEM | G | 999 | RESERVOIR | 12 | BRAZOS | 0 | SURFACE WATER | 1 | NO WATER QUALITY IMPROVEMENTS |  | 7004 | 1 | Contract with Galveston County WCID #1 | 714 | DICKINSON | H | WUG | MUNICIPAL | 165 | CITY |  | Y | 2020 | 2020 | 0 | 22109 | 25014 | 8739 | 6913 | 7100 | 241799 | 20 | 714 | DICKINSON | H | WUG | MUNICIPAL | 165 | CITY | H | 84 | GALVESTON | 0 | 107 | 107 | 107 | 107 | 107 | N
740 | GC WCID 1 TO WUG CONTRACT | Contract with Galveston County WCID #1 | H | 6 | NEW SURFACE WATER OR NEW GROUNDWATER SOURCE | 5 | OTHER SURFACE WATER | 6 | OTHER INFRASTRUCTURE |  | 1989 | 531 | BRAZOS RIVER RUN-OF-RIVER | H | 79 | FORT BEND | 12 | BRAZOS | 0 | SURFACE WATER | 1 | NO WATER QUALITY IMPROVEMENTS |  | 2527 | 1 | Contract with Galveston County WCID #1 - Brazos Run of River | 714 | DICKINSON | H | WUG | MUNICIPAL | 165 | CITY |  | Y | 2020 | 2020 | 0 | 96911 | 109645 | 38306 | 30300 | 31126 | 1059850 | 20 | 714 | DICKINSON | H | WUG | MUNICIPAL | 165 | CITY | H | 84 | GALVESTON | 0 | 469 | 469 | 469 | 469 | 469 | N
740 | GC WCID 1 TO WUG CONTRACT | Contract with Galveston County WCID #1 | H | 6 | NEW SURFACE WATER OR NEW GROUNDWATER SOURCE | 5 | OTHER SURFACE WATER | 6 | OTHER INFRASTRUCTURE |  | 1988 | 523 | SAN JACINTO-BRAZOS RIVER RUN-OF-RIVER | H | 20 | BRAZORIA | 11 | SAN JACINTO-BRAZOS | 0 | SURFACE WATER | 1 | NO WATER QUALITY IMPROVEMENTS |  | 2531 | 1 | Contract with Galveston County WCID #1 - San Jacinto-Brazos Run of River | 714 | DICKINSON | H | WUG | MUNICIPAL | 165 | CITY |  | N | 2020 | 2020 | 0 | 12192 | 13794 | 4820 | 3812 | 3916 | 133329 | 20 | 714 | DICKINSON | H | WUG | MUNICIPAL | 165 | CITY | H | 84 | GALVESTON | 0 | 59 | 59 | 59 | 59 | 59 | N
741 | GCWA TO WUG CONTRACT | Contract with GCWA | H | 6 | NEW SURFACE WATER OR NEW GROUNDWATER SOURCE | 4 | NEW MAJOR RESERVOIR | 6 | OTHER INFRASTRUCTURE |  | 1993 | 3850 | ALLENS CREEK LAKE/RESERVOIR | H | 999 | RESERVOIR | 12 | BRAZOS | 0 | SURFACE WATER | 1 | NO WATER QUALITY IMPROVEMENTS |  | 2001 | 2 | Allens Creek Reservoir | 179 | ALVIN | H | WUG | MUNICIPAL | 13 | CITY |  | Y | 2030 | 2030 | 0 | 0 | 137763 | 289433 | 438167 | 628677 | 6517726 | 20 | 179 | ALVIN | H | WUG | MUNICIPAL | 13 | CITY | H | 20 | BRAZORIA | 0 | 0 | 99 | 208 | 383 | 595 | Y
741 | GCWA TO WUG CONTRACT | Contract with GCWA | H | 6 | NEW SURFACE WATER OR NEW GROUNDWATER SOURCE | 4 | NEW MAJOR RESERVOIR | 6 | OTHER INFRASTRUCTURE |  | 1993 | 3850 | ALLENS CREEK LAKE/RESERVOIR | H | 999 | RESERVOIR | 12 | BRAZOS | 0 | SURFACE WATER | 1 | NO WATER QUALITY IMPROVEMENTS |  | 2001 | 1 | Allens Creek Reservoir | 368 | CLEAR LAKE SHORES | H | WUG | MUNICIPAL | 764 | CITY |  | Y | 2020 | 2020 | 0 | 121074 | 123859 | 40691 | 38778 | 38778 | 975863 | 20 | 368 | CLEAR LAKE SHORES | H | WUG | MUNICIPAL | 764 | CITY | H | 84 | GALVESTON | 0 | 87 | 89 | 89 | 89 | 89 | N
741 | GCWA TO WUG CONTRACT | Contract with GCWA | H | 6 | NEW SURFACE WATER OR NEW GROUNDWATER SOURCE | 4 | NEW MAJOR RESERVOIR | 6 | OTHER INFRASTRUCTURE |  | 1993 | 3850 | ALLENS CREEK LAKE/RESERVOIR | H | 999 | RESERVOIR | 12 | BRAZOS | 0 | SURFACE WATER | 1 | NO WATER QUALITY IMPROVEMENTS |  | 2001 | 2 | Allens Creek Reservoir | 998 | IRRIGATION, BRAZORIA | H | WUG | IRRIGATION | 1004 | N/A |  | Y | 2030 | 2030 | 0 | 0 | 0 | 0 | 0 | 0 | 0 | 0 | 998 | IRRIGATION, BRAZORIA | H | WUG | IRRIGATION | 1004 | N/A | H | 20 | BRAZORIA | 0 | 0 | 13628 | 13628 | 13821 | 15465 | Y
741 | GCWA TO WUG CONTRACT | Contract with GCWA | H | 6 | NEW SURFACE WATER OR NEW GROUNDWATER SOURCE | 4 | NEW MAJOR RESERVOIR | 6 | OTHER INFRASTRUCTURE |  | 1993 | 3850 | ALLENS CREEK LAKE/RESERVOIR | H | 999 | RESERVOIR | 12 | BRAZOS | 0 | SURFACE WATER | 1 | NO WATER QUALITY IMPROVEMENTS |  | 2001 | 1 | Allens Creek Reservoir | 1059 | IRRIGATION, GALVESTON | H | WUG | IRRIGATION | 1004 | N/A |  | Y | 2020 | 2020 | 0 | 0 | 0 | 0 | 0 | 0 | 0 | 0 | 1059 | IRRIGATION, GALVESTON | H | WUG | IRRIGATION | 1004 | N/A | H | 84 | GALVESTON | 0 | 6788 | 6788 | 6788 | 6788 | 6788 | N
741 | GCWA TO WUG CONTRACT | Contract with GCWA | H | 6 | NEW SURFACE WATER OR NEW GROUNDWATER SOURCE | 4 | NEW MAJOR RESERVOIR | 6 | OTHER INFRASTRUCTURE |  | 1993 | 3850 | ALLENS CREEK LAKE/RESERVOIR | H | 999 | RESERVOIR | 12 | BRAZOS | 0 | SURFACE WATER | 1 | NO WATER QUALITY IMPROVEMENTS |  | 2001 | 1 | Allens Creek Reservoir | 1252 | KEMAH | H | WUG | MUNICIPAL | 316 | CITY |  | Y | 2020 | 2020 | 0 | 50096 | 54445 | 15949 | 13475 | 13622 | 523817 | 20 | 1252 | KEMAH | H | WUG | MUNICIPAL | 316 | CITY | H | 84 | GALVESTON | 0 | 208 | 230 | 237 | 241 | 247 | N
741 | GCWA TO WUG CONTRACT | Contract with GCWA | H | 6 | NEW SURFACE WATER OR NEW GROUNDWATER SOURCE | 4 | NEW MAJOR RESERVOIR | 6 | OTHER INFRASTRUCTURE |  | 1993 | 3850 | ALLENS CREEK LAKE/RESERVOIR | H | 999 | RESERVOIR | 12 | BRAZOS | 0 | SURFACE WATER | 1 | NO WATER QUALITY IMPROVEMENTS |  | 2001 | 1 | Allens Creek Reservoir | 1309 | LEAGUE CITY | H | WUG | MUNICIPAL | 350 | CITY | Capital Cost: $6,598,070 (Galveston County), $132,023 (Harris County) | Y | 2020 | 2020 | 0 | 663712 | 732817 | 249258 | 214194 | 223253 | 6740842 | 20 | 1309 | LEAGUE CITY | H | WUG | MUNICIPAL | 350 | CITY | H | 84 | GALVESTON | 0 | 3485 | 3837 | 3909 | 3993 | 4093 | N
741 | GCWA TO WUG CONTRACT | Contract with GCWA | H | 6 | NEW SURFACE WATER OR NEW GROUNDWATER SOURCE | 4 | NEW MAJOR RESERVOIR | 6 | OTHER INFRASTRUCTURE |  | 1993 | 3850 | ALLENS CREEK LAKE/RESERVOIR | H | 999 | RESERVOIR | 12 | BRAZOS | 0 | SURFACE WATER | 1 | NO WATER QUALITY IMPROVEMENTS |  | 2001 | 1 | Allens Creek Reservoir | 1309 | LEAGUE CITY | H | WUG | MUNICIPAL | 350 | CITY | Capital Cost: $6,598,070 (Galveston County), $132,023 (Harris County) | Y | 2020 | 2020 | 0 | 663712 | 732817 | 249258 | 214194 | 223253 | 6740842 | 20 | 1309 | LEAGUE CITY | H | WUG | MUNICIPAL | 350 | CITY | H | 101 | HARRIS | 0 | 15 | 15 | 15 | 16 | 16 | N
741 | GCWA TO WUG CONTRACT | Contract with GCWA | H | 6 | NEW SURFACE WATER OR NEW GROUNDWATER SOURCE | 4 | NEW MAJOR RESERVOIR | 6 | OTHER INFRASTRUCTURE |  | 1993 | 3850 | ALLENS CREEK LAKE/RESERVOIR | H | 999 | RESERVOIR | 12 | BRAZOS | 0 | SURFACE WATER | 1 | NO WATER QUALITY IMPROVEMENTS |  | 2001 | 2 | Allens Creek Reservoir | 1796 | MANVEL | H | WUG | MUNICIPAL | 721 | CITY |  | Y | 2020 | 2020 | 0 | 68202 | 68039 | 21218 | 21317 | 24134 | 559334 | 20 | 1796 | MANVEL | H | WUG | MUNICIPAL | 721 | CITY | H | 20 | BRAZORIA | 0 | 49 | 44 | 45 | 48 | 51 | Y
741 | GCWA TO WUG CONTRACT | Contract with GCWA | H | 6 | NEW SURFACE WATER OR NEW GROUNDWATER SOURCE | 4 | NEW MAJOR RESERVOIR | 6 | OTHER INFRASTRUCTURE |  | 1993 | 3850 | ALLENS CREEK LAKE/RESERVOIR | H | 999 | RESERVOIR | 12 | BRAZOS | 0 | SURFACE WATER | 1 | NO WATER QUALITY IMPROVEMENTS |  | 2001 | 2 | Allens Creek Reservoir | 1911 | MINING, FORT BEND | H | WUG | MINING | 1003 | N/A |  | Y | 2050 | 2050 | 0 | 0 | 0 | 0 | 662 | 576 | 3058 | 20 | 1911 | MINING, FORT BEND | H | WUG | MINING | 1003 | N/A | H | 79 | FORT BEND | 0 | 0 | 0 | 0 | 12 | 6 | Y
741 | GCWA TO WUG CONTRACT | Contract with GCWA | H | 6 | NEW SURFACE WATER OR NEW GROUNDWATER SOURCE | 4 | NEW MAJOR RESERVOIR | 6 | OTHER INFRASTRUCTURE |  | 1993 | 3850 | ALLENS CREEK LAKE/RESERVOIR | H | 999 | RESERVOIR | 12 | BRAZOS | 0 | SURFACE WATER | 1 | NO WATER QUALITY IMPROVEMENTS |  | 2001 | 1 | Allens Creek Reservoir | 1916 | MINING, GALVESTON | H | WUG | MINING | 1003 | N/A |  | Y | 2020 | 2020 | 0 | 29232 | 33408 | 18894 | 20201 | 20552 | 372927 | 20 | 1916 | MINING, GALVESTON | H | WUG | MINING | 1003 | N/A | H | 84 | GALVESTON | 0 | 21 | 24 | 28 | 31 | 34 | N
741 | GCWA TO WUG CONTRACT | Contract with GCWA | H | 6 | NEW SURFACE WATER OR NEW GROUNDWATER SOURCE | 4 | NEW MAJOR RESERVOIR | 6 | OTHER INFRASTRUCTURE |  | 1993 | 3850 | ALLENS CREEK LAKE/RESERVOIR | H | 999 | RESERVOIR | 12 | BRAZOS | 0 | SURFACE WATER | 1 | NO WATER QUALITY IMPROVEMENTS |  | 2001 | 2 | Allens Creek Reservoir | 2184 | PEARLAND | H | WUG | MUNICIPAL | 457 | CITY |  | Y | 2030 | 2030 | 0 | 0 | 0 | 0 | 0 | 0 | 0 | 0 | 2184 | PEARLAND | H | WUG | MUNICIPAL | 457 | CITY | H | 20 | BRAZORIA | 0 | 0 | 539 | 2068 | 4109 | 6783 | Y
741 | GCWA TO WUG CONTRACT | Contract with GCWA | H | 6 | NEW SURFACE WATER OR NEW GROUNDWATER SOURCE | 4 | NEW MAJOR RESERVOIR | 6 | OTHER INFRASTRUCTURE |  | 1993 | 3850 | ALLENS CREEK LAKE/RESERVOIR | H | 999 | RESERVOIR | 12 | BRAZOS | 0 | SURFACE WATER | 1 | NO WATER QUALITY IMPROVEMENTS |  | 2001 | 2 | Allens Creek Reservoir | 2184 | PEARLAND | H | WUG | MUNICIPAL | 457 | CITY |  | Y | 2030 | 2050 | 0 | 0 | 0 | 0 | 0 | 0 | 0 | 0 | 2184 | PEARLAND | H | WUG | MUNICIPAL | 457 | CITY | H | 101 | HARRIS | 0 | 0 | 0 | 0 | 47 | 130 | Y
741 | GCWA TO WUG CONTRACT | Contract with GCWA | H | 6 | NEW SURFACE WATER OR NEW GROUNDWATER SOURCE | 4 | NEW MAJOR RESERVOIR | 6 | OTHER INFRASTRUCTURE |  | 1993 | 3850 | ALLENS CREEK LAKE/RESERVOIR | H | 999 | RESERVOIR | 12 | BRAZOS | 0 | SURFACE WATER | 1 | NO WATER QUALITY IMPROVEMENTS |  | 2001 | 1 | Allens Creek Reservoir | 2425 | STEAM ELECTRIC POWER, GALVESTON | H | WUG | STEAM ELECTRIC | 1002 | N/A |  | Y | 2020 | 2020 | 0 | 1825804 | 2666603 | 2569663 | 3357461 | 4229642 | 52675432 | 20 | 2425 | STEAM ELECTRIC POWER, GALVESTON | H | WUG | STEAM ELECTRIC | 1002 | N/A | H | 84 | GALVESTON | 0 | 1381 | 1992 | 2819 | 3828 | 5057 | N
741 | GCWA TO WUG CONTRACT | Contract with GCWA | H | 6 | NEW SURFACE WATER OR NEW GROUNDWATER SOURCE | 5 | OTHER SURFACE WATER | 6 | OTHER INFRASTRUCTURE |  | 1995 | 3981 | BRAZOS RIVER AUTHORITY MAIN STEM LAKE/RESERVOIR SYSTEM | G | 999 | RESERVOIR | 12 | BRAZOS | 0 | SURFACE WATER | 1 | NO WATER QUALITY IMPROVEMENTS |  | 2436 | 1 | Contract with GCWA | 210 | BACLIFF MUD | H | WUG | MUNICIPAL | 4012 | UTILITY |  | Y | 2020 | 2020 | 0 | 22233 | 22233 | 5183 | 5183 | 5183 | 195565 | 20 | 210 | BACLIFF MUD | H | WUG | MUNICIPAL | 4012 | UTILITY | H | 84 | GALVESTON | 0 | 106 | 106 | 106 | 106 | 106 | N
741 | GCWA TO WUG CONTRACT | Contract with GCWA | H | 6 | NEW SURFACE WATER OR NEW GROUNDWATER SOURCE | 5 | OTHER SURFACE WATER | 6 | OTHER INFRASTRUCTURE |  | 1995 | 3981 | BRAZOS RIVER AUTHORITY MAIN STEM LAKE/RESERVOIR SYSTEM | G | 999 | RESERVOIR | 12 | BRAZOS | 0 | SURFACE WATER | 1 | NO WATER QUALITY IMPROVEMENTS |  | 2436 | 1 | Contract with GCWA | 490 | COUNTY-OTHER, FORT BEND | H | WUG | MUNICIPAL | 757 | COUNTY-OTHER |  | Y | 2040 | 2040 | 0 | 0 | 0 | 2474614 | 3927311 | 3175658 | 34290507 | 20 | 490 | COUNTY-OTHER, FORT BEND | H | WUG | MUNICIPAL | 757 | COUNTY-OTHER | H | 79 | FORT BEND | 0 | 0 | 0 | 1950 | 1950 | 1950 | Y
741 | GCWA TO WUG CONTRACT | Contract with GCWA | H | 6 | NEW SURFACE WATER OR NEW GROUNDWATER SOURCE | 5 | OTHER SURFACE WATER | 6 | OTHER INFRASTRUCTURE |  | 1995 | 3981 | BRAZOS RIVER AUTHORITY MAIN STEM LAKE/RESERVOIR SYSTEM | G | 999 | RESERVOIR | 12 | BRAZOS | 0 | SURFACE WATER | 1 | NO WATER QUALITY IMPROVEMENTS |  | 2436 | 1 | Contract with GCWA | 495 | COUNTY-OTHER, GALVESTON | H | WUG | MUNICIPAL | 757 | COUNTY-OTHER |  | Y | 2020 | 2020 | 0 | 550474 | 550474 | 195567 | 195567 | 195567 | 4070761 | 20 | 495 | COUNTY-OTHER, GALVESTON | H | WUG | MUNICIPAL | 757 | COUNTY-OTHER | H | 84 | GALVESTON | 0 | 449 | 449 | 449 | 449 | 449 | N
741 | GCWA TO WUG CONTRACT | Contract with GCWA | H | 6 | NEW SURFACE WATER OR NEW GROUNDWATER SOURCE | 5 | OTHER SURFACE WATER | 6 | OTHER INFRASTRUCTURE |  | 1995 | 3981 | BRAZOS RIVER AUTHORITY MAIN STEM LAKE/RESERVOIR SYSTEM | G | 999 | RESERVOIR | 12 | BRAZOS | 0 | SURFACE WATER | 1 | NO WATER QUALITY IMPROVEMENTS |  | 2436 | 1 | Contract with GCWA | 827 | GALVESTON COUNTY WCID #12 | H | WUG | MUNICIPAL | 4136 | UTILITY |  | Y | 2020 | 2020 | 0 | 483677 | 483677 | 168130 | 168130 | 168130 | 3619306 | 20 | 827 | GALVESTON COUNTY WCID #12 | H | WUG | MUNICIPAL | 4136 | UTILITY | H | 84 | GALVESTON | 0 | 386 | 386 | 386 | 386 | 386 | N
741 | GCWA TO WUG CONTRACT | Contract with GCWA | H | 6 | NEW SURFACE WATER OR NEW GROUNDWATER SOURCE | 5 | OTHER SURFACE WATER | 6 | OTHER INFRASTRUCTURE |  | 1995 | 3981 | BRAZOS RIVER AUTHORITY MAIN STEM LAKE/RESERVOIR SYSTEM | G | 999 | RESERVOIR | 12 | BRAZOS | 0 | SURFACE WATER | 1 | NO WATER QUALITY IMPROVEMENTS |  | 2436 | 1 | Contract with GCWA | 950 | HITCHCOCK | H | WUG | MUNICIPAL | 279 | CITY |  | Y | 2020 | 2020 | 0 | 43107 | 43107 | 13507 | 13507 | 13507 | 339513 | 20 | 950 | HITCHCOCK | H | WUG | MUNICIPAL | 279 | CITY | H | 84 | GALVESTON | 0 | 31 | 31 | 31 | 31 | 31 | N
741 | GCWA TO WUG CONTRACT | Contract with GCWA | H | 6 | NEW SURFACE WATER OR NEW GROUNDWATER SOURCE | 5 | OTHER SURFACE WATER | 6 | OTHER INFRASTRUCTURE |  | 1995 | 3981 | BRAZOS RIVER AUTHORITY MAIN STEM LAKE/RESERVOIR SYSTEM | G | 999 | RESERVOIR | 12 | BRAZOS | 0 | SURFACE WATER | 1 | NO WATER QUALITY IMPROVEMENTS |  | 2436 | 1 | Contract with GCWA | 1911 | MINING, FORT BEND | H | WUG | MINING | 1003 | N/A |  | Y | 2020 | 2020 | 0 | 119683 | 968546 | 905823 | 341806 | 341607 | 7985621 | 20 | 1911 | MINING, FORT BEND | H | WUG | MINING | 1003 | N/A | H | 79 | FORT BEND | 0 | 86 | 703 | 717 | 717 | 717 | Y
741 | GCWA TO WUG CONTRACT | Contract with GCWA | H | 6 | NEW SURFACE WATER OR NEW GROUNDWATER SOURCE | 5 | OTHER SURFACE WATER | 6 | OTHER INFRASTRUCTURE |  | 1995 | 3981 | BRAZOS RIVER AUTHORITY MAIN STEM LAKE/RESERVOIR SYSTEM | G | 999 | RESERVOIR | 12 | BRAZOS | 0 | SURFACE WATER | 1 | NO WATER QUALITY IMPROVEMENTS |  | 2436 | 1 | Contract with GCWA | 2323 | SAN LEON MUD | H | WUG | MUNICIPAL | 4329 | UTILITY |  | Y | 2020 | 2020 | 0 | 42608 | 42608 | 10343 | 10343 | 10343 | 370074 | 20 | 2323 | SAN LEON MUD | H | WUG | MUNICIPAL | 4329 | UTILITY | H | 84 | GALVESTON | 0 | 213 | 213 | 213 | 213 | 213 | N
741 | GCWA TO WUG CONTRACT | Contract with GCWA | H | 6 | NEW SURFACE WATER OR NEW GROUNDWATER SOURCE | 5 | OTHER SURFACE WATER | 6 | OTHER INFRASTRUCTURE |  | 1995 | 3981 | BRAZOS RIVER AUTHORITY MAIN STEM LAKE/RESERVOIR SYSTEM | G | 999 | RESERVOIR | 12 | BRAZOS | 0 | SURFACE WATER | 1 | NO WATER QUALITY IMPROVEMENTS |  | 2436 | 1 | Contract with GCWA | 2516 | TEXAS CITY | H | WUG | MUNICIPAL | 602 | CITY |  | Y | 2020 | 2020 | 0 | 276143 | 276143 | 75258 | 75258 | 75258 | 2304135 | 20 | 2516 | TEXAS CITY | H | WUG | MUNICIPAL | 602 | CITY | H | 84 | GALVESTON | 0 | 1701 | 1701 | 1701 | 1701 | 1701 | N
741 | GCWA TO WUG CONTRACT | Contract with GCWA | H | 6 | NEW SURFACE WATER OR NEW GROUNDWATER SOURCE | 5 | OTHER SURFACE WATER | 6 | OTHER INFRASTRUCTURE |  | 1995 | 3981 | BRAZOS RIVER AUTHORITY MAIN STEM LAKE/RESERVOIR SYSTEM | G | 999 | RESERVOIR | 12 | BRAZOS | 0 | SURFACE WATER | 1 | NO WATER QUALITY IMPROVEMENTS |  | 2436 | 1 | Contract with GCWA | 2526 | TIKI ISLAND | H | WUG | MUNICIPAL | 973 | CITY |  | Y | 2020 | 2020 | 0 | 145761 | 145761 | 46180 | 46180 | 46180 | 1142184 | 20 | 2526 | TIKI ISLAND | H | WUG | MUNICIPAL | 973 | CITY | H | 84 | GALVESTON | 0 | 106 | 106 | 106 | 106 | 106 | N
741 | GCWA TO WUG CONTRACT | Contract with GCWA | H | 6 | NEW SURFACE WATER OR NEW GROUNDWATER SOURCE | 5 | OTHER SURFACE WATER | 6 | OTHER INFRASTRUCTURE |  | 1992 | 531 | BRAZOS RIVER RUN-OF-RIVER | H | 79 | FORT BEND | 12 | BRAZOS | 0 | SURFACE WATER | 1 | NO WATER QUALITY IMPROVEMENTS |  | 2525 | 1 | Brazoria County interruptible supplies for irrigation | 210 | BACLIFF MUD | H | WUG | MUNICIPAL | 4012 | UTILITY |  | Y | 2020 | 2020 | 0 | 97531 | 97531 | 22735 | 22735 | 22735 | 857902 | 20 | 210 | BACLIFF MUD | H | WUG | MUNICIPAL | 4012 | UTILITY | H | 84 | GALVESTON | 0 | 465 | 465 | 465 | 465 | 465 | N
741 | GCWA TO WUG CONTRACT | Contract with GCWA | H | 6 | NEW SURFACE WATER OR NEW GROUNDWATER SOURCE | 5 | OTHER SURFACE WATER | 6 | OTHER INFRASTRUCTURE |  | 1992 | 531 | BRAZOS RIVER RUN-OF-RIVER | H | 79 | FORT BEND | 12 | BRAZOS | 0 | SURFACE WATER | 1 | NO WATER QUALITY IMPROVEMENTS |  | 2525 | 1 | Brazoria County interruptible supplies for irrigation | 495 | COUNTY-OTHER, GALVESTON | H | WUG | MUNICIPAL | 757 | COUNTY-OTHER |  | Y | 2020 | 2020 | 0 | 2405414 | 2405414 | 854571 | 854571 | 854571 | 17788046 | 20 | 495 | COUNTY-OTHER, GALVESTON | H | WUG | MUNICIPAL | 757 | COUNTY-OTHER | H | 84 | GALVESTON | 0 | 1962 | 1962 | 1962 | 1962 | 1962 | N
741 | GCWA TO WUG CONTRACT | Contract with GCWA | H | 6 | NEW SURFACE WATER OR NEW GROUNDWATER SOURCE | 5 | OTHER SURFACE WATER | 6 | OTHER INFRASTRUCTURE |  | 1992 | 531 | BRAZOS RIVER RUN-OF-RIVER | H | 79 | FORT BEND | 12 | BRAZOS | 0 | SURFACE WATER | 1 | NO WATER QUALITY IMPROVEMENTS |  | 2525 | 1 | Brazoria County interruptible supplies for irrigation | 827 | GALVESTON COUNTY WCID #12 | H | WUG | MUNICIPAL | 4136 | UTILITY |  | Y | 2020 | 2020 | 0 | 2115148 | 2115148 | 735241 | 735241 | 735241 | 15827430 | 20 | 827 | GALVESTON COUNTY WCID #12 | H | WUG | MUNICIPAL | 4136 | UTILITY | H | 84 | GALVESTON | 0 | 1688 | 1688 | 1688 | 1688 | 1688 | N
741 | GCWA TO WUG CONTRACT | Contract with GCWA | H | 6 | NEW SURFACE WATER OR NEW GROUNDWATER SOURCE | 5 | OTHER SURFACE WATER | 6 | OTHER INFRASTRUCTURE |  | 1992 | 531 | BRAZOS RIVER RUN-OF-RIVER | H | 79 | FORT BEND | 12 | BRAZOS | 0 | SURFACE WATER | 1 | NO WATER QUALITY IMPROVEMENTS |  | 2525 | 1 | Brazoria County interruptible supplies for irrigation | 950 | HITCHCOCK | H | WUG | MUNICIPAL | 279 | CITY |  | Y | 2020 | 2020 | 0 | 186332 | 186332 | 58383 | 58383 | 58383 | 1467572 | 20 | 950 | HITCHCOCK | H | WUG | MUNICIPAL | 279 | CITY | H | 84 | GALVESTON | 0 | 134 | 134 | 134 | 134 | 134 | N
741 | GCWA TO WUG CONTRACT | Contract with GCWA | H | 6 | NEW SURFACE WATER OR NEW GROUNDWATER SOURCE | 5 | OTHER SURFACE WATER | 6 | OTHER INFRASTRUCTURE |  | 1992 | 531 | BRAZOS RIVER RUN-OF-RIVER | H | 79 | FORT BEND | 12 | BRAZOS | 0 | SURFACE WATER | 1 | NO WATER QUALITY IMPROVEMENTS |  | 2525 | 1 | Brazoria County interruptible supplies for irrigation | 2323 | SAN LEON MUD | H | WUG | MUNICIPAL | 4329 | UTILITY |  | Y | 2020 | 2020 | 0 | 186033 | 186033 | 45159 | 45159 | 45159 | 1615817 | 20 | 2323 | SAN LEON MUD | H | WUG | MUNICIPAL | 4329 | UTILITY | H | 84 | GALVESTON | 0 | 930 | 930 | 930 | 930 | 930 | N
741 | GCWA TO WUG CONTRACT | Contract with GCWA | H | 6 | NEW SURFACE WATER OR NEW GROUNDWATER SOURCE | 5 | OTHER SURFACE WATER | 6 | OTHER INFRASTRUCTURE |  | 1992 | 531 | BRAZOS RIVER RUN-OF-RIVER | H | 79 | FORT BEND | 12 | BRAZOS | 0 | SURFACE WATER | 1 | NO WATER QUALITY IMPROVEMENTS |  | 2525 | 1 | Brazoria County interruptible supplies for irrigation | 2516 | TEXAS CITY | H | WUG | MUNICIPAL | 602 | CITY |  | Y | 2020 | 2020 | 0 | 1208471 | 1208471 | 329348 | 329348 | 329348 | 10083470 | 20 | 2516 | TEXAS CITY | H | WUG | MUNICIPAL | 602 | CITY | H | 84 | GALVESTON | 0 | 7444 | 7444 | 7444 | 7444 | 7444 | N
741 | GCWA TO WUG CONTRACT | Contract with GCWA | H | 6 | NEW SURFACE WATER OR NEW GROUNDWATER SOURCE | 5 | OTHER SURFACE WATER | 6 | OTHER INFRASTRUCTURE |  | 1992 | 531 | BRAZOS RIVER RUN-OF-RIVER | H | 79 | FORT BEND | 12 | BRAZOS | 0 | SURFACE WATER | 1 | NO WATER QUALITY IMPROVEMENTS |  | 2525 | 1 | Brazoria County interruptible supplies for irrigation | 2526 | TIKI ISLAND | H | WUG | MUNICIPAL | 973 | CITY |  | Y | 2020 | 2020 | 0 | 639424 | 639424 | 202584 | 202584 | 202584 | 5010526 | 20 | 2526 | TIKI ISLAND | H | WUG | MUNICIPAL | 973 | CITY | H | 84 | GALVESTON | 0 | 465 | 465 | 465 | 465 | 465 | N
741 | GCWA TO WUG CONTRACT | Contract with GCWA | H | 6 | NEW SURFACE WATER OR NEW GROUNDWATER SOURCE | 4 | NEW MAJOR RESERVOIR | 6 | OTHER INFRASTRUCTURE |  | 2438 | 4453 | FORT BEND OFF-CHANNEL LAKE/RESERVOIR | H | 999 | RESERVOIR | 12 | BRAZOS | 0 | SURFACE WATER | 1 | NO WATER QUALITY IMPROVEMENTS |  | 4624 | 2 | Fort Bend off-channel reservoir | 1911 | MINING, FORT BEND | H | WUG | MINING | 1003 | N/A |  | Y | 2060 | 2060 | 0 | 0 | 0 | 0 | 0 | 818 | 2375 | 20 | 1911 | MINING, FORT BEND | H | WUG | MINING | 1003 | N/A | H | 79 | FORT BEND | 0 | 0 | 0 | 0 | 0 | 16 | Y
741 | GCWA TO WUG CONTRACT | Contract with GCWA | H | 6 | NEW SURFACE WATER OR NEW GROUNDWATER SOURCE | 4 | NEW MAJOR RESERVOIR | 6 | OTHER INFRASTRUCTURE |  | 2074 | 4308 | GCWA OFF-CHANNEL LAKE/RESERVOIR | H | 999 | RESERVOIR | 11 | SAN JACINTO-BRAZOS | 0 | SURFACE WATER | 1 | NO WATER QUALITY IMPROVEMENTS |  | 2462 | 2 | GCWA off-channel reservoir | 1634 | MANUFACTURING, BRAZORIA | H | WUG | MANUFACTURING | 1001 | N/A | Capital Cost: $28,640,588 (SAN JACINTO-BRAZOS Basin), $104,177,811 (BRAZOS Basin) | Y | 2030 | 2030 | 0 | 0 | 8141218 | 13789609 | 10234667 | 10464687 | 94758507 | 20 | 1634 | MANUFACTURING, BRAZORIA | H | WUG | MANUFACTURING | 1001 | N/A | H | 20 | BRAZORIA | 0 | 0 | 39500 | 39500 | 39500 | 39500 | Y
741 | GCWA TO WUG CONTRACT | Contract with GCWA | H | 6 | NEW SURFACE WATER OR NEW GROUNDWATER SOURCE | 5 | OTHER SURFACE WATER | 6 | OTHER INFRASTRUCTURE |  | 1994 | 523 | SAN JACINTO-BRAZOS RIVER RUN-OF-RIVER | H | 20 | BRAZORIA | 11 | SAN JACINTO-BRAZOS | 0 | SURFACE WATER | 1 | NO WATER QUALITY IMPROVEMENTS |  | 2532 | 1 | Contract with GCWA | 210 | BACLIFF MUD | H | WUG | MUNICIPAL | 4012 | UTILITY |  | N | 2020 | 2020 | 0 | 12375 | 12375 | 2885 | 2885 | 2885 | 108852 | 20 | 210 | BACLIFF MUD | H | WUG | MUNICIPAL | 4012 | UTILITY | H | 84 | GALVESTON | 0 | 59 | 59 | 59 | 59 | 59 | N
741 | GCWA TO WUG CONTRACT | Contract with GCWA | H | 6 | NEW SURFACE WATER OR NEW GROUNDWATER SOURCE | 5 | OTHER SURFACE WATER | 6 | OTHER INFRASTRUCTURE |  | 1994 | 523 | SAN JACINTO-BRAZOS RIVER RUN-OF-RIVER | H | 20 | BRAZORIA | 11 | SAN JACINTO-BRAZOS | 0 | SURFACE WATER | 1 | NO WATER QUALITY IMPROVEMENTS |  | 2532 | 1 | Contract with GCWA | 495 | COUNTY-OTHER, GALVESTON | H | WUG | MUNICIPAL | 757 | COUNTY-OTHER |  | N | 2020 | 2020 | 0 | 304049 | 304049 | 108020 | 108020 | 108020 | 2248438 | 20 | 495 | COUNTY-OTHER, GALVESTON | H | WUG | MUNICIPAL | 757 | COUNTY-OTHER | H | 84 | GALVESTON | 0 | 248 | 248 | 248 | 248 | 248 | N
741 | GCWA TO WUG CONTRACT | Contract with GCWA | H | 6 | NEW SURFACE WATER OR NEW GROUNDWATER SOURCE | 5 | OTHER SURFACE WATER | 6 | OTHER INFRASTRUCTURE |  | 1994 | 523 | SAN JACINTO-BRAZOS RIVER RUN-OF-RIVER | H | 20 | BRAZORIA | 11 | SAN JACINTO-BRAZOS | 0 | SURFACE WATER | 1 | NO WATER QUALITY IMPROVEMENTS |  | 2532 | 1 | Contract with GCWA | 827 | GALVESTON COUNTY WCID #12 | H | WUG | MUNICIPAL | 4136 | UTILITY |  | N | 2020 | 2020 | 0 | 266900 | 266900 | 92777 | 92777 | 92777 | 1997182 | 20 | 827 | GALVESTON COUNTY WCID #12 | H | WUG | MUNICIPAL | 4136 | UTILITY | H | 84 | GALVESTON | 0 | 213 | 213 | 213 | 213 | 213 | N
741 | GCWA TO WUG CONTRACT | Contract with GCWA | H | 6 | NEW SURFACE WATER OR NEW GROUNDWATER SOURCE | 5 | OTHER SURFACE WATER | 6 | OTHER INFRASTRUCTURE |  | 1994 | 523 | SAN JACINTO-BRAZOS RIVER RUN-OF-RIVER | H | 20 | BRAZORIA | 11 | SAN JACINTO-BRAZOS | 0 | SURFACE WATER | 1 | NO WATER QUALITY IMPROVEMENTS |  | 2532 | 1 | Contract with GCWA | 950 | HITCHCOCK | H | WUG | MUNICIPAL | 279 | CITY |  | N | 2020 | 2020 | 0 | 23639 | 23639 | 7407 | 7407 | 7407 | 186184 | 20 | 950 | HITCHCOCK | H | WUG | MUNICIPAL | 279 | CITY | H | 84 | GALVESTON | 0 | 17 | 17 | 17 | 17 | 17 | N
741 | GCWA TO WUG CONTRACT | Contract with GCWA | H | 6 | NEW SURFACE WATER OR NEW GROUNDWATER SOURCE | 5 | OTHER SURFACE WATER | 6 | OTHER INFRASTRUCTURE |  | 1994 | 523 | SAN JACINTO-BRAZOS RIVER RUN-OF-RIVER | H | 20 | BRAZORIA | 11 | SAN JACINTO-BRAZOS | 0 | SURFACE WATER | 1 | NO WATER QUALITY IMPROVEMENTS |  | 2532 | 1 | Contract with GCWA | 2323 | SAN LEON MUD | H | WUG | MUNICIPAL | 4329 | UTILITY |  | N | 2020 | 2020 | 0 | 23404 | 23404 | 5681 | 5681 | 5681 | 203280 | 20 | 2323 | SAN LEON MUD | H | WUG | MUNICIPAL | 4329 | UTILITY | H | 84 | GALVESTON | 0 | 117 | 117 | 117 | 117 | 117 | N
741 | GCWA TO WUG CONTRACT | Contract with GCWA | H | 6 | NEW SURFACE WATER OR NEW GROUNDWATER SOURCE | 5 | OTHER SURFACE WATER | 6 | OTHER INFRASTRUCTURE |  | 1994 | 523 | SAN JACINTO-BRAZOS RIVER RUN-OF-RIVER | H | 20 | BRAZORIA | 11 | SAN JACINTO-BRAZOS | 0 | SURFACE WATER | 1 | NO WATER QUALITY IMPROVEMENTS |  | 2532 | 1 | Contract with GCWA | 2516 | TEXAS CITY | H | WUG | MUNICIPAL | 602 | CITY |  | N | 2020 | 2020 | 0 | 152601 | 152601 | 41589 | 41589 | 41589 | 1273302 | 20 | 2516 | TEXAS CITY | H | WUG | MUNICIPAL | 602 | CITY | H | 84 | GALVESTON | 0 | 940 | 940 | 940 | 940 | 940 | N
741 | GCWA TO WUG CONTRACT | Contract with GCWA | H | 6 | NEW SURFACE WATER OR NEW GROUNDWATER SOURCE | 5 | OTHER SURFACE WATER | 6 | OTHER INFRASTRUCTURE |  | 1994 | 523 | SAN JACINTO-BRAZOS RIVER RUN-OF-RIVER | H | 20 | BRAZORIA | 11 | SAN JACINTO-BRAZOS | 0 | SURFACE WATER | 1 | NO WATER QUALITY IMPROVEMENTS |  | 2532 | 1 | Contract with GCWA | 2526 | TIKI ISLAND | H | WUG | MUNICIPAL | 973 | CITY |  | N | 2020 | 2020 | 0 | 81132 | 81132 | 25705 | 25705 | 25705 | 635744 | 20 | 2526 | TIKI ISLAND | H | WUG | MUNICIPAL | 973 | CITY | H | 84 | GALVESTON | 0 | 59 | 59 | 59 | 59 | 59 | N
742 | LNVA TO WUG CONTRACT | Contract with LNVA | H | 5 | EXISTING SOURCE OR EXPANDED USE OF AN EXISTING SOURCE (SURFACE WATER OR GROUNDWATER) | 5 | OTHER SURFACE WATER | 6 | OTHER INFRASTRUCTURE |  | 1996 | 629 | SAM RAYBURN-STEINHAGEN LAKE/RESERVOIR SYSTEM | I | 999 | RESERVOIR | 6 | NECHES | 0 | SURFACE WATER | 1 | NO WATER QUALITY IMPROVEMENTS |  | 2354 | 1 | Permit amendment for Sam Rayburn Reservoir | 1916 | MINING, GALVESTON | H | WUG | MINING | 1003 | N/A |  | Y | 2010 | 2010 | 22271 | 32015 | 20891 | 18373 | 21072 | 23771 | 405835 | 20 | 1916 | MINING, GALVESTON | H | WUG | MINING | 1003 | N/A | H | 84 | GALVESTON | 16 | 23 | 26 | 29 | 33 | 37 | N
744 | NCWA TO WUG CONTRACT | Contract with NCWA | H | 5 | EXISTING SOURCE OR EXPANDED USE OF AN EXISTING SOURCE (SURFACE WATER OR GROUNDWATER) | 5 | OTHER SURFACE WATER | 6 | OTHER INFRASTRUCTURE |  | 1999 | 510 | LIVINGSTON-WALLISVILLE LAKE/RESERVOIR SYSTEM | H | 999 | RESERVOIR | 8 | TRINITY | 0 | SURFACE WATER | 1 | NO WATER QUALITY IMPROVEMENTS |  | 7021 | 2 | Contract with NCWA | 885 | HARRIS COUNTY FWSD #47 | H | WUG | MUNICIPAL | 4149 | UTILITY |  | Y | 2030 | 2030 | 0 | 0 | 74 | 74 | 74 | 74 | 0 | 0 | 885 | HARRIS COUNTY FWSD #47 | H | WUG | MUNICIPAL | 4149 | UTILITY | H | 101 | HARRIS | 0 | 0 | 3 | 3 | 3 | 3 | Y
744 | NCWA TO WUG CONTRACT | Contract with NCWA | H | 5 | EXISTING SOURCE OR EXPANDED USE OF AN EXISTING SOURCE (SURFACE WATER OR GROUNDWATER) | 5 | OTHER SURFACE WATER | 6 | OTHER INFRASTRUCTURE |  | 1999 | 510 | LIVINGSTON-WALLISVILLE LAKE/RESERVOIR SYSTEM | H | 999 | RESERVOIR | 8 | TRINITY | 0 | SURFACE WATER | 1 | NO WATER QUALITY IMPROVEMENTS |  | 7021 | 2 | Contract with NCWA | 886 | HARRIS COUNTY FWSD #51 | H | WUG | MUNICIPAL | 4150 | UTILITY |  | Y | 2030 | 2030 | 0 | 0 | 4469 | 4592 | 4813 | 4813 | 0 | 0 | 886 | HARRIS COUNTY FWSD #51 | H | WUG | MUNICIPAL | 4150 | UTILITY | H | 101 | HARRIS | 0 | 0 | 182 | 187 | 196 | 196 | Y
744 | NCWA TO WUG CONTRACT | Contract with NCWA | H | 5 | EXISTING SOURCE OR EXPANDED USE OF AN EXISTING SOURCE (SURFACE WATER OR GROUNDWATER) | 5 | OTHER SURFACE WATER | 6 | OTHER INFRASTRUCTURE |  | 1999 | 510 | LIVINGSTON-WALLISVILLE LAKE/RESERVOIR SYSTEM | H | 999 | RESERVOIR | 8 | TRINITY | 0 | SURFACE WATER | 1 | NO WATER QUALITY IMPROVEMENTS |  | 7021 | 2 | Contract with NCWA | 887 | HARRIS COUNTY FWSD #6 | H | WUG | MUNICIPAL | 4151 | UTILITY |  | Y | 2030 | 2030 | 0 | 0 | 8203 | 17884 | 22174 | 22545 | 266919 | 20 | 887 | HARRIS COUNTY FWSD #6 | H | WUG | MUNICIPAL | 4151 | UTILITY | H | 101 | HARRIS | 0 | 0 | 134 | 207 | 260 | 260 | Y
744 | NCWA TO WUG CONTRACT | Contract with NCWA | H | 5 | EXISTING SOURCE OR EXPANDED USE OF AN EXISTING SOURCE (SURFACE WATER OR GROUNDWATER) | 5 | OTHER SURFACE WATER | 6 | OTHER INFRASTRUCTURE |  | 1999 | 510 | LIVINGSTON-WALLISVILLE LAKE/RESERVOIR SYSTEM | H | 999 | RESERVOIR | 8 | TRINITY | 0 | SURFACE WATER | 1 | NO WATER QUALITY IMPROVEMENTS |  | 7021 | 2 | Contract with NCWA | 906 | HARRIS COUNTY MUD #53 | H | WUG | MUNICIPAL | 4186 | UTILITY |  | Y | 2030 | 2030 | 0 | 0 | 60919 | 137757 | 174960 | 176531 | 2143945 | 20 | 906 | HARRIS COUNTY MUD #53 | H | WUG | MUNICIPAL | 4186 | UTILITY | H | 101 | HARRIS | 0 | 0 | 896 | 1448 | 1880 | 1880 | Y
744 | NCWA TO WUG CONTRACT | Contract with NCWA | H | 5 | EXISTING SOURCE OR EXPANDED USE OF AN EXISTING SOURCE (SURFACE WATER OR GROUNDWATER) | 5 | OTHER SURFACE WATER | 6 | OTHER INFRASTRUCTURE |  | 1999 | 510 | LIVINGSTON-WALLISVILLE LAKE/RESERVOIR SYSTEM | H | 999 | RESERVOIR | 8 | TRINITY | 0 | SURFACE WATER | 1 | NO WATER QUALITY IMPROVEMENTS |  | 7021 | 2 | Contract with NCWA | 913 | HARRIS COUNTY WCID #21 | H | WUG | MUNICIPAL | 4196 | UTILITY |  | Y | 2030 | 2030 | 0 | 0 | 10770 | 18972 | 25468 | 29962 | 284811 | 20 | 913 | HARRIS COUNTY WCID #21 | H | WUG | MUNICIPAL | 4196 | UTILITY | H | 101 | HARRIS | 0 | 0 | 254 | 341 | 411 | 411 | Y
744 | NCWA TO WUG CONTRACT | Contract with NCWA | H | 5 | EXISTING SOURCE OR EXPANDED USE OF AN EXISTING SOURCE (SURFACE WATER OR GROUNDWATER) | 5 | OTHER SURFACE WATER | 6 | OTHER INFRASTRUCTURE |  | 1999 | 510 | LIVINGSTON-WALLISVILLE LAKE/RESERVOIR SYSTEM | H | 999 | RESERVOIR | 8 | TRINITY | 0 | SURFACE WATER | 1 | NO WATER QUALITY IMPROVEMENTS |  | 7021 | 2 | Contract with NCWA | 914 | HARRIS COUNTY WCID #36 | H | WUG | MUNICIPAL | 4197 | UTILITY |  | Y | 2030 | 2030 | 0 | 0 | 14848 | 33382 | 44994 | 47704 | 550440 | 20 | 914 | HARRIS COUNTY WCID #36 | H | WUG | MUNICIPAL | 4197 | UTILITY | H | 101 | HARRIS | 0 | 0 | 246 | 384 | 500 | 500 | Y
744 | NCWA TO WUG CONTRACT | Contract with NCWA | H | 5 | EXISTING SOURCE OR EXPANDED USE OF AN EXISTING SOURCE (SURFACE WATER OR GROUNDWATER) | 5 | OTHER SURFACE WATER | 6 | OTHER INFRASTRUCTURE |  | 1999 | 510 | LIVINGSTON-WALLISVILLE LAKE/RESERVOIR SYSTEM | H | 999 | RESERVOIR | 8 | TRINITY | 0 | SURFACE WATER | 1 | NO WATER QUALITY IMPROVEMENTS |  | 7021 | 2 | Contract with NCWA | 917 | HARRIS COUNTY WCID #84 | H | WUG | MUNICIPAL | 4200 | UTILITY |  | Y | 2030 | 2030 | 0 | 0 | 3711 | 4448 | 5510 | 7041 | 24187 | 20 | 917 | HARRIS COUNTY WCID #84 | H | WUG | MUNICIPAL | 4200 | UTILITY | H | 101 | HARRIS | 0 | 0 | 146 | 176 | 191 | 191 | Y
744 | NCWA TO WUG CONTRACT | Contract with NCWA | H | 5 | EXISTING SOURCE OR EXPANDED USE OF AN EXISTING SOURCE (SURFACE WATER OR GROUNDWATER) | 5 | OTHER SURFACE WATER | 6 | OTHER INFRASTRUCTURE |  | 1999 | 510 | LIVINGSTON-WALLISVILLE LAKE/RESERVOIR SYSTEM | H | 999 | RESERVOIR | 8 | TRINITY | 0 | SURFACE WATER | 1 | NO WATER QUALITY IMPROVEMENTS |  | 7021 | 2 | Contract with NCWA | 2201 | PINE TRAILS UTILITY | H | WUG | MUNICIPAL | 4302 | UTILITY |  | Y | 2030 | 2030 | 0 | 0 | 11363 | 24088 | 31467 | 33265 | 362312 | 20 | 2201 | PINE TRAILS UTILITY | H | WUG | MUNICIPAL | 4302 | UTILITY | H | 101 | HARRIS | 0 | 0 | 227 | 332 | 411 | 411 | Y
745 | NFBWA TO WUG CONTRACT | Contract with NFBWA | H | 5 | EXISTING SOURCE OR EXPANDED USE OF AN EXISTING SOURCE (SURFACE WATER OR GROUNDWATER) | 5 | OTHER SURFACE WATER | 6 | OTHER INFRASTRUCTURE |  | 2000 | 510 | LIVINGSTON-WALLISVILLE LAKE/RESERVOIR SYSTEM | H | 999 | RESERVOIR | 8 | TRINITY | 0 | SURFACE WATER | 1 | NO WATER QUALITY IMPROVEMENTS |  | 4309 | 2 | Luce Bayou transfer | 2678 | NORTH FORT BEND WATER AUTHORITY | H | BOTH | MUNICIPAL | 8004 | CRU | Capital Costs: Brazos Basin ($4,380,802) San Jacinto Basin ($13,030,898) San Jacinto - Brazos Basin ($27,552,781) | Y | 2020 | 2030 | 0 | 78177 | 1835802 | 3460060 | 3588896 | 3231844 | 44964481 | 20 | 2678 | NORTH FORT BEND WATER AUTHORITY | H | BOTH | MUNICIPAL | 8004 | CRU | H | 79 | FORT BEND | 0 | 0 | 12552 | 26563 | 37307 | 37307 | Y
745 | NFBWA TO WUG CONTRACT | Contract with NFBWA | H | 5 | EXISTING SOURCE OR EXPANDED USE OF AN EXISTING SOURCE (SURFACE WATER OR GROUNDWATER) | 5 | OTHER SURFACE WATER | 6 | OTHER INFRASTRUCTURE |  | 2000 | 510 | LIVINGSTON-WALLISVILLE LAKE/RESERVOIR SYSTEM | H | 999 | RESERVOIR | 8 | TRINITY | 0 | SURFACE WATER | 1 | NO WATER QUALITY IMPROVEMENTS |  | 4309 | 2 | Luce Bayou transfer | 2678 | NORTH FORT BEND WATER AUTHORITY | H | BOTH | MUNICIPAL | 8004 | CRU | Capital Costs: Brazos Basin ($4,380,802) San Jacinto Basin ($13,030,898) San Jacinto - Brazos Basin ($27,552,781) | Y | 2020 | 2020 | 0 | 78177 | 1835802 | 3460060 | 3588896 | 3231844 | 44964481 | 20 | 2678 | NORTH FORT BEND WATER AUTHORITY | H | BOTH | MUNICIPAL | 8004 | CRU | H | 101 | HARRIS | 0 | 444 | 533 | 752 | 848 | 848 | Y
746 | NHCRWA TO WUG CONTRACT | Contract with NHCRWA | H | 5 | EXISTING SOURCE OR EXPANDED USE OF AN EXISTING SOURCE (SURFACE WATER OR GROUNDWATER) | 7 | REUSE | 6 | OTHER INFRASTRUCTURE |  | 2001 | 519 | HOUSTON LAKE/RESERVOIR | H | 999 | RESERVOIR | 10 | SAN JACINTO | 0 | SURFACE WATER | 1 | NO WATER QUALITY IMPROVEMENTS |  | 1346 | 1 | City of Houston to NHCRWA contract | 106 | NORTH HARRIS COUNTY REGIONAL WATER AUTHORITY | H | BOTH | MUNICIPAL | 8000 | CRU |  | N | 2020 | 2020 | 0 | 2096214 | 2817671 | 1734029 | 1030990 | 949987 | 19820719 | 20 | 106 | NORTH HARRIS COUNTY REGIONAL WATER AUTHORITY | H | BOTH | MUNICIPAL | 8000 | CRU | H | 101 | HARRIS | 0 | 30880 | 30880 | 32734 | 29030 | 25398 | N
746 | NHCRWA TO WUG CONTRACT | Contract with NHCRWA | H | 5 | EXISTING SOURCE OR EXPANDED USE OF AN EXISTING SOURCE (SURFACE WATER OR GROUNDWATER) | 5 | OTHER SURFACE WATER | 6 | OTHER INFRASTRUCTURE |  | 2442 | 510 | LIVINGSTON-WALLISVILLE LAKE/RESERVOIR SYSTEM | H | 999 | RESERVOIR | 8 | TRINITY | 0 | SURFACE WATER | 1 | NO WATER QUALITY IMPROVEMENTS |  | 4730 | 1 | Contract with NHCRWA | 106 | NORTH HARRIS COUNTY REGIONAL WATER AUTHORITY | H | BOTH | MUNICIPAL | 8000 | CRU |  | Y | 2020 | 2020 | 0 | 1735961 | 3603267 | 2171333 | 518364 | 432552 | 22387246 | 20 | 106 | NORTH HARRIS COUNTY REGIONAL WATER AUTHORITY | H | BOTH | MUNICIPAL | 8000 | CRU | H | 101 | HARRIS | 0 | 25573 | 52161 | 31757 | 5696 | 2080 | N
747 | NRG TO WUG CONTRACT | Contract with NRG Energy | H | 6 | NEW SURFACE WATER OR NEW GROUNDWATER SOURCE | 4 | NEW MAJOR RESERVOIR | 6 | OTHER INFRASTRUCTURE |  | 2443 | 4453 | FORT BEND OFF-CHANNEL LAKE/RESERVOIR | H | 999 | RESERVOIR | 12 | BRAZOS | 0 | SURFACE WATER | 1 | NO WATER QUALITY IMPROVEMENTS |  | 4624 | 2 | Fort Bend off-channel reservoir | 2422 | STEAM ELECTRIC POWER, FORT BEND | H | WUG | STEAM ELECTRIC | 1002 | N/A |  | N | 2060 | 2060 | 0 | 0 | 0 | 0 | 0 | 0 | 0 | 0 | 2422 | STEAM ELECTRIC POWER, FORT BEND | H | WUG | STEAM ELECTRIC | 1002 | N/A | H | 79 | FORT BEND | 0 | 0 | 0 | 0 | 0 | 8500 | Y
750 | SJRA TO WUG CONTRACT | Contract with SJRA | H | 5 | EXISTING SOURCE OR EXPANDED USE OF AN EXISTING SOURCE (SURFACE WATER OR GROUNDWATER) | 5 | OTHER SURFACE WATER | 6 | OTHER INFRASTRUCTURE |  | 2005 | 519 | HOUSTON LAKE/RESERVOIR | H | 999 | RESERVOIR | 10 | SAN JACINTO | 0 | SURFACE WATER | 1 | NO WATER QUALITY IMPROVEMENTS |  | 1363 | 1 | Contract with SJRA | 905 | HARRIS COUNTY MUD #50 | H | WUG | MUNICIPAL | 4185 | UTILITY |  | N | 2050 | 2050 | 0 | 0 | 0 | 0 | 0 | 0 | 0 | 0 | 905 | HARRIS COUNTY MUD #50 | H | WUG | MUNICIPAL | 4185 | UTILITY | H | 101 | HARRIS | 0 | 0 | 0 | 0 | 28 | 72 | N
750 | SJRA TO WUG CONTRACT | Contract with SJRA | H | 5 | EXISTING SOURCE OR EXPANDED USE OF AN EXISTING SOURCE (SURFACE WATER OR GROUNDWATER) | 5 | OTHER SURFACE WATER | 6 | OTHER INFRASTRUCTURE |  | 2006 | 510 | LIVINGSTON-WALLISVILLE LAKE/RESERVOIR SYSTEM | H | 999 | RESERVOIR | 8 | TRINITY | 0 | SURFACE WATER | 1 | NO WATER QUALITY IMPROVEMENTS |  | 4727 | 2 | SJRA Water Resources Assessment Plan | 397 | CONROE | H | WUG | MUNICIPAL | 130 | CITY |  | Y | 2040 | 2040 | 0 | 0 | 0 | 66178 | 627721 | 1409779 | 9663986 | 20 | 397 | CONROE | H | WUG | MUNICIPAL | 130 | CITY | H | 170 | MONTGOMERY | 0 | 0 | 0 | 2165 | 9786 | 17812 | Y
750 | SJRA TO WUG CONTRACT | Contract with SJRA | H | 5 | EXISTING SOURCE OR EXPANDED USE OF AN EXISTING SOURCE (SURFACE WATER OR GROUNDWATER) | 5 | OTHER SURFACE WATER | 6 | OTHER INFRASTRUCTURE |  | 2006 | 510 | LIVINGSTON-WALLISVILLE LAKE/RESERVOIR SYSTEM | H | 999 | RESERVOIR | 8 | TRINITY | 0 | SURFACE WATER | 1 | NO WATER QUALITY IMPROVEMENTS |  | 4727 | 2 | SJRA Water Resources Assessment Plan | 581 | COUNTY-OTHER, MONTGOMERY | H | WUG | MUNICIPAL | 757 | COUNTY-OTHER |  | Y | 2040 | 2040 | 0 | 0 | 0 | 90649 | 1079941 | 2794015 | 21897960 | 20 | 581 | COUNTY-OTHER, MONTGOMERY | H | WUG | MUNICIPAL | 757 | COUNTY-OTHER | H | 170 | MONTGOMERY | 0 | 0 | 0 | 537 | 8580 | 25585 | Y
750 | SJRA TO WUG CONTRACT | Contract with SJRA | H | 5 | EXISTING SOURCE OR EXPANDED USE OF AN EXISTING SOURCE (SURFACE WATER OR GROUNDWATER) | 5 | OTHER SURFACE WATER | 6 | OTHER INFRASTRUCTURE |  | 2006 | 510 | LIVINGSTON-WALLISVILLE LAKE/RESERVOIR SYSTEM | H | 999 | RESERVOIR | 8 | TRINITY | 0 | SURFACE WATER | 1 | NO WATER QUALITY IMPROVEMENTS |  | 4727 | 2 | SJRA Water Resources Assessment Plan | 688 | CUT AND SHOOT | H | WUG | MUNICIPAL | 854 | CITY |  | Y | 2040 | 2040 | 0 | 0 | 0 | 917 | 9813 | 22634 | 159521 | 20 | 688 | CUT AND SHOOT | H | WUG | MUNICIPAL | 854 | CITY | H | 170 | MONTGOMERY | 0 | 0 | 0 | 33 | 147 | 265 | Y
750 | SJRA TO WUG CONTRACT | Contract with SJRA | H | 5 | EXISTING SOURCE OR EXPANDED USE OF AN EXISTING SOURCE (SURFACE WATER OR GROUNDWATER) | 5 | OTHER SURFACE WATER | 6 | OTHER INFRASTRUCTURE |  | 2006 | 510 | LIVINGSTON-WALLISVILLE LAKE/RESERVOIR SYSTEM | H | 999 | RESERVOIR | 8 | TRINITY | 0 | SURFACE WATER | 1 | NO WATER QUALITY IMPROVEMENTS |  | 4727 | 2 | SJRA Water Resources Assessment Plan | 733 | EAST PLANTATION UD | H | WUG | MUNICIPAL | 4098 | UTILITY |  | Y | 2040 | 2040 | 0 | 0 | 0 | 3449 | 32385 | 73857 | 544862 | 20 | 733 | EAST PLANTATION UD | H | WUG | MUNICIPAL | 4098 | UTILITY | H | 170 | MONTGOMERY | 0 | 0 | 0 | 91 | 426 | 794 | Y
750 | SJRA TO WUG CONTRACT | Contract with SJRA | H | 5 | EXISTING SOURCE OR EXPANDED USE OF AN EXISTING SOURCE (SURFACE WATER OR GROUNDWATER) | 5 | OTHER SURFACE WATER | 6 | OTHER INFRASTRUCTURE |  | 2006 | 510 | LIVINGSTON-WALLISVILLE LAKE/RESERVOIR SYSTEM | H | 999 | RESERVOIR | 8 | TRINITY | 0 | SURFACE WATER | 1 | NO WATER QUALITY IMPROVEMENTS |  | 4727 | 2 | SJRA Water Resources Assessment Plan | 872 | H M W SUD | H | WUG | MUNICIPAL | 4147 | UTILITY |  | Y | 2040 | 2040 | 0 | 0 | 0 | 6991 | 77542 | 176665 | 1237343 | 20 | 872 | H M W SUD | H | WUG | MUNICIPAL | 4147 | UTILITY | H | 170 | MONTGOMERY | 0 | 0 | 0 | 261 | 1164 | 2091 | Y
750 | SJRA TO WUG CONTRACT | Contract with SJRA | H | 5 | EXISTING SOURCE OR EXPANDED USE OF AN EXISTING SOURCE (SURFACE WATER OR GROUNDWATER) | 5 | OTHER SURFACE WATER | 6 | OTHER INFRASTRUCTURE |  | 2006 | 510 | LIVINGSTON-WALLISVILLE LAKE/RESERVOIR SYSTEM | H | 999 | RESERVOIR | 8 | TRINITY | 0 | SURFACE WATER | 1 | NO WATER QUALITY IMPROVEMENTS |  | 4727 | 2 | SJRA Water Resources Assessment Plan | 2675 | MONTGOMERY | H | WUG | MUNICIPAL | 1082 | CITY |  | Y | 2050 | 2050 | 0 | 0 | 0 | 0 | 162485 | 227873 | 1892736 | 20 | 2675 | MONTGOMERY | H | WUG | MUNICIPAL | 1082 | CITY | H | 170 | MONTGOMERY | 0 | 0 | 0 | 0 | 835 | 1467 | Y
750 | SJRA TO WUG CONTRACT | Contract with SJRA | H | 5 | EXISTING SOURCE OR EXPANDED USE OF AN EXISTING SOURCE (SURFACE WATER OR GROUNDWATER) | 5 | OTHER SURFACE WATER | 6 | OTHER INFRASTRUCTURE |  | 2006 | 510 | LIVINGSTON-WALLISVILLE LAKE/RESERVOIR SYSTEM | H | 999 | RESERVOIR | 8 | TRINITY | 0 | SURFACE WATER | 1 | NO WATER QUALITY IMPROVEMENTS |  | 4727 | 2 | SJRA Water Resources Assessment Plan | 2075 | MONTGOMERY COUNTY MUD #18 | H | WUG | MUNICIPAL | 4261 | UTILITY |  | Y | 2040 | 2040 | 0 | 0 | 0 | 85764 | 248419 | 428500 | 3792506 | 20 | 2075 | MONTGOMERY COUNTY MUD #18 | H | WUG | MUNICIPAL | 4261 | UTILITY | H | 170 | MONTGOMERY | 0 | 0 | 0 | 461 | 2265 | 4354 | Y
750 | SJRA TO WUG CONTRACT | Contract with SJRA | H | 5 | EXISTING SOURCE OR EXPANDED USE OF AN EXISTING SOURCE (SURFACE WATER OR GROUNDWATER) | 5 | OTHER SURFACE WATER | 6 | OTHER INFRASTRUCTURE |  | 2006 | 510 | LIVINGSTON-WALLISVILLE LAKE/RESERVOIR SYSTEM | H | 999 | RESERVOIR | 8 | TRINITY | 0 | SURFACE WATER | 1 | NO WATER QUALITY IMPROVEMENTS |  | 4727 | 2 | SJRA Water Resources Assessment Plan | 2076 | MONTGOMERY COUNTY MUD #19 | H | WUG | MUNICIPAL | 4262 | UTILITY |  | Y | 2040 | 2040 | 0 | 0 | 0 | 1031 | 3732 | 5451 | 0 | 0 | 2076 | MONTGOMERY COUNTY MUD #19 | H | WUG | MUNICIPAL | 4262 | UTILITY | H | 170 | MONTGOMERY | 0 | 0 | 0 | 42 | 152 | 222 | Y
750 | SJRA TO WUG CONTRACT | Contract with SJRA | H | 5 | EXISTING SOURCE OR EXPANDED USE OF AN EXISTING SOURCE (SURFACE WATER OR GROUNDWATER) | 5 | OTHER SURFACE WATER | 6 | OTHER INFRASTRUCTURE |  | 2006 | 510 | LIVINGSTON-WALLISVILLE LAKE/RESERVOIR SYSTEM | H | 999 | RESERVOIR | 8 | TRINITY | 0 | SURFACE WATER | 1 | NO WATER QUALITY IMPROVEMENTS |  | 4727 | 2 | SJRA Water Resources Assessment Plan | 2077 | MONTGOMERY COUNTY MUD #8 | H | WUG | MUNICIPAL | 4263 | UTILITY |  | Y | 2040 | 2040 | 0 | 0 | 0 | 26880 | 35012 | 20509 | 278454 | 20 | 2077 | MONTGOMERY COUNTY MUD #8 | H | WUG | MUNICIPAL | 4263 | UTILITY | H | 170 | MONTGOMERY | 0 | 0 | 0 | 149 | 361 | 493 | Y
750 | SJRA TO WUG CONTRACT | Contract with SJRA | H | 5 | EXISTING SOURCE OR EXPANDED USE OF AN EXISTING SOURCE (SURFACE WATER OR GROUNDWATER) | 5 | OTHER SURFACE WATER | 6 | OTHER INFRASTRUCTURE |  | 2006 | 510 | LIVINGSTON-WALLISVILLE LAKE/RESERVOIR SYSTEM | H | 999 | RESERVOIR | 8 | TRINITY | 0 | SURFACE WATER | 1 | NO WATER QUALITY IMPROVEMENTS |  | 4727 | 2 | SJRA Water Resources Assessment Plan | 2078 | MONTGOMERY COUNTY MUD #9 | H | WUG | MUNICIPAL | 4264 | UTILITY |  | Y | 2040 | 2040 | 0 | 0 | 0 | 28976 | 39734 | 26463 | 336693 | 20 | 2078 | MONTGOMERY COUNTY MUD #9 | H | WUG | MUNICIPAL | 4264 | UTILITY | H | 170 | MONTGOMERY | 0 | 0 | 0 | 160 | 400 | 558 | Y
750 | SJRA TO WUG CONTRACT | Contract with SJRA | H | 5 | EXISTING SOURCE OR EXPANDED USE OF AN EXISTING SOURCE (SURFACE WATER OR GROUNDWATER) | 5 | OTHER SURFACE WATER | 6 | OTHER INFRASTRUCTURE |  | 2006 | 510 | LIVINGSTON-WALLISVILLE LAKE/RESERVOIR SYSTEM | H | 999 | RESERVOIR | 8 | TRINITY | 0 | SURFACE WATER | 1 | NO WATER QUALITY IMPROVEMENTS |  | 4727 | 2 | SJRA Water Resources Assessment Plan | 2080 | MONTGOMERY COUNTY UD #3 | H | WUG | MUNICIPAL | 4266 | UTILITY |  | Y | 2040 | 2040 | 0 | 0 | 0 | 12897 | 25644 | 32751 | 319774 | 20 | 2080 | MONTGOMERY COUNTY UD #3 | H | WUG | MUNICIPAL | 4266 | UTILITY | H | 170 | MONTGOMERY | 0 | 0 | 0 | 60 | 248 | 423 | Y
750 | SJRA TO WUG CONTRACT | Contract with SJRA | H | 5 | EXISTING SOURCE OR EXPANDED USE OF AN EXISTING SOURCE (SURFACE WATER OR GROUNDWATER) | 5 | OTHER SURFACE WATER | 6 | OTHER INFRASTRUCTURE |  | 2006 | 510 | LIVINGSTON-WALLISVILLE LAKE/RESERVOIR SYSTEM | H | 999 | RESERVOIR | 8 | TRINITY | 0 | SURFACE WATER | 1 | NO WATER QUALITY IMPROVEMENTS |  | 4727 | 2 | SJRA Water Resources Assessment Plan | 2081 | MONTGOMERY COUNTY UD #4 | H | WUG | MUNICIPAL | 4267 | UTILITY |  | Y | 2040 | 2040 | 0 | 0 | 0 | 18682 | 27791 | 20490 | 229664 | 20 | 2081 | MONTGOMERY COUNTY UD #4 | H | WUG | MUNICIPAL | 4267 | UTILITY | H | 170 | MONTGOMERY | 0 | 0 | 0 | 90 | 322 | 473 | Y
750 | SJRA TO WUG CONTRACT | Contract with SJRA | H | 5 | EXISTING SOURCE OR EXPANDED USE OF AN EXISTING SOURCE (SURFACE WATER OR GROUNDWATER) | 5 | OTHER SURFACE WATER | 6 | OTHER INFRASTRUCTURE |  | 2006 | 510 | LIVINGSTON-WALLISVILLE LAKE/RESERVOIR SYSTEM | H | 999 | RESERVOIR | 8 | TRINITY | 0 | SURFACE WATER | 1 | NO WATER QUALITY IMPROVEMENTS |  | 4727 | 2 | SJRA Water Resources Assessment Plan | 2149 | OAK RIDGE NORTH | H | WUG | MUNICIPAL | 726 | CITY |  | Y | 2040 | 2040 | 0 | 0 | 0 | 2480 | 27874 | 64169 | 441765 | 20 | 2149 | OAK RIDGE NORTH | H | WUG | MUNICIPAL | 726 | CITY | H | 170 | MONTGOMERY | 0 | 0 | 0 | 101 | 442 | 784 | Y
750 | SJRA TO WUG CONTRACT | Contract with SJRA | H | 5 | EXISTING SOURCE OR EXPANDED USE OF AN EXISTING SOURCE (SURFACE WATER OR GROUNDWATER) | 5 | OTHER SURFACE WATER | 6 | OTHER INFRASTRUCTURE |  | 2006 | 510 | LIVINGSTON-WALLISVILLE LAKE/RESERVOIR SYSTEM | H | 999 | RESERVOIR | 8 | TRINITY | 0 | SURFACE WATER | 1 | NO WATER QUALITY IMPROVEMENTS |  | 4727 | 2 | SJRA Water Resources Assessment Plan | 2177 | PANORAMA VILLAGE | H | WUG | MUNICIPAL | 732 | CITY |  | Y | 2040 | 2040 | 0 | 0 | 0 | 1743 | 6507 | 13758 | 37261 | 20 | 2177 | PANORAMA VILLAGE | H | WUG | MUNICIPAL | 732 | CITY | H | 170 | MONTGOMERY | 0 | 0 | 0 | 71 | 265 | 406 | Y
750 | SJRA TO WUG CONTRACT | Contract with SJRA | H | 5 | EXISTING SOURCE OR EXPANDED USE OF AN EXISTING SOURCE (SURFACE WATER OR GROUNDWATER) | 5 | OTHER SURFACE WATER | 6 | OTHER INFRASTRUCTURE |  | 2006 | 510 | LIVINGSTON-WALLISVILLE LAKE/RESERVOIR SYSTEM | H | 999 | RESERVOIR | 8 | TRINITY | 0 | SURFACE WATER | 1 | NO WATER QUALITY IMPROVEMENTS |  | 4727 | 2 | SJRA Water Resources Assessment Plan | 2252 | RAYFORD ROAD MUD | H | WUG | MUNICIPAL | 4312 | UTILITY |  | Y | 2040 | 2040 | 0 | 0 | 0 | 5255 | 18883 | 27673 | 0 | 0 | 2252 | RAYFORD ROAD MUD | H | WUG | MUNICIPAL | 4312 | UTILITY | H | 170 | MONTGOMERY | 0 | 0 | 0 | 214 | 769 | 1127 | Y
750 | SJRA TO WUG CONTRACT | Contract with SJRA | H | 5 | EXISTING SOURCE OR EXPANDED USE OF AN EXISTING SOURCE (SURFACE WATER OR GROUNDWATER) | 5 | OTHER SURFACE WATER | 6 | OTHER INFRASTRUCTURE |  | 2006 | 510 | LIVINGSTON-WALLISVILLE LAKE/RESERVOIR SYSTEM | H | 999 | RESERVOIR | 8 | TRINITY | 0 | SURFACE WATER | 1 | NO WATER QUALITY IMPROVEMENTS |  | 4727 | 2 | SJRA Water Resources Assessment Plan | 2279 | RIVER PLANTATION MUD | H | WUG | MUNICIPAL | 4322 | UTILITY |  | Y | 2040 | 2040 | 0 | 0 | 0 | 24147 | 62746 | 67186 | 780338 | 20 | 2279 | RIVER PLANTATION MUD | H | WUG | MUNICIPAL | 4322 | UTILITY | H | 170 | MONTGOMERY | 0 | 0 | 0 | 76 | 272 | 398 | Y
750 | SJRA TO WUG CONTRACT | Contract with SJRA | H | 5 | EXISTING SOURCE OR EXPANDED USE OF AN EXISTING SOURCE (SURFACE WATER OR GROUNDWATER) | 5 | OTHER SURFACE WATER | 6 | OTHER INFRASTRUCTURE |  | 2006 | 510 | LIVINGSTON-WALLISVILLE LAKE/RESERVOIR SYSTEM | H | 999 | RESERVOIR | 8 | TRINITY | 0 | SURFACE WATER | 1 | NO WATER QUALITY IMPROVEMENTS |  | 4727 | 2 | SJRA Water Resources Assessment Plan | 2353 | SHENANDOAH | H | WUG | MUNICIPAL | 745 | CITY |  | Y | 2040 | 2040 | 0 | 0 | 0 | 6335 | 59284 | 139717 | 917145 | 20 | 2353 | SHENANDOAH | H | WUG | MUNICIPAL | 745 | CITY | H | 170 | MONTGOMERY | 0 | 0 | 0 | 258 | 1091 | 1892 | Y
750 | SJRA TO WUG CONTRACT | Contract with SJRA | H | 5 | EXISTING SOURCE OR EXPANDED USE OF AN EXISTING SOURCE (SURFACE WATER OR GROUNDWATER) | 5 | OTHER SURFACE WATER | 6 | OTHER INFRASTRUCTURE |  | 2006 | 510 | LIVINGSTON-WALLISVILLE LAKE/RESERVOIR SYSTEM | H | 999 | RESERVOIR | 8 | TRINITY | 0 | SURFACE WATER | 1 | NO WATER QUALITY IMPROVEMENTS |  | 4727 | 2 | SJRA Water Resources Assessment Plan | 2381 | SOUTHERN MONTGOMERY COUNTY MUD | H | WUG | MUNICIPAL | 4339 | UTILITY |  | Y | 2040 | 2040 | 0 | 0 | 0 | 5770 | 21019 | 31479 | 0 | 0 | 2381 | SOUTHERN MONTGOMERY COUNTY MUD | H | WUG | MUNICIPAL | 4339 | UTILITY | H | 170 | MONTGOMERY | 0 | 0 | 0 | 235 | 856 | 1282 | Y
750 | SJRA TO WUG CONTRACT | Contract with SJRA | H | 5 | EXISTING SOURCE OR EXPANDED USE OF AN EXISTING SOURCE (SURFACE WATER OR GROUNDWATER) | 5 | OTHER SURFACE WATER | 6 | OTHER INFRASTRUCTURE |  | 2006 | 510 | LIVINGSTON-WALLISVILLE LAKE/RESERVOIR SYSTEM | H | 999 | RESERVOIR | 8 | TRINITY | 0 | SURFACE WATER | 1 | NO WATER QUALITY IMPROVEMENTS |  | 4727 | 2 | SJRA Water Resources Assessment Plan | 2391 | SPRING CREEK UD | H | WUG | MUNICIPAL | 4344 | UTILITY |  | Y | 2040 | 2040 | 0 | 0 | 0 | 3482 | 34203 | 78250 | 574559 | 20 | 2391 | SPRING CREEK UD | H | WUG | MUNICIPAL | 4344 | UTILITY | H | 170 | MONTGOMERY | 0 | 0 | 0 | 97 | 455 | 846 | Y
750 | SJRA TO WUG CONTRACT | Contract with SJRA | H | 5 | EXISTING SOURCE OR EXPANDED USE OF AN EXISTING SOURCE (SURFACE WATER OR GROUNDWATER) | 5 | OTHER SURFACE WATER | 6 | OTHER INFRASTRUCTURE |  | 2006 | 510 | LIVINGSTON-WALLISVILLE LAKE/RESERVOIR SYSTEM | H | 999 | RESERVOIR | 8 | TRINITY | 0 | SURFACE WATER | 1 | NO WATER QUALITY IMPROVEMENTS |  | 4727 | 2 | SJRA Water Resources Assessment Plan | 2399 | STANLEY LAKE MUD | H | WUG | MUNICIPAL | 4347 | UTILITY |  | Y | 2040 | 2040 | 0 | 0 | 0 | 17519 | 26267 | 19284 | 215962 | 20 | 2399 | STANLEY LAKE MUD | H | WUG | MUNICIPAL | 4347 | UTILITY | H | 170 | MONTGOMERY | 0 | 0 | 0 | 84 | 304 | 445 | Y
750 | SJRA TO WUG CONTRACT | Contract with SJRA | H | 5 | EXISTING SOURCE OR EXPANDED USE OF AN EXISTING SOURCE (SURFACE WATER OR GROUNDWATER) | 5 | OTHER SURFACE WATER | 6 | OTHER INFRASTRUCTURE |  | 2006 | 510 | LIVINGSTON-WALLISVILLE LAKE/RESERVOIR SYSTEM | H | 999 | RESERVOIR | 8 | TRINITY | 0 | SURFACE WATER | 1 | NO WATER QUALITY IMPROVEMENTS |  | 4727 | 2 | SJRA Water Resources Assessment Plan | 2520 | THE WOODLANDS | H | WUG | MUNICIPAL | 8001 | CRU |  | Y | 2040 | 2040 | 0 | 0 | 0 | 65144 | 233616 | 342493 | 0 | 0 | 2520 | THE WOODLANDS | H | WUG | MUNICIPAL | 8001 | CRU | H | 170 | MONTGOMERY | 0 | 0 | 0 | 2653 | 9514 | 13948 | Y
750 | SJRA TO WUG CONTRACT | Contract with SJRA | H | 5 | EXISTING SOURCE OR EXPANDED USE OF AN EXISTING SOURCE (SURFACE WATER OR GROUNDWATER) | 5 | OTHER SURFACE WATER | 6 | OTHER INFRASTRUCTURE |  | 2006 | 510 | LIVINGSTON-WALLISVILLE LAKE/RESERVOIR SYSTEM | H | 999 | RESERVOIR | 8 | TRINITY | 0 | SURFACE WATER | 1 | NO WATER QUALITY IMPROVEMENTS |  | 4727 | 2 | SJRA Water Resources Assessment Plan | 2623 | WILLIS | H | WUG | MUNICIPAL | 655 | CITY |  | Y | 2040 | 2040 | 0 | 0 | 0 | 3159 | 31333 | 72289 | 521648 | 20 | 2623 | WILLIS | H | WUG | MUNICIPAL | 655 | CITY | H | 170 | MONTGOMERY | 0 | 0 | 0 | 97 | 442 | 811 | Y
750 | SJRA TO WUG CONTRACT | Contract with SJRA | H | 5 | EXISTING SOURCE OR EXPANDED USE OF AN EXISTING SOURCE (SURFACE WATER OR GROUNDWATER) | 5 | OTHER SURFACE WATER | 6 | OTHER INFRASTRUCTURE |  | 2007 | 3879 | TRINITY RIVER RUN-OF-RIVER | H | 36 | CHAMBERS | 8 | TRINITY | 0 | SURFACE WATER | 1 | NO WATER QUALITY IMPROVEMENTS |  | 4329 | 1 | Contract with SJRA | 512 | COUNTY-OTHER, HARRIS | H | WUG | MUNICIPAL | 757 | COUNTY-OTHER |  | Y | 2030 | 2030 | 0 | 0 | 950993 | 3009336 | 2358377 | 1805973 | 34903768 | 20 | 512 | COUNTY-OTHER, HARRIS | H | WUG | MUNICIPAL | 757 | COUNTY-OTHER | H | 101 | HARRIS | 0 | 0 | 5299 | 19014 | 16041 | 17533 | N
750 | SJRA TO WUG CONTRACT | Contract with SJRA | H | 5 | EXISTING SOURCE OR EXPANDED USE OF AN EXISTING SOURCE (SURFACE WATER OR GROUNDWATER) | 5 | OTHER SURFACE WATER | 6 | OTHER INFRASTRUCTURE |  | 2007 | 3879 | TRINITY RIVER RUN-OF-RIVER | H | 36 | CHAMBERS | 8 | TRINITY | 0 | SURFACE WATER | 1 | NO WATER QUALITY IMPROVEMENTS |  | 4251 | 1 | Contract with SJRA | 1687 | MANUFACTURING, HARRIS | H | WUG | MANUFACTURING | 1001 | N/A |  | Y | 2020 | 2020 | 0 | 638328 | 1752616 | 2897081 | 3625910 | 2718391 | 30292178 | 20 | 1687 | MANUFACTURING, HARRIS | H | WUG | MANUFACTURING | 1001 | N/A | H | 101 | HARRIS | 0 | 2977 | 7014 | 10986 | 13959 | 12467 | N
750 | SJRA TO WUG CONTRACT | Contract with SJRA | H | 5 | EXISTING SOURCE OR EXPANDED USE OF AN EXISTING SOURCE (SURFACE WATER OR GROUNDWATER) | 5 | OTHER SURFACE WATER | 6 | OTHER INFRASTRUCTURE |  | 2312 | 508 | TRINITY RIVER RUN-OF-RIVER | H | 146 | LIBERTY | 8 | TRINITY | 0 | SURFACE WATER | 1 | NO WATER QUALITY IMPROVEMENTS |  | 4251 | 1 | Contract with SJRA | 1687 | MANUFACTURING, HARRIS | H | WUG | MANUFACTURING | 1001 | N/A |  | Y | 2010 | 2010 | 19081021 | 23640415 | 18090609 | 18341190 | 18366581 | 16429999 | 199730283 | 20 | 1687 | MANUFACTURING, HARRIS | H | WUG | MANUFACTURING | 1001 | N/A | H | 101 | HARRIS | 23008 | 24777 | 24777 | 24777 | 24777 | 24777 | N
753 | TRA TO WUG CONTRACT | Contract with TRA | H | 5 | EXISTING SOURCE OR EXPANDED USE OF AN EXISTING SOURCE (SURFACE WATER OR GROUNDWATER) | 5 | OTHER SURFACE WATER | 6 | OTHER INFRASTRUCTURE |  | 2010 | 510 | LIVINGSTON-WALLISVILLE LAKE/RESERVOIR SYSTEM | H | 999 | RESERVOIR | 8 | TRINITY | 0 | SURFACE WATER | 1 | NO WATER QUALITY IMPROVEMENTS |  | 4732 | 1 | Contract with TRA | 1647 | MANUFACTURING, CHAMBERS | H | WUG | MANUFACTURING | 1001 | N/A |  | Y | 2010 | 2010 | 7948773 | 9256137 | 6290065 | 6795247 | 7156002 | 7823236 | 104032121 | 20 | 1647 | MANUFACTURING, CHAMBERS | H | WUG | MANUFACTURING | 1001 | N/A | H | 36 | CHAMBERS | 8264 | 9230 | 10252 | 11284 | 12240 | 13445 | N
753 | TRA TO WUG CONTRACT | Contract with TRA | H | 5 | EXISTING SOURCE OR EXPANDED USE OF AN EXISTING SOURCE (SURFACE WATER OR GROUNDWATER) | 5 | OTHER SURFACE WATER | 6 | OTHER INFRASTRUCTURE |  | 2010 | 510 | LIVINGSTON-WALLISVILLE LAKE/RESERVOIR SYSTEM | H | 999 | RESERVOIR | 8 | TRINITY | 0 | SURFACE WATER | 1 | NO WATER QUALITY IMPROVEMENTS |  | 4733 | 1 | Contract with TRA | 1875 | MINING, CHAMBERS | H | WUG | MINING | 1003 | N/A | Capital Costs: Trinity Basin ($106,293,804) Trinity - San Jacinto Basin ($39,153,547) | Y | 2010 | 2010 | 6475958 | 9392261 | 7843323 | 8457502 | 9302530 | 9939541 | 145447351 | 20 | 1875 | MINING, CHAMBERS | H | WUG | MINING | 1003 | N/A | H | 36 | CHAMBERS | 5559 | 7853 | 9720 | 11604 | 13492 | 15227 | N
904 | WHCRWA TO WUG | Contract with WHCRWA | H | 5 | EXISTING SOURCE OR EXPANDED USE OF AN EXISTING SOURCE (SURFACE WATER OR GROUNDWATER) | 5 | OTHER SURFACE WATER | 1 | NO INFRASTRUCTURE |  | 2450 | 510 | LIVINGSTON-WALLISVILLE LAKE/RESERVOIR SYSTEM | H | 999 | RESERVOIR | 8 | TRINITY | 0 | SURFACE WATER | 1 | NO WATER QUALITY IMPROVEMENTS |  | 4309 | 2 | Luce Bayou transfer | 158 | WEST HARRIS COUNTY REGIONAL WATER AUTHORITY | H | BOTH | MUNICIPAL | 8002 | CRU |  | Y | 2020 | 2020 | 0 | 2877257 | 4722487 | 3394831 | 2490187 | 2144419 | 44753636 | 20 | 158 | WEST HARRIS COUNTY REGIONAL WATER AUTHORITY | H | BOTH | MUNICIPAL | 8002 | CRU | H | 79 | FORT BEND | 0 | 219 | 1732 | 1547 | 2081 | 1872 | Y
904 | WHCRWA TO WUG | Contract with WHCRWA | H | 5 | EXISTING SOURCE OR EXPANDED USE OF AN EXISTING SOURCE (SURFACE WATER OR GROUNDWATER) | 5 | OTHER SURFACE WATER | 1 | NO INFRASTRUCTURE |  | 2450 | 510 | LIVINGSTON-WALLISVILLE LAKE/RESERVOIR SYSTEM | H | 999 | RESERVOIR | 8 | TRINITY | 0 | SURFACE WATER | 1 | NO WATER QUALITY IMPROVEMENTS |  | 4309 | 2 | Luce Bayou transfer | 158 | WEST HARRIS COUNTY REGIONAL WATER AUTHORITY | H | BOTH | MUNICIPAL | 8002 | CRU |  | Y | 2020 | 2020 | 0 | 2877257 | 4722487 | 3394831 | 2490187 | 2144419 | 44753636 | 20 | 158 | WEST HARRIS COUNTY REGIONAL WATER AUTHORITY | H | BOTH | MUNICIPAL | 8002 | CRU | H | 101 | HARRIS | 0 | 31618 | 44592 | 38694 | 40950 | 37089 | Y
413 | CONVEYANCE PROJECT (1) | Conveyance project (1) | C | 5 | EXISTING SOURCE OR EXPANDED USE OF AN EXISTING SOURCE (SURFACE WATER OR GROUNDWATER) | 5 | OTHER SURFACE WATER | 2 | PIPELINE |  | 1312 | 3981 | BRAZOS RIVER AUTHORITY MAIN STEM LAKE/RESERVOIR SYSTEM | G | 999 | RESERVOIR | 12 | BRAZOS | 0 | SURFACE WATER | 1 | NO WATER QUALITY IMPROVEMENTS |  | 2010 | 2 | Lake Granger Augmentation | 595 | COUNTY-OTHER, PARKER | C | WUG | MUNICIPAL | 757 | COUNTY-OTHER |  | N | 2020 | 2020 | 0 | 0 | 0 | 0 | 0 | 0 | 0 | 0 | 595 | COUNTY-OTHER, PARKER | C | WUG | MUNICIPAL | 757 | COUNTY-OTHER | C | 184 | PARKER | 0 | 500 | 500 | 500 | 500 | 500 | Y
413 | CONVEYANCE PROJECT (1) | Conveyance project (1) | C | 5 | EXISTING SOURCE OR EXPANDED USE OF AN EXISTING SOURCE (SURFACE WATER OR GROUNDWATER) | 5 | OTHER SURFACE WATER | 2 | PIPELINE |  | 1752 | 144 | LAVON LAKE/RESERVOIR NORTH TEXAS MWD SYSTEM | C | 999 | RESERVOIR | 8 | TRINITY | 0 | SURFACE WATER | 1 | NO WATER QUALITY IMPROVEMENTS |  | 4750 | 2 | Conveyance project (1) - Lavon Lake | 1824 | MELISSA | C | WUG | MUNICIPAL | 914 | CITY |  | N | 2010 | 2020 | 0 | 139200 | 139200 | 139200 | 0 | 0 | 1916000 | 30 | 1824 | MELISSA | C | WUG | MUNICIPAL | 914 | CITY | C | 43 | COLLIN | 0 | 0 | 0 | 0 | 0 | 0 | Y
413 | CONVEYANCE PROJECT (1) | Conveyance project (1) | C | 5 | EXISTING SOURCE OR EXPANDED USE OF AN EXISTING SOURCE (SURFACE WATER OR GROUNDWATER) | 5 | OTHER SURFACE WATER | 2 | PIPELINE |  | 1752 | 144 | LAVON LAKE/RESERVOIR NORTH TEXAS MWD SYSTEM | C | 999 | RESERVOIR | 8 | TRINITY | 0 | SURFACE WATER | 1 | NO WATER QUALITY IMPROVEMENTS |  | 4750 | 2 | Conveyance project (1) - Lavon Lake | 139 | TERRELL | C | BOTH | MUNICIPAL | 599 | CITY |  | N | 2010 | 2010 | 1661000 | 3452000 | 3452000 | 2532400 | 1088400 | 1088400 | 32551000 | 30 | 380 | COLLEGE MOUND WSC | C | WUG | MUNICIPAL | 4065 | UTILITY | C | 129 | KAUFMAN | 0 | 0 | 0 | 0 | 0 | 0 | Y
413 | CONVEYANCE PROJECT (1) | Conveyance project (1) | C | 5 | EXISTING SOURCE OR EXPANDED USE OF AN EXISTING SOURCE (SURFACE WATER OR GROUNDWATER) | 5 | OTHER SURFACE WATER | 2 | PIPELINE |  | 1752 | 144 | LAVON LAKE/RESERVOIR NORTH TEXAS MWD SYSTEM | C | 999 | RESERVOIR | 8 | TRINITY | 0 | SURFACE WATER | 1 | NO WATER QUALITY IMPROVEMENTS |  | 4750 | 2 | Conveyance project (1) - Lavon Lake | 139 | TERRELL | C | BOTH | MUNICIPAL | 599 | CITY |  | N | 2010 | 2010 | 1661000 | 3452000 | 3452000 | 2532400 | 1088400 | 1088400 | 32551000 | 30 | 540 | COUNTY-OTHER, KAUFMAN | C | WUG | MUNICIPAL | 757 | COUNTY-OTHER | C | 129 | KAUFMAN | 0 | 0 | 0 | 0 | 0 | 0 | Y
413 | CONVEYANCE PROJECT (1) | Conveyance project (1) | C | 5 | EXISTING SOURCE OR EXPANDED USE OF AN EXISTING SOURCE (SURFACE WATER OR GROUNDWATER) | 5 | OTHER SURFACE WATER | 2 | PIPELINE |  | 1752 | 144 | LAVON LAKE/RESERVOIR NORTH TEXAS MWD SYSTEM | C | 999 | RESERVOIR | 8 | TRINITY | 0 | SURFACE WATER | 1 | NO WATER QUALITY IMPROVEMENTS |  | 4750 | 2 | Conveyance project (1) - Lavon Lake | 139 | TERRELL | C | BOTH | MUNICIPAL | 599 | CITY |  | N | 2010 | 2010 | 1661000 | 3452000 | 3452000 | 2532400 | 1088400 | 1088400 | 32551000 | 30 | 942 | HIGH POINT WSC | C | WUG | MUNICIPAL | 4205 | UTILITY | C | 129 | KAUFMAN | 0 | 0 | 0 | 0 | 0 | 0 | Y
413 | CONVEYANCE PROJECT (1) | Conveyance project (1) | C | 5 | EXISTING SOURCE OR EXPANDED USE OF AN EXISTING SOURCE (SURFACE WATER OR GROUNDWATER) | 5 | OTHER SURFACE WATER | 2 | PIPELINE |  | 1752 | 144 | LAVON LAKE/RESERVOIR NORTH TEXAS MWD SYSTEM | C | 999 | RESERVOIR | 8 | TRINITY | 0 | SURFACE WATER | 1 | NO WATER QUALITY IMPROVEMENTS |  | 4750 | 2 | Conveyance project (1) - Lavon Lake | 139 | TERRELL | C | BOTH | MUNICIPAL | 599 | CITY |  | N | 2010 | 2010 | 1661000 | 3452000 | 3452000 | 2532400 | 1088400 | 1088400 | 32551000 | 30 | 1709 | MANUFACTURING, KAUFMAN | C | WUG | MANUFACTURING | 1001 | N/A | C | 129 | KAUFMAN | 0 | 0 | 0 | 0 | 0 | 0 | Y
413 | CONVEYANCE PROJECT (1) | Conveyance project (1) | C | 5 | EXISTING SOURCE OR EXPANDED USE OF AN EXISTING SOURCE (SURFACE WATER OR GROUNDWATER) | 5 | OTHER SURFACE WATER | 2 | PIPELINE |  | 1752 | 144 | LAVON LAKE/RESERVOIR NORTH TEXAS MWD SYSTEM | C | 999 | RESERVOIR | 8 | TRINITY | 0 | SURFACE WATER | 1 | NO WATER QUALITY IMPROVEMENTS |  | 4750 | 2 | Conveyance project (1) - Lavon Lake | 139 | TERRELL | C | BOTH | MUNICIPAL | 599 | CITY |  | N | 2010 | 2010 | 1661000 | 3452000 | 3452000 | 2532400 | 1088400 | 1088400 | 32551000 | 30 | 139 | TERRELL | C | BOTH | MUNICIPAL | 599 | CITY | C | 129 | KAUFMAN | 0 | 0 | 0 | 0 | 0 | 0 | Y
413 | CONVEYANCE PROJECT (1) | Conveyance project (1) | C | 5 | EXISTING SOURCE OR EXPANDED USE OF AN EXISTING SOURCE (SURFACE WATER OR GROUNDWATER) | 5 | OTHER SURFACE WATER | 2 | PIPELINE |  | 1085 | 147 | LOST CREEK-JACKSBORO LAKE/RESERVOIR SYSTEM | C | 999 | RESERVOIR | 8 | TRINITY | 0 | SURFACE WATER | 1 | NO WATER QUALITY IMPROVEMENTS |  | 6996 | 1 | Conveyance project (1) | 530 | COUNTY-OTHER, JACK | C | WUG | MUNICIPAL | 757 | COUNTY-OTHER | Seller - Jacksboro | N | 2010 | 2010 | 581800 | 581800 | 581800 | 247800 | 247800 | 247800 | 4602000 | 30 | 530 | COUNTY-OTHER, JACK | C | WUG | MUNICIPAL | 757 | COUNTY-OTHER | C | 119 | JACK | 22 | 57 | 94 | 127 | 172 | 223 | Y
413 | CONVEYANCE PROJECT (1) | Conveyance project (1) | C | 5 | EXISTING SOURCE OR EXPANDED USE OF AN EXISTING SOURCE (SURFACE WATER OR GROUNDWATER) | 5 | OTHER SURFACE WATER | 2 | PIPELINE |  | 1082 | 622 | PALESTINE LAKE/RESERVOIR | I | 999 | RESERVOIR | 6 | NECHES | 0 | SURFACE WATER | 1 | NO WATER QUALITY IMPROVEMENTS |  | 2350 | 2 | Lake Palestine connection (integrated pipeline with TRWD) | 36 | DALLAS | C | BOTH | MUNICIPAL | 151 | CITY |  | Y | 2010 | 2010 | 0 | 0 | 0 | 0 | 0 | 0 | 260000000 | 30 | 36 | DALLAS | C | BOTH | MUNICIPAL | 151 | CITY | C | 57 | DALLAS | 0 | 0 | 0 | 0 | 0 | 0 | Y
413 | CONVEYANCE PROJECT (1) | Conveyance project (1) | C | 5 | EXISTING SOURCE OR EXPANDED USE OF AN EXISTING SOURCE (SURFACE WATER OR GROUNDWATER) | 5 | OTHER SURFACE WATER | 2 | PIPELINE |  | 2501 | 87 | RANDELL LAKE/RESERVOIR | C | 999 | RESERVOIR | 2 | RED | 0 | SURFACE WATER | 1 | NO WATER QUALITY IMPROVEMENTS |  | 7076 | 1 | Conveyance project (1) | 706 | DENISON | C | WUG | MUNICIPAL | 158 | CITY | 2011 Infrstructure Improvements associated with Lake Randell (intake, pump station, pipeline, wtp improvements). Costs provided by City of Denison. | N | 2010 | 2020 | 0 | 1170000 | 1170000 | 1170000 | 164000 | 164000 | 13847000 | 30 | 706 | DENISON | C | WUG | MUNICIPAL | 158 | CITY | C | 91 | GRAYSON | 0 | 0 | 0 | 0 | 0 | 0 | Y
413 | CONVEYANCE PROJECT (1) | Conveyance project (1) | C | 5 | EXISTING SOURCE OR EXPANDED USE OF AN EXISTING SOURCE (SURFACE WATER OR GROUNDWATER) | 5 | OTHER SURFACE WATER | 2 | PIPELINE |  | 1279 | 157 | RICHLAND CHAMBERS LAKE/RESERVOIR NON-SYSTEM PORTION | C | 999 | RESERVOIR | 8 | TRINITY | 0 | SURFACE WATER | 1 | NO WATER QUALITY IMPROVEMENTS |  | 4738 | 2 | Purchase from water provider (1) - Richland Chambers | 35 | CORSICANA | C | BOTH | MUNICIPAL | 137 | CITY |  | N | 2020 | 2020 | 3323000 | 5806000 | 5806000 | 4695000 | 3761000 | 3761000 | 28160000 | 30 | 2672 | STEAM ELECTRIC POWER, NAVARRO | C | WUG | STEAM ELECTRIC | 1002 | N/A | C | 175 | NAVARRO | 0 | 8000 | 13440 | 13440 | 13440 | 13440 | Y
413 | CONVEYANCE PROJECT (1) | Conveyance project (1) | C | 5 | EXISTING SOURCE OR EXPANDED USE OF AN EXISTING SOURCE (SURFACE WATER OR GROUNDWATER) | 5 | OTHER SURFACE WATER | 2 | PIPELINE |  | 1089 | 152 | TRWD LAKE/RESERVOIR SYSTEM | C | 999 | RESERVOIR | 8 | TRINITY | 0 | SURFACE WATER | 1 | NO WATER QUALITY IMPROVEMENTS |  | 4741 | 2 | TRA Tarrant County project | 107 | NORTH RICHLAND HILLS | C | BOTH | MUNICIPAL | 435 | CITY |  | N | 2010 | 2020 | 0 | 1023000 | 1023000 | 1023000 | 166000 | 166000 | 11803000 | 30 | 107 | NORTH RICHLAND HILLS | C | BOTH | MUNICIPAL | 435 | CITY | C | 220 | TARRANT | 0 | 0 | 0 | 0 | 0 | 0 | Y
413 | CONVEYANCE PROJECT (1) | Conveyance project (1) | C | 5 | EXISTING SOURCE OR EXPANDED USE OF AN EXISTING SOURCE (SURFACE WATER OR GROUNDWATER) | 5 | OTHER SURFACE WATER | 2 | PIPELINE |  | 1089 | 152 | TRWD LAKE/RESERVOIR SYSTEM | C | 999 | RESERVOIR | 8 | TRINITY | 0 | SURFACE WATER | 1 | NO WATER QUALITY IMPROVEMENTS |  | 4741 | 2 | TRA Tarrant County project | 143 | TRINITY RIVER AUTHORITY | C | WWP | WWP | N/A | N/A | Ellis County Project. | N | 2010 | 2010 | 0 | 15298700 | 15298700 | 15298700 | 11600000 | 11600000 | 50912000 | 30 | 98 | MIDLOTHIAN | C | BOTH | MUNICIPAL | 405 | CITY | C | 70 | ELLIS | 172 | 1859 | 3213 | 4034 | 4693 | 5112 | Y
413 | CONVEYANCE PROJECT (1) | Conveyance project (1) | C | 5 | EXISTING SOURCE OR EXPANDED USE OF AN EXISTING SOURCE (SURFACE WATER OR GROUNDWATER) | 5 | OTHER SURFACE WATER | 2 | PIPELINE |  | 1089 | 152 | TRWD LAKE/RESERVOIR SYSTEM | C | 999 | RESERVOIR | 8 | TRINITY | 0 | SURFACE WATER | 1 | NO WATER QUALITY IMPROVEMENTS |  | 4741 | 2 | TRA Tarrant County project | 143 | TRINITY RIVER AUTHORITY | C | WWP | WWP | N/A | N/A | Ellis County Project. | N | 2020 | 2020 | 0 | 15298700 | 15298700 | 15298700 | 11600000 | 11600000 | 50912000 | 30 | 2172 | PALMER | C | WUG | MUNICIPAL | 731 | CITY | C | 70 | ELLIS | 0 | 1 | 8 | 13 | 20 | 18 | Y
413 | CONVEYANCE PROJECT (1) | Conveyance project (1) | C | 5 | EXISTING SOURCE OR EXPANDED USE OF AN EXISTING SOURCE (SURFACE WATER OR GROUNDWATER) | 5 | OTHER SURFACE WATER | 2 | PIPELINE |  | 1089 | 152 | TRWD LAKE/RESERVOIR SYSTEM | C | 999 | RESERVOIR | 8 | TRINITY | 0 | SURFACE WATER | 1 | NO WATER QUALITY IMPROVEMENTS |  | 4741 | 2 | TRA Tarrant County project | 143 | TRINITY RIVER AUTHORITY | C | WWP | WWP | N/A | N/A | Ellis County Project. | N | 2040 | 2040 | 0 | 15298700 | 15298700 | 15298700 | 11600000 | 11600000 | 50912000 | 30 | 154 | WAXAHACHIE | C | BOTH | MUNICIPAL | 633 | CITY | C | 70 | ELLIS | 0 | 0 | 0 | 1376 | 4221 | 5885 | Y
413 | CONVEYANCE PROJECT (1) | Conveyance project (1) | C | 5 | EXISTING SOURCE OR EXPANDED USE OF AN EXISTING SOURCE (SURFACE WATER OR GROUNDWATER) | 5 | OTHER SURFACE WATER | 2 | PIPELINE |  | 1089 | 152 | TRWD LAKE/RESERVOIR SYSTEM | C | 999 | RESERVOIR | 8 | TRINITY | 0 | SURFACE WATER | 1 | NO WATER QUALITY IMPROVEMENTS |  | 4741 | 2 | TRA Tarrant County project | 153 | WALNUT CREEK SUD | C | BOTH | MUNICIPAL | 4373 | UTILITY | This includes parallel line to Rhome | N | 2010 | 2020 | 0 | 808000 | 808000 | 808000 | 75000 | 75000 | 10093000 | 30 | 153 | WALNUT CREEK SUD | C | BOTH | MUNICIPAL | 4373 | UTILITY | C | 184 | PARKER | 0 | 0 | 0 | 0 | 0 | 0 | Y
413 | CONVEYANCE PROJECT (1) | Conveyance project (1) | C | 5 | EXISTING SOURCE OR EXPANDED USE OF AN EXISTING SOURCE (SURFACE WATER OR GROUNDWATER) | 5 | OTHER SURFACE WATER | 2 | PIPELINE |  | 1089 | 152 | TRWD LAKE/RESERVOIR SYSTEM | C | 999 | RESERVOIR | 8 | TRINITY | 0 | SURFACE WATER | 1 | NO WATER QUALITY IMPROVEMENTS |  | 4741 | 2 | TRA Tarrant County project | 153 | WALNUT CREEK SUD | C | BOTH | MUNICIPAL | 4373 | UTILITY | This includes parallel line to Rhome | N | 2010 | 2020 | 0 | 808000 | 808000 | 808000 | 75000 | 75000 | 10093000 | 30 | 153 | WALNUT CREEK SUD | C | BOTH | MUNICIPAL | 4373 | UTILITY | C | 249 | WISE | 0 | 0 | 0 | 0 | 0 | 0 | Y
414 | CONVEYANCE PROJECT (2) | Conveyance project (2) | C | 8 | REUSE | 7 | REUSE | 2 | PIPELINE |  | 1121 | 4035 | DIRECT REUSE | C | 57 | DALLAS | 8 | TRINITY | 2 | REUSE | 1 | NO WATER QUALITY IMPROVEMENTS |  | 4749 | 2 | Direct reuse - Irving | 1219 | IRVING | C | WUG | MUNICIPAL | 298 | CITY | Princeton Pump Station Improvements | N | 2010 | 2010 | 0 | 0 | 0 | 0 | 0 | 0 | 12879000 | 30 | 1219 | IRVING | C | WUG | MUNICIPAL | 298 | CITY | C | 57 | DALLAS | 0 | 0 | 0 | 0 | 0 | 0 | Y
414 | CONVEYANCE PROJECT (2) | Conveyance project (2) | C | 8 | REUSE | 7 | REUSE | 2 | PIPELINE |  | 1377 | 4041 | DIRECT REUSE | C | 249 | WISE | 8 | TRINITY | 2 | REUSE | 1 | NO WATER QUALITY IMPROVEMENTS |  | 4753 | 2 | Direct reuse - DWU | 2481 | STEAM ELECTRIC POWER, WISE | C | WUG | STEAM ELECTRIC | 1002 | N/A | Bridgeport = 2040 online date Supply = (0,0,0,1500,2000,2000) Capital cost = $2,567,000 Annual cost = (0,0,$350,250,$405,000,$219,000) Balance is Decatur | N | 2010 | 2040 | 0 | 0 | 0 | 527000 | 527000 | 527000 | 4028000 | 30 | 2481 | STEAM ELECTRIC POWER, WISE | C | WUG | STEAM ELECTRIC | 1002 | N/A | C | 249 | WISE | 0 | 0 | 0 | 0 | 0 | 0 | Y
414 | CONVEYANCE PROJECT (2) | Conveyance project (2) | C | 8 | REUSE | 7 | REUSE | 2 | PIPELINE |  | 1122 | 1846 | INDIRECT REUSE | C | 57 | DALLAS | 8 | TRINITY | 2 | REUSE | 1 | NO WATER QUALITY IMPROVEMENTS |  | 4757 | 2 | Dallas Water Utilities reuse | 308 | BUENA VISTA - BETHEL SUD | C | WUG | MUNICIPAL | 4040 | UTILITY | DWU Ellis County Project | N | 2010 | 2020 | 0 | 1285000 | 1285000 | 1285000 | 646000 | 646000 | 8798000 | 30 | 308 | BUENA VISTA - BETHEL SUD | C | WUG | MUNICIPAL | 4040 | UTILITY | C | 70 | ELLIS | 0 | 0 | 0 | 0 | 0 | 0 | Y
414 | CONVEYANCE PROJECT (2) | Conveyance project (2) | C | 8 | REUSE | 7 | REUSE | 2 | PIPELINE |  | 1122 | 1846 | INDIRECT REUSE | C | 57 | DALLAS | 8 | TRINITY | 2 | REUSE | 1 | NO WATER QUALITY IMPROVEMENTS |  | 4757 | 2 | Dallas Water Utilities reuse | 2165 | OVILLA | C | WUG | MUNICIPAL | 729 | CITY |  | N | 2020 | 2020 | 1021000 | 1021000 | 1021000 | 573000 | 573000 | 573000 | 6169000 | 30 | 2165 | OVILLA | C | WUG | MUNICIPAL | 729 | CITY | C | 57 | DALLAS | 0 | 3 | 6 | 9 | 15 | 21 | Y
414 | CONVEYANCE PROJECT (2) | Conveyance project (2) | C | 8 | REUSE | 7 | REUSE | 2 | PIPELINE |  | 1122 | 1846 | INDIRECT REUSE | C | 57 | DALLAS | 8 | TRINITY | 2 | REUSE | 1 | NO WATER QUALITY IMPROVEMENTS |  | 4757 | 2 | Dallas Water Utilities reuse | 2165 | OVILLA | C | WUG | MUNICIPAL | 729 | CITY |  | N | 2020 | 2020 | 1021000 | 1021000 | 1021000 | 573000 | 573000 | 573000 | 6169000 | 30 | 2165 | OVILLA | C | WUG | MUNICIPAL | 729 | CITY | C | 70 | ELLIS | 0 | 38 | 65 | 68 | 82 | 77 | Y
414 | CONVEYANCE PROJECT (2) | Conveyance project (2) | C | 8 | REUSE | 7 | REUSE | 2 | PIPELINE |  | 1122 | 1846 | INDIRECT REUSE | C | 57 | DALLAS | 8 | TRINITY | 2 | REUSE | 1 | NO WATER QUALITY IMPROVEMENTS |  | 4757 | 2 | Dallas Water Utilities reuse | 2255 | RED OAK | C | WUG | MUNICIPAL | 737 | CITY | DWU Ellis County Project | N | 2020 | 2020 | 0 | 2137000 | 2137000 | 2137000 | 1555000 | 1555000 | 8012000 | 30 | 2255 | RED OAK | C | WUG | MUNICIPAL | 737 | CITY | C | 70 | ELLIS | 0 | 92 | 151 | 148 | 189 | 190 | Y
414 | CONVEYANCE PROJECT (2) | Conveyance project (2) | C | 8 | REUSE | 7 | REUSE | 2 | PIPELINE |  | 1125 | 4171 | INDIRECT REUSE | C | 175 | NAVARRO | 8 | TRINITY | 2 | REUSE | 1 | NO WATER QUALITY IMPROVEMENTS |  | 4751 | 2 | TRWD third pipeline and reuse | 188 | ANNETTA | C | WUG | MUNICIPAL | 814 | CITY |  | N | 2020 | 2020 | 0 | 336000 | 336000 | 336000 | 225000 | 225000 | 1522100 | 30 | 188 | ANNETTA | C | WUG | MUNICIPAL | 814 | CITY | C | 184 | PARKER | 0 | 14 | 49 | 80 | 89 | 112 | Y
414 | CONVEYANCE PROJECT (2) | Conveyance project (2) | C | 8 | REUSE | 7 | REUSE | 2 | PIPELINE |  | 1125 | 4171 | INDIRECT REUSE | C | 175 | NAVARRO | 8 | TRINITY | 2 | REUSE | 1 | NO WATER QUALITY IMPROVEMENTS |  | 4751 | 2 | TRWD third pipeline and reuse | 314 | BURLESON | G | WUG | MUNICIPAL | 87 | CITY | This is for all TRWD sources, not just this one. | N | 2020 | 2020 | 0 | 188000 | 188000 | 188000 | 25000 | 25000 | 2592000 | 30 | 314 | BURLESON | G | WUG | MUNICIPAL | 87 | CITY | C | 220 | TARRANT | 0 | 48 | 0 | 0 | 0 | 0 | Y
414 | CONVEYANCE PROJECT (2) | Conveyance project (2) | C | 8 | REUSE | 7 | REUSE | 2 | PIPELINE |  | 1125 | 4171 | INDIRECT REUSE | C | 175 | NAVARRO | 8 | TRINITY | 2 | REUSE | 1 | NO WATER QUALITY IMPROVEMENTS |  | 4751 | 2 | TRWD third pipeline and reuse | 679 | CROWLEY | C | WUG | MUNICIPAL | 145 | CITY |  | N | 2020 | 2020 | 50000 | 50000 | 28033 | 2834 | 1644 | 1660 | 621000 | 30 | 679 | CROWLEY | C | WUG | MUNICIPAL | 145 | CITY | C | 220 | TARRANT | 0 | 60 | 0 | 0 | 0 | 0 | Y
414 | CONVEYANCE PROJECT (2) | Conveyance project (2) | C | 8 | REUSE | 7 | REUSE | 2 | PIPELINE |  | 1125 | 4171 | INDIRECT REUSE | C | 175 | NAVARRO | 8 | TRINITY | 2 | REUSE | 1 | NO WATER QUALITY IMPROVEMENTS |  | 4751 | 2 | TRWD third pipeline and reuse | 2118 | NEWARK | C | WUG | MUNICIPAL | 920 | CITY | Purchased from Rhome(TRWD) | N | 2010 | 2020 | 0 | 208000 | 208000 | 208000 | 208000 | 208000 | 2376000 | 30 | 2118 | NEWARK | C | WUG | MUNICIPAL | 920 | CITY | C | 249 | WISE | 0 | 0 | 0 | 0 | 0 | 0 | Y
414 | CONVEYANCE PROJECT (2) | Conveyance project (2) | C | 8 | REUSE | 7 | REUSE | 2 | PIPELINE |  | 1125 | 4171 | INDIRECT REUSE | C | 175 | NAVARRO | 8 | TRINITY | 2 | REUSE | 1 | NO WATER QUALITY IMPROVEMENTS |  | 4751 | 2 | TRWD third pipeline and reuse | 2178 | PANTEGO | C | WUG | MUNICIPAL | 454 | CITY | Part through Fort Worth | N | 2010 | 2020 | 0 | 153800 | 153800 | 153800 | 75800 | 75800 | 1072000 | 30 | 2178 | PANTEGO | C | WUG | MUNICIPAL | 454 | CITY | C | 220 | TARRANT | 0 | 0 | 0 | 0 | 0 | 0 | Y
414 | CONVEYANCE PROJECT (2) | Conveyance project (2) | C | 8 | REUSE | 7 | REUSE | 2 | PIPELINE |  | 1125 | 4171 | INDIRECT REUSE | C | 175 | NAVARRO | 8 | TRINITY | 2 | REUSE | 1 | NO WATER QUALITY IMPROVEMENTS |  | 4751 | 2 | TRWD third pipeline and reuse | 2383 | SOUTHLAKE | C | WUG | MUNICIPAL | 570 | CITY |  | N | 2020 | 2020 | 0 | 750000 | 750000 | 750000 | 65000 | 65000 | 9427000 | 30 | 2383 | SOUTHLAKE | C | WUG | MUNICIPAL | 570 | CITY | C | 61 | DENTON | 0 | 17 | 0 | 0 | 0 | 0 | Y
414 | CONVEYANCE PROJECT (2) | Conveyance project (2) | C | 8 | REUSE | 7 | REUSE | 2 | PIPELINE |  | 1125 | 4171 | INDIRECT REUSE | C | 175 | NAVARRO | 8 | TRINITY | 2 | REUSE | 1 | NO WATER QUALITY IMPROVEMENTS |  | 4751 | 2 | TRWD third pipeline and reuse | 2383 | SOUTHLAKE | C | WUG | MUNICIPAL | 570 | CITY |  | N | 2020 | 2020 | 0 | 750000 | 750000 | 750000 | 65000 | 65000 | 9427000 | 30 | 2383 | SOUTHLAKE | C | WUG | MUNICIPAL | 570 | CITY | C | 220 | TARRANT | 0 | 354 | 0 | 0 | 0 | 0 | Y
414 | CONVEYANCE PROJECT (2) | Conveyance project (2) | C | 8 | REUSE | 7 | REUSE | 2 | PIPELINE |  | 1125 | 4171 | INDIRECT REUSE | C | 175 | NAVARRO | 8 | TRINITY | 2 | REUSE | 1 | NO WATER QUALITY IMPROVEMENTS |  | 4751 | 2 | TRWD third pipeline and reuse | 2580 | WATAUGA | C | WUG | MUNICIPAL | 632 | CITY |  | N | 2020 | 2020 | 0 | 0 | 0 | 0 | 0 | 0 | 11803000 | 30 | 2580 | WATAUGA | C | WUG | MUNICIPAL | 632 | CITY | C | 220 | TARRANT | 0 | 1046 | 1028 | 929 | 851 | 837 | Y
415 | CONVEYANCE PROJECT (3) | Conveyance project (3) | C | 6 | NEW SURFACE WATER OR NEW GROUNDWATER SOURCE | 4 | NEW MAJOR RESERVOIR | 2 | PIPELINE |  | 1119 | 4164 | LOWER BOIS D ARC LAKE/RESERVOIR | C | 999 | RESERVOIR | 2 | RED | 0 | SURFACE WATER | 1 | NO WATER QUALITY IMPROVEMENTS |  | 5180 | 2 | Fannin County project | 267 | BLUE RIDGE | C | WUG | MUNICIPAL | 829 | CITY |  | Y | 2020 | 2020 | 0 | 1391000 | 1391000 | 1391000 | 1224000 | 1224000 | 2294000 | 30 | 267 | BLUE RIDGE | C | WUG | MUNICIPAL | 829 | CITY | C | 43 | COLLIN | 0 | 213 | 345 | 629 | 493 | 491 | Y
415 | CONVEYANCE PROJECT (3) | Conveyance project (3) | C | 6 | NEW SURFACE WATER OR NEW GROUNDWATER SOURCE | 4 | NEW MAJOR RESERVOIR | 2 | PIPELINE |  | 1120 | 4165 | MARVIN NICHOLS LAKE/RESERVOIR | D | 999 | RESERVOIR | 3 | SULPHUR | 0 | SURFACE WATER | 1 | NO WATER QUALITY IMPROVEMENTS |  | 4984 | 2 | Marvin Nichols Reservoir | 2393 | SPRINGTOWN | C | WUG | MUNICIPAL | 574 | CITY |  | Y | 2030 | 2030 | 0 | 0 | 969000 | 969000 | 969000 | 818000 | 2072400 | 30 | 2393 | SPRINGTOWN | C | WUG | MUNICIPAL | 574 | CITY | C | 184 | PARKER | 0 | 0 | 53 | 137 | 236 | 351 | Y
415 | CONVEYANCE PROJECT (3) | Conveyance project (3) | C | 6 | NEW SURFACE WATER OR NEW GROUNDWATER SOURCE | 4 | NEW MAJOR RESERVOIR | 2 | PIPELINE |  | 1120 | 4165 | MARVIN NICHOLS LAKE/RESERVOIR | D | 999 | RESERVOIR | 3 | SULPHUR | 0 | SURFACE WATER | 1 | NO WATER QUALITY IMPROVEMENTS |  | 4984 | 2 | Marvin Nichols Reservoir | 2464 | STEAM ELECTRIC POWER, PARKER | C | WUG | STEAM ELECTRIC | 1002 | N/A |  | Y | 2030 | 2030 | 0 | 180000 | 180000 | 180000 | 28000 | 28000 | 2099000 | 30 | 2464 | STEAM ELECTRIC POWER, PARKER | C | WUG | STEAM ELECTRIC | 1002 | N/A | C | 184 | PARKER | 0 | 0 | 6 | 18 | 31 | 50 | Y
415 | CONVEYANCE PROJECT (3) | Conveyance project (3) | C | 6 | NEW SURFACE WATER OR NEW GROUNDWATER SOURCE | 4 | NEW MAJOR RESERVOIR | 2 | PIPELINE |  | 1120 | 4165 | MARVIN NICHOLS LAKE/RESERVOIR | D | 999 | RESERVOIR | 3 | SULPHUR | 0 | SURFACE WATER | 1 | NO WATER QUALITY IMPROVEMENTS |  | 4984 | 2 | Marvin Nichols Reservoir | 2580 | WATAUGA | C | WUG | MUNICIPAL | 632 | CITY |  | Y | 2030 | 2030 | 0 | 0 | 0 | 0 | 0 | 0 | 0 | 0 | 2580 | WATAUGA | C | WUG | MUNICIPAL | 632 | CITY | C | 220 | TARRANT | 0 | 0 | 605 | 933 | 1197 | 1124 | Y
424 | COOKE COUNTY PROJECT | Cooke County project | C | 5 | EXISTING SOURCE OR EXPANDED USE OF AN EXISTING SOURCE (SURFACE WATER OR GROUNDWATER) | 5 | OTHER SURFACE WATER | 4 | PIPELINE AND WATER TREATMENT PLANT |  | 1241 | 92 | HUBERT H MOSS LAKE/RESERVOIR | C | 999 | RESERVOIR | 2 | RED | 0 | SURFACE WATER | 1 | NO WATER QUALITY IMPROVEMENTS |  | 5174 | 1 | Cooke County project | 57 | GAINESVILLE | C | BOTH | MUNICIPAL | 225 | CITY |  | Y | 2020 | 2020 | 0 | 3714000 | 3714000 | 5481000 | 1767000 | 1767000 | 50280000 | 30 | 271 | BOLIVAR WSC | C | BOTH | MUNICIPAL | 4028 | UTILITY | C | 49 | COOKE | 0 | 18 | 83 | 104 | 127 | 149 | N
424 | COOKE COUNTY PROJECT | Cooke County project | C | 5 | EXISTING SOURCE OR EXPANDED USE OF AN EXISTING SOURCE (SURFACE WATER OR GROUNDWATER) | 5 | OTHER SURFACE WATER | 4 | PIPELINE AND WATER TREATMENT PLANT |  | 1241 | 92 | HUBERT H MOSS LAKE/RESERVOIR | C | 999 | RESERVOIR | 2 | RED | 0 | SURFACE WATER | 1 | NO WATER QUALITY IMPROVEMENTS |  | 5174 | 1 | Cooke County project | 57 | GAINESVILLE | C | BOTH | MUNICIPAL | 225 | CITY |  | Y | 2020 | 2020 | 0 | 3714000 | 3714000 | 5481000 | 1767000 | 1767000 | 50280000 | 30 | 460 | COUNTY-OTHER, COOKE | C | WUG | MUNICIPAL | 757 | COUNTY-OTHER | C | 49 | COOKE | 0 | 125 | 125 | 125 | 125 | 125 | N
424 | COOKE COUNTY PROJECT | Cooke County project | C | 5 | EXISTING SOURCE OR EXPANDED USE OF AN EXISTING SOURCE (SURFACE WATER OR GROUNDWATER) | 5 | OTHER SURFACE WATER | 4 | PIPELINE AND WATER TREATMENT PLANT |  | 1241 | 92 | HUBERT H MOSS LAKE/RESERVOIR | C | 999 | RESERVOIR | 2 | RED | 0 | SURFACE WATER | 1 | NO WATER QUALITY IMPROVEMENTS |  | 5174 | 1 | Cooke County project | 57 | GAINESVILLE | C | BOTH | MUNICIPAL | 225 | CITY |  | Y | 2020 | 2020 | 0 | 3714000 | 3714000 | 5481000 | 1767000 | 1767000 | 50280000 | 30 | 57 | GAINESVILLE | C | BOTH | MUNICIPAL | 225 | CITY | C | 49 | COOKE | 0 | 357 | 585 | 894 | 1233 | 1607 | N
424 | COOKE COUNTY PROJECT | Cooke County project | C | 5 | EXISTING SOURCE OR EXPANDED USE OF AN EXISTING SOURCE (SURFACE WATER OR GROUNDWATER) | 5 | OTHER SURFACE WATER | 4 | PIPELINE AND WATER TREATMENT PLANT |  | 1241 | 92 | HUBERT H MOSS LAKE/RESERVOIR | C | 999 | RESERVOIR | 2 | RED | 0 | SURFACE WATER | 1 | NO WATER QUALITY IMPROVEMENTS |  | 5174 | 1 | Cooke County project | 57 | GAINESVILLE | C | BOTH | MUNICIPAL | 225 | CITY |  | Y | 2020 | 2020 | 0 | 3714000 | 3714000 | 5481000 | 1767000 | 1767000 | 50280000 | 30 | 57 | GAINESVILLE - FUTURE CUSTOMER/SURPLUS SUPPLY | C | BOTH | MUNICIPAL | N/A | N/A | C | 49 | COOKE | 0 | 1254 | 651 | 1115 | 1231 | 333 | N
424 | COOKE COUNTY PROJECT | Cooke County project | C | 5 | EXISTING SOURCE OR EXPANDED USE OF AN EXISTING SOURCE (SURFACE WATER OR GROUNDWATER) | 5 | OTHER SURFACE WATER | 4 | PIPELINE AND WATER TREATMENT PLANT |  | 1241 | 92 | HUBERT H MOSS LAKE/RESERVOIR | C | 999 | RESERVOIR | 2 | RED | 0 | SURFACE WATER | 1 | NO WATER QUALITY IMPROVEMENTS |  | 5174 | 1 | Cooke County project | 57 | GAINESVILLE | C | BOTH | MUNICIPAL | 225 | CITY |  | Y | 2020 | 2020 | 0 | 3714000 | 3714000 | 5481000 | 1767000 | 1767000 | 50280000 | 30 | 1026 | IRRIGATION, COOKE | C | WUG | IRRIGATION | 1004 | N/A | C | 49 | COOKE | 0 | 70 | 70 | 70 | 70 | 70 | N
424 | COOKE COUNTY PROJECT | Cooke County project | C | 5 | EXISTING SOURCE OR EXPANDED USE OF AN EXISTING SOURCE (SURFACE WATER OR GROUNDWATER) | 5 | OTHER SURFACE WATER | 4 | PIPELINE AND WATER TREATMENT PLANT |  | 1241 | 92 | HUBERT H MOSS LAKE/RESERVOIR | C | 999 | RESERVOIR | 2 | RED | 0 | SURFACE WATER | 1 | NO WATER QUALITY IMPROVEMENTS |  | 5174 | 1 | Cooke County project | 57 | GAINESVILLE | C | BOTH | MUNICIPAL | 225 | CITY |  | Y | 2020 | 2020 | 0 | 3714000 | 3714000 | 5481000 | 1767000 | 1767000 | 50280000 | 30 | 1268 | KIOWA HOMEOWNERS WSC | C | WUG | MUNICIPAL | 4223 | UTILITY | C | 49 | COOKE | 0 | 100 | 100 | 100 | 100 | 100 | N
424 | COOKE COUNTY PROJECT | Cooke County project | C | 5 | EXISTING SOURCE OR EXPANDED USE OF AN EXISTING SOURCE (SURFACE WATER OR GROUNDWATER) | 5 | OTHER SURFACE WATER | 4 | PIPELINE AND WATER TREATMENT PLANT |  | 1241 | 92 | HUBERT H MOSS LAKE/RESERVOIR | C | 999 | RESERVOIR | 2 | RED | 0 | SURFACE WATER | 1 | NO WATER QUALITY IMPROVEMENTS |  | 5174 | 1 | Cooke County project | 57 | GAINESVILLE | C | BOTH | MUNICIPAL | 225 | CITY |  | Y | 2020 | 2020 | 0 | 3714000 | 3714000 | 5481000 | 1767000 | 1767000 | 50280000 | 30 | 1327 | LINDSAY | C | WUG | MUNICIPAL | 899 | CITY | C | 49 | COOKE | 0 | 40 | 50 | 50 | 50 | 50 | N
424 | COOKE COUNTY PROJECT | Cooke County project | C | 5 | EXISTING SOURCE OR EXPANDED USE OF AN EXISTING SOURCE (SURFACE WATER OR GROUNDWATER) | 5 | OTHER SURFACE WATER | 4 | PIPELINE AND WATER TREATMENT PLANT |  | 1241 | 92 | HUBERT H MOSS LAKE/RESERVOIR | C | 999 | RESERVOIR | 2 | RED | 0 | SURFACE WATER | 1 | NO WATER QUALITY IMPROVEMENTS |  | 5174 | 1 | Cooke County project | 57 | GAINESVILLE | C | BOTH | MUNICIPAL | 225 | CITY |  | Y | 2020 | 2020 | 0 | 3714000 | 3714000 | 5481000 | 1767000 | 1767000 | 50280000 | 30 | 1654 | MANUFACTURING, COOKE | C | WUG | MANUFACTURING | 1001 | N/A | C | 49 | COOKE | 0 | 62 | 67 | 101 | 139 | 176 | N
424 | COOKE COUNTY PROJECT | Cooke County project | C | 5 | EXISTING SOURCE OR EXPANDED USE OF AN EXISTING SOURCE (SURFACE WATER OR GROUNDWATER) | 5 | OTHER SURFACE WATER | 4 | PIPELINE AND WATER TREATMENT PLANT |  | 1241 | 92 | HUBERT H MOSS LAKE/RESERVOIR | C | 999 | RESERVOIR | 2 | RED | 0 | SURFACE WATER | 1 | NO WATER QUALITY IMPROVEMENTS |  | 5174 | 1 | Cooke County project | 57 | GAINESVILLE | C | BOTH | MUNICIPAL | 225 | CITY |  | Y | 2020 | 2020 | 0 | 3714000 | 3714000 | 5481000 | 1767000 | 1767000 | 50280000 | 30 | 1886 | MINING, COOKE | C | WUG | MINING | 1003 | N/A | C | 49 | COOKE | 0 | 24 | 28 | 31 | 35 | 38 | N
424 | COOKE COUNTY PROJECT | Cooke County project | C | 5 | EXISTING SOURCE OR EXPANDED USE OF AN EXISTING SOURCE (SURFACE WATER OR GROUNDWATER) | 5 | OTHER SURFACE WATER | 4 | PIPELINE AND WATER TREATMENT PLANT |  | 1241 | 92 | HUBERT H MOSS LAKE/RESERVOIR | C | 999 | RESERVOIR | 2 | RED | 0 | SURFACE WATER | 1 | NO WATER QUALITY IMPROVEMENTS |  | 5174 | 1 | Cooke County project | 57 | GAINESVILLE | C | BOTH | MUNICIPAL | 225 | CITY |  | Y | 2020 | 2020 | 0 | 3714000 | 3714000 | 5481000 | 1767000 | 1767000 | 50280000 | 30 | 2560 | VALLEY VIEW | C | WUG | MUNICIPAL | 981 | CITY | C | 49 | COOKE | 0 | 150 | 400 | 650 | 1200 | 1600 | N
424 | COOKE COUNTY PROJECT | Cooke County project | C | 5 | EXISTING SOURCE OR EXPANDED USE OF AN EXISTING SOURCE (SURFACE WATER OR GROUNDWATER) | 5 | OTHER SURFACE WATER | 4 | PIPELINE AND WATER TREATMENT PLANT |  | 1241 | 92 | HUBERT H MOSS LAKE/RESERVOIR | C | 999 | RESERVOIR | 2 | RED | 0 | SURFACE WATER | 1 | NO WATER QUALITY IMPROVEMENTS |  | 5174 | 1 | Cooke County project | 57 | GAINESVILLE | C | BOTH | MUNICIPAL | 225 | CITY |  | Y | 2020 | 2020 | 0 | 3714000 | 3714000 | 5481000 | 1767000 | 1767000 | 50280000 | 30 | 2640 | WOODBINE WSC | C | WUG | MUNICIPAL | 4403 | UTILITY | C | 49 | COOKE | 0 | 40 | 81 | 120 | 170 | 232 | N
772 | CORYELL COUNTY RESERVOIR (BRA SYSTEM) | Coryell County Reservoir (BRA System) | G | 6 | NEW SURFACE WATER OR NEW GROUNDWATER SOURCE | 4 | NEW MAJOR RESERVOIR | 6 | OTHER INFRASTRUCTURE |  | 2111 | 4362 | CORYELL COUNTY LAKE/RESERVOIR | G | 999 | RESERVOIR | 12 | BRAZOS | 0 | SURFACE WATER | 1 | NO WATER QUALITY IMPROVEMENTS |  | 2193 | 1 | Coryell County Reservoir (BRA System) | 14 | BRAZOS RIVER AUTHORITY | G | WWP | WWP | N/A | N/A |  | N | 2020 | 2020 | 0 | 3389000 | 3389000 | 2351000 | 2351000 | 651000 | 37489000 | 40 | 14 | BRAZOS RIVER AUTHORITY - FUTURE CUSTOMER/SURPLUS SUPPLY | G | WWP | MUNICIPAL | N/A | N/A | G | 155 | MCLENNAN | 0 | 3365 | 0 | 0 | 0 | 0 | N
772 | CORYELL COUNTY RESERVOIR (BRA SYSTEM) | Coryell County Reservoir (BRA System) | G | 6 | NEW SURFACE WATER OR NEW GROUNDWATER SOURCE | 4 | NEW MAJOR RESERVOIR | 6 | OTHER INFRASTRUCTURE |  | 2111 | 4362 | CORYELL COUNTY LAKE/RESERVOIR | G | 999 | RESERVOIR | 12 | BRAZOS | 0 | SURFACE WATER | 1 | NO WATER QUALITY IMPROVEMENTS |  | 2193 | 1 | Coryell County Reservoir (BRA System) | 14 | BRAZOS RIVER AUTHORITY | G | WWP | WWP | N/A | N/A |  | N | 2030 | 2030 | 0 | 3389000 | 3389000 | 2351000 | 2351000 | 651000 | 37489000 | 40 | 461 | COUNTY-OTHER, CORYELL | G | WUG | MUNICIPAL | 757 | COUNTY-OTHER | G | 50 | CORYELL | 0 | 0 | 1865 | 1865 | 1865 | 1865 | N
772 | CORYELL COUNTY RESERVOIR (BRA SYSTEM) | Coryell County Reservoir (BRA System) | G | 6 | NEW SURFACE WATER OR NEW GROUNDWATER SOURCE | 4 | NEW MAJOR RESERVOIR | 6 | OTHER INFRASTRUCTURE |  | 2111 | 4362 | CORYELL COUNTY LAKE/RESERVOIR | G | 999 | RESERVOIR | 12 | BRAZOS | 0 | SURFACE WATER | 1 | NO WATER QUALITY IMPROVEMENTS |  | 2193 | 1 | Coryell County Reservoir (BRA System) | 14 | BRAZOS RIVER AUTHORITY | G | WWP | WWP | N/A | N/A |  | N | 2030 | 2030 | 0 | 3389000 | 3389000 | 2351000 | 2351000 | 651000 | 37489000 | 40 | 832 | GATESVILLE | G | WUG | MUNICIPAL | 232 | CITY | G | 50 | CORYELL | 0 | 0 | 1500 | 1500 | 1500 | 1500 | N
772 | CORYELL COUNTY RESERVOIR (BRA SYSTEM) | Coryell County Reservoir (BRA System) | G | 6 | NEW SURFACE WATER OR NEW GROUNDWATER SOURCE | 4 | NEW MAJOR RESERVOIR | 6 | OTHER INFRASTRUCTURE |  | 2111 | 4362 | CORYELL COUNTY LAKE/RESERVOIR | G | 999 | RESERVOIR | 12 | BRAZOS | 0 | SURFACE WATER | 1 | NO WATER QUALITY IMPROVEMENTS |  | 2193 | 1 | Coryell County Reservoir (BRA System) | 461 | COUNTY-OTHER, CORYELL | G | WUG | MUNICIPAL | 757 | COUNTY-OTHER |  | N | 2030 | 2030 | 0 | 0 | 5308000 | 5308000 | 2837000 | 2837000 | 7868834 | 40 | 461 | COUNTY-OTHER, CORYELL | G | WUG | MUNICIPAL | 757 | COUNTY-OTHER | G | 50 | CORYELL | 0 | 0 | 1865 | 1865 | 1865 | 1865 | Y
772 | CORYELL COUNTY RESERVOIR (BRA SYSTEM) | Coryell County Reservoir (BRA System) | G | 6 | NEW SURFACE WATER OR NEW GROUNDWATER SOURCE | 4 | NEW MAJOR RESERVOIR | 6 | OTHER INFRASTRUCTURE |  | 2111 | 4362 | CORYELL COUNTY LAKE/RESERVOIR | G | 999 | RESERVOIR | 12 | BRAZOS | 0 | SURFACE WATER | 1 | NO WATER QUALITY IMPROVEMENTS |  | 2193 | 1 | Coryell County Reservoir (BRA System) | 832 | GATESVILLE | G | WUG | MUNICIPAL | 232 | CITY |  | N | 2030 | 2030 | 0 | 0 | 4338000 | 4338000 | 2286000 | 2286000 | 6530166 | 40 | 832 | GATESVILLE | G | WUG | MUNICIPAL | 232 | CITY | G | 50 | CORYELL | 0 | 0 | 1500 | 1500 | 1500 | 1500 | Y
903 | CRMWA ACQUISITION OF WATER RIGHTS | CRMWA acquisition of water rights | A | 5 | EXISTING SOURCE OR EXPANDED USE OF AN EXISTING SOURCE (SURFACE WATER OR GROUNDWATER) | 6 | GROUNDWATER | 1 | NO INFRASTRUCTURE | This strategy is for the acquisition of water rights in Roberts and surrounding counties. | 2441 | 950 | OGALLALA AQUIFER | A | 197 | ROBERTS | 1 | CANADIAN | 1 | GROUNDWATER | 1 | NO WATER QUALITY IMPROVEMENTS |  | 5044 | 1 | CRMWA Roberts County well field | 20 | CANADIAN RIVER MUNICIPAL WATER AUTHORITY | A | WWP | WWP | N/A | N/A | This strategy will add 220,000 acres of water rights for CRMWA Roberts county system. It is assumed that these supplies will replace lost capacity of existing water rights. This strategy is used in conjunction with the CRMWA Roberts County strategy. | N | 2010 | 2020 | 0 | 7690000 | 7690000 | 0 | 0 | 0 | 88200000 | 20 | 20 | CANADIAN RIVER MUNICIPAL WATER AUTHORITY - FUTURE CUSTOMER/SURPLUS SUPPLY | A | WWP | MUNICIPAL | N/A | N/A | A | 117 | HUTCHINSON | 0 | 0 | 0 | 0 | 0 | 0 | N
926 | CRMWA REGION O LOCAL GROUNDWATER DEVELOPMENT | CRMWA Region O local groundwater development | O | 5 | EXISTING SOURCE OR EXPANDED USE OF AN EXISTING SOURCE (SURFACE WATER OR GROUNDWATER) | 6 | GROUNDWATER | 1 | NO INFRASTRUCTURE |  | 2535 | 1801 | OGALLALA AQUIFER | O | 95 | HALE | 12 | BRAZOS | 1 | GROUNDWATER | 1 | NO WATER QUALITY IMPROVEMENTS |  | 2248 | 1 | CRMWA Region O local groundwater development | 20 | CANADIAN RIVER MUNICIPAL WATER AUTHORITY | A | WWP | WWP | N/A | N/A |  | N | 2030 | 2030 | 0 | 0 | 5800000 | 5800000 | 5800000 | 5800000 | 56574000 | 30 | 298 | BROWNFIELD | O | WUG | MUNICIPAL | 79 | CITY | O | 223 | TERRY | 0 | 0 | 4952 | 4688 | 4324 | 3983 | N
926 | CRMWA REGION O LOCAL GROUNDWATER DEVELOPMENT | CRMWA Region O local groundwater development | O | 5 | EXISTING SOURCE OR EXPANDED USE OF AN EXISTING SOURCE (SURFACE WATER OR GROUNDWATER) | 6 | GROUNDWATER | 1 | NO INFRASTRUCTURE |  | 2535 | 1801 | OGALLALA AQUIFER | O | 95 | HALE | 12 | BRAZOS | 1 | GROUNDWATER | 1 | NO WATER QUALITY IMPROVEMENTS |  | 2248 | 1 | CRMWA Region O local groundwater development | 20 | CANADIAN RIVER MUNICIPAL WATER AUTHORITY | A | WWP | WWP | N/A | N/A |  | N | 2030 | 2030 | 0 | 0 | 5800000 | 5800000 | 5800000 | 5800000 | 56574000 | 30 | 1303 | LAMESA | O | WUG | MUNICIPAL | 343 | CITY | O | 58 | DAWSON | 0 | 0 | 4229 | 3836 | 3433 | 3060 | N
926 | CRMWA REGION O LOCAL GROUNDWATER DEVELOPMENT | CRMWA Region O local groundwater development | O | 5 | EXISTING SOURCE OR EXPANDED USE OF AN EXISTING SOURCE (SURFACE WATER OR GROUNDWATER) | 6 | GROUNDWATER | 1 | NO INFRASTRUCTURE |  | 2535 | 1801 | OGALLALA AQUIFER | O | 95 | HALE | 12 | BRAZOS | 1 | GROUNDWATER | 1 | NO WATER QUALITY IMPROVEMENTS |  | 2248 | 1 | CRMWA Region O local groundwater development | 20 | CANADIAN RIVER MUNICIPAL WATER AUTHORITY | A | WWP | WWP | N/A | N/A |  | N | 2030 | 2030 | 0 | 0 | 5800000 | 5800000 | 5800000 | 5800000 | 56574000 | 30 | 1316 | LEVELLAND | O | WUG | MUNICIPAL | 354 | CITY | O | 110 | HOCKLEY | 0 | 0 | 3850 | 3422 | 3009 | 2650 | N
926 | CRMWA REGION O LOCAL GROUNDWATER DEVELOPMENT | CRMWA Region O local groundwater development | O | 5 | EXISTING SOURCE OR EXPANDED USE OF AN EXISTING SOURCE (SURFACE WATER OR GROUNDWATER) | 6 | GROUNDWATER | 1 | NO INFRASTRUCTURE |  | 2535 | 1801 | OGALLALA AQUIFER | O | 95 | HALE | 12 | BRAZOS | 1 | GROUNDWATER | 1 | NO WATER QUALITY IMPROVEMENTS |  | 2248 | 1 | CRMWA Region O local groundwater development | 20 | CANADIAN RIVER MUNICIPAL WATER AUTHORITY | A | WWP | WWP | N/A | N/A |  | N | 2030 | 2030 | 0 | 0 | 5800000 | 5800000 | 5800000 | 5800000 | 56574000 | 30 | 2144 | O'DONNELL | O | WUG | MUNICIPAL | 439 | CITY | O | 153 | LYNN | 0 | 0 | 259 | 229 | 200 | 172 | N
926 | CRMWA REGION O LOCAL GROUNDWATER DEVELOPMENT | CRMWA Region O local groundwater development | O | 5 | EXISTING SOURCE OR EXPANDED USE OF AN EXISTING SOURCE (SURFACE WATER OR GROUNDWATER) | 6 | GROUNDWATER | 1 | NO INFRASTRUCTURE |  | 2535 | 1801 | OGALLALA AQUIFER | O | 95 | HALE | 12 | BRAZOS | 1 | GROUNDWATER | 1 | NO WATER QUALITY IMPROVEMENTS |  | 2248 | 1 | CRMWA Region O local groundwater development | 20 | CANADIAN RIVER MUNICIPAL WATER AUTHORITY | A | WWP | WWP | N/A | N/A |  | N | 2030 | 2030 | 0 | 0 | 5800000 | 5800000 | 5800000 | 5800000 | 56574000 | 30 | 2365 | SLATON | O | WUG | MUNICIPAL | 563 | CITY | O | 152 | LUBBOCK | 0 | 0 | 1414 | 1251 | 1136 | 1051 | N
926 | CRMWA REGION O LOCAL GROUNDWATER DEVELOPMENT | CRMWA Region O local groundwater development | O | 5 | EXISTING SOURCE OR EXPANDED USE OF AN EXISTING SOURCE (SURFACE WATER OR GROUNDWATER) | 6 | GROUNDWATER | 1 | NO INFRASTRUCTURE |  | 2535 | 1801 | OGALLALA AQUIFER | O | 95 | HALE | 12 | BRAZOS | 1 | GROUNDWATER | 1 | NO WATER QUALITY IMPROVEMENTS |  | 2248 | 1 | CRMWA Region O local groundwater development | 20 | CANADIAN RIVER MUNICIPAL WATER AUTHORITY | A | WWP | WWP | N/A | N/A |  | N | 2030 | 2030 | 0 | 0 | 5800000 | 5800000 | 5800000 | 5800000 | 56574000 | 30 | 2505 | TAHOKA | O | WUG | MUNICIPAL | 594 | CITY | O | 153 | LYNN | 0 | 0 | 796 | 704 | 615 | 529 | N
816 | CRMWA ROBERTS COUNTY WELL FIELD | CRMWA Roberts County well field | A | 5 | EXISTING SOURCE OR EXPANDED USE OF AN EXISTING SOURCE (SURFACE WATER OR GROUNDWATER) | 6 | GROUNDWATER | 6 | OTHER INFRASTRUCTURE |  | 2287 | 950 | OGALLALA AQUIFER | A | 197 | ROBERTS | 1 | CANADIAN | 1 | GROUNDWATER | 1 | NO WATER QUALITY IMPROVEMENTS |  | 5044 | 1 | CRMWA Roberts County well field | 20 | CANADIAN RIVER MUNICIPAL WATER AUTHORITY | A | WWP | WWP | N/A | N/A |  | N | 2030 | 2030 | 0 | 0 | 3586000 | 3586000 | 1683000 | 1683000 | 21824000 | 20 | 20 | CANADIAN RIVER MUNICIPAL WATER AUTHORITY - FUTURE CUSTOMER/SURPLUS SUPPLY | A | WWP | MUNICIPAL | N/A | N/A | A | 117 | HUTCHINSON | 0 | 0 | 15000 | 15000 | 15000 | 15000 | N
129 | CRWA SIESTA PROJECT | CRWA Siesta project | L | 8 | REUSE | 7 | REUSE | 6 | OTHER INFRASTRUCTURE |  | 554 | 1883 | DIRECT REUSE | L | 15 | BEXAR | 19 | SAN ANTONIO | 2 | REUSE | 1 | NO WATER QUALITY IMPROVEMENTS |  | 3284 | 1 | CRWA Siesta project | 21 | CANYON REGIONAL WATER AUTHORITY | L | WWP | WWP | N/A | N/A |  | N | 2050 | 2050 | 0 | 0 | 1421000 | 5134211 | 1795709 | 1795709 | 38328770 | 20 | 21 | CANYON REGIONAL WATER AUTHORITY - FUTURE CUSTOMER/SURPLUS SUPPLY | L | WWP | MUNICIPAL | N/A | N/A | L | 94 | GUADALUPE | 0 | 0 | 0 | 0 | 238 | 0 | N
129 | CRWA SIESTA PROJECT | CRWA Siesta project | L | 8 | REUSE | 7 | REUSE | 6 | OTHER INFRASTRUCTURE |  | 554 | 1883 | DIRECT REUSE | L | 15 | BEXAR | 19 | SAN ANTONIO | 2 | REUSE | 1 | NO WATER QUALITY IMPROVEMENTS |  | 3284 | 1 | CRWA Siesta project | 21 | CANYON REGIONAL WATER AUTHORITY | L | WWP | WWP | N/A | N/A |  | N | 2050 | 2050 | 0 | 0 | 1421000 | 5134211 | 1795709 | 1795709 | 38328770 | 20 | 355 | CIBOLO | L | WUG | MUNICIPAL | 763 | CITY | L | 94 | GUADALUPE | 0 | 0 | 0 | 0 | 326 | 326 | N
129 | CRWA SIESTA PROJECT | CRWA Siesta project | L | 8 | REUSE | 7 | REUSE | 6 | OTHER INFRASTRUCTURE |  | 554 | 1883 | DIRECT REUSE | L | 15 | BEXAR | 19 | SAN ANTONIO | 2 | REUSE | 1 | NO WATER QUALITY IMPROVEMENTS |  | 3284 | 1 | CRWA Siesta project | 21 | CANYON REGIONAL WATER AUTHORITY | L | WWP | WWP | N/A | N/A |  | N | 2010 | 2030 | 0 | 0 | 1421000 | 5134211 | 1795709 | 1795709 | 38328770 | 20 | 729 | EAST CENTRAL WSC | L | WUG | MUNICIPAL | 4095 | UTILITY | L | 94 | GUADALUPE | 0 | 0 | 0 | 0 | 0 | 0 | N
129 | CRWA SIESTA PROJECT | CRWA Siesta project | L | 8 | REUSE | 7 | REUSE | 6 | OTHER INFRASTRUCTURE |  | 554 | 1883 | DIRECT REUSE | L | 15 | BEXAR | 19 | SAN ANTONIO | 2 | REUSE | 1 | NO WATER QUALITY IMPROVEMENTS |  | 3284 | 1 | CRWA Siesta project | 21 | CANYON REGIONAL WATER AUTHORITY | L | WWP | WWP | N/A | N/A |  | N | 2030 | 2030 | 0 | 0 | 1421000 | 5134211 | 1795709 | 1795709 | 38328770 | 20 | 861 | GREEN VALLEY SUD | L | WUG | MUNICIPAL | 4144 | UTILITY | L | 94 | GUADALUPE | 0 | 0 | 1000 | 3549 | 2985 | 3223 | N
129 | CRWA SIESTA PROJECT | CRWA Siesta project | L | 8 | REUSE | 7 | REUSE | 6 | OTHER INFRASTRUCTURE |  | 554 | 1883 | DIRECT REUSE | L | 15 | BEXAR | 19 | SAN ANTONIO | 2 | REUSE | 1 | NO WATER QUALITY IMPROVEMENTS |  | 3284 | 1 | CRWA Siesta project | 355 | CIBOLO | L | WUG | MUNICIPAL | 763 | CITY |  | N | 2050 | 2050 | 0 | 0 | 0 | 0 | 146048 | 141158 | 0 | 0 | 355 | CIBOLO | L | WUG | MUNICIPAL | 763 | CITY | L | 94 | GUADALUPE | 0 | 0 | 0 | 0 | 326 | 326 | Y
129 | CRWA SIESTA PROJECT | CRWA Siesta project | L | 8 | REUSE | 7 | REUSE | 6 | OTHER INFRASTRUCTURE |  | 554 | 1883 | DIRECT REUSE | L | 15 | BEXAR | 19 | SAN ANTONIO | 2 | REUSE | 1 | NO WATER QUALITY IMPROVEMENTS |  | 3284 | 1 | CRWA Siesta project | 861 | GREEN VALLEY SUD | L | WUG | MUNICIPAL | 4144 | UTILITY |  | N | 2030 | 2030 | 0 | 0 | 1068000 | 2530437 | 1337280 | 1395559 | 0 | 0 | 861 | GREEN VALLEY SUD | L | WUG | MUNICIPAL | 4144 | UTILITY | L | 94 | GUADALUPE | 0 | 0 | 1000 | 3549 | 2985 | 3223 | Y
129 | CRWA SIESTA PROJECT | CRWA Siesta project | L | 8 | REUSE | 7 | REUSE | 6 | OTHER INFRASTRUCTURE |  | 2176 | 4392 | SAN ANTONIO RIVER RUN-OF-RIVER | L | 247 | WILSON | 19 | SAN ANTONIO | 0 | SURFACE WATER | 1 | NO WATER QUALITY IMPROVEMENTS | CAPITAL COSTS SHOWN ON OTHER SOURCE | 3284 | 1 | CRWA Siesta project | 21 | CANYON REGIONAL WATER AUTHORITY | L | WWP | WWP | N/A | N/A |  | Y | 2050 | 2050 | 0 | 0 | 0 | 2030471 | 710165 | 710165 | 15152230 | 20 | 21 | CANYON REGIONAL WATER AUTHORITY - FUTURE CUSTOMER/SURPLUS SUPPLY | L | WWP | MUNICIPAL | N/A | N/A | L | 94 | GUADALUPE | 0 | 0 | 0 | 0 | 1093 | 831 | N
129 | CRWA SIESTA PROJECT | CRWA Siesta project | L | 8 | REUSE | 7 | REUSE | 6 | OTHER INFRASTRUCTURE |  | 2176 | 4392 | SAN ANTONIO RIVER RUN-OF-RIVER | L | 247 | WILSON | 19 | SAN ANTONIO | 0 | SURFACE WATER | 1 | NO WATER QUALITY IMPROVEMENTS | CAPITAL COSTS SHOWN ON OTHER SOURCE | 3284 | 1 | CRWA Siesta project | 21 | CANYON REGIONAL WATER AUTHORITY | L | WWP | WWP | N/A | N/A |  | Y | 2040 | 2040 | 0 | 0 | 0 | 2030471 | 710165 | 710165 | 15152230 | 20 | 861 | GREEN VALLEY SUD | L | WUG | MUNICIPAL | 4144 | UTILITY | L | 94 | GUADALUPE | 0 | 0 | 0 | 1446 | 0 | 262 | N
129 | CRWA SIESTA PROJECT | CRWA Siesta project | L | 8 | REUSE | 7 | REUSE | 6 | OTHER INFRASTRUCTURE |  | 2176 | 4392 | SAN ANTONIO RIVER RUN-OF-RIVER | L | 247 | WILSON | 19 | SAN ANTONIO | 0 | SURFACE WATER | 1 | NO WATER QUALITY IMPROVEMENTS | CAPITAL COSTS SHOWN ON OTHER SOURCE | 3284 | 1 | CRWA Siesta project | 21 | CANYON REGIONAL WATER AUTHORITY | L | WWP | WWP | N/A | N/A |  | Y | 2040 | 2040 | 0 | 0 | 0 | 2030471 | 710165 | 710165 | 15152230 | 20 | 1800 | MARION | L | WUG | MUNICIPAL | 908 | CITY | L | 94 | GUADALUPE | 0 | 0 | 0 | 47 | 400 | 400 | N
129 | CRWA SIESTA PROJECT | CRWA Siesta project | L | 8 | REUSE | 7 | REUSE | 6 | OTHER INFRASTRUCTURE |  | 2176 | 4392 | SAN ANTONIO RIVER RUN-OF-RIVER | L | 247 | WILSON | 19 | SAN ANTONIO | 0 | SURFACE WATER | 1 | NO WATER QUALITY IMPROVEMENTS | CAPITAL COSTS SHOWN ON OTHER SOURCE | 3284 | 1 | CRWA Siesta project | 861 | GREEN VALLEY SUD | L | WUG | MUNICIPAL | 4144 | UTILITY |  | Y | 2040 | 2040 | 0 | 0 | 0 | 1030998 | 0 | 113446 | 0 | 0 | 861 | GREEN VALLEY SUD | L | WUG | MUNICIPAL | 4144 | UTILITY | L | 94 | GUADALUPE | 0 | 0 | 0 | 1446 | 0 | 262 | Y
129 | CRWA SIESTA PROJECT | CRWA Siesta project | L | 8 | REUSE | 7 | REUSE | 6 | OTHER INFRASTRUCTURE |  | 2176 | 4392 | SAN ANTONIO RIVER RUN-OF-RIVER | L | 247 | WILSON | 19 | SAN ANTONIO | 0 | SURFACE WATER | 1 | NO WATER QUALITY IMPROVEMENTS | CAPITAL COSTS SHOWN ON OTHER SOURCE | 3284 | 1 | CRWA Siesta project | 1800 | MARION | L | WUG | MUNICIPAL | 908 | CITY |  | N | 2040 | 2040 | 0 | 0 | 0 | 33511 | 179200 | 173200 | 0 | 0 | 1800 | MARION | L | WUG | MUNICIPAL | 908 | CITY | L | 94 | GUADALUPE | 0 | 0 | 0 | 47 | 400 | 400 | Y
793 | CRWA WELLS RANCH PROJECT PHASE I | CRWA Wells Ranch project Phase I | L | 5 | EXISTING SOURCE OR EXPANDED USE OF AN EXISTING SOURCE (SURFACE WATER OR GROUNDWATER) | 6 | GROUNDWATER | 6 | OTHER INFRASTRUCTURE | COST DATA NOT DEVELOPED FOR THIS PROJECT. | 2170 | 1655 | CARRIZO-WILCOX AQUIFER | L | 89 | GONZALES | 18 | GUADALUPE | 1 | GROUNDWATER | 1 | NO WATER QUALITY IMPROVEMENTS |  | 6143 | 1 | CRWA Wells Ranch project Phase I | 11 | BEXAR MET WATER DISTRICT | L | BOTH | MUNICIPAL | 4018 | UTILITY |  | N | 2010 | 2010 | 2030000 | 5720000 | 5553600 | 3707600 | 2329600 | 2251600 | 0 | 0 | 126 | SAN ANTONIO | L | WUG | MUNICIPAL | 530 | CITY | L | 15 | BEXAR | 2800 | 5200 | 5200 | 5200 | 5200 | 5200 | Y
793 | CRWA WELLS RANCH PROJECT PHASE I | CRWA Wells Ranch project Phase I | L | 5 | EXISTING SOURCE OR EXPANDED USE OF AN EXISTING SOURCE (SURFACE WATER OR GROUNDWATER) | 6 | GROUNDWATER | 6 | OTHER INFRASTRUCTURE | COST DATA NOT DEVELOPED FOR THIS PROJECT. | 2170 | 1655 | CARRIZO-WILCOX AQUIFER | L | 89 | GONZALES | 18 | GUADALUPE | 1 | GROUNDWATER | 1 | NO WATER QUALITY IMPROVEMENTS |  | 6143 | 1 | CRWA Wells Ranch project Phase I | 21 | CANYON REGIONAL WATER AUTHORITY | L | WWP | WWP | N/A | N/A |  | N | 2010 | 2010 | 0 | 0 | 0 | 0 | 0 | 0 | 0 | 0 | 355 | CIBOLO | L | WUG | MUNICIPAL | 763 | CITY | L | 94 | GUADALUPE | 700 | 0 | 0 | 0 | 0 | 0 | N
793 | CRWA WELLS RANCH PROJECT PHASE I | CRWA Wells Ranch project Phase I | L | 5 | EXISTING SOURCE OR EXPANDED USE OF AN EXISTING SOURCE (SURFACE WATER OR GROUNDWATER) | 6 | GROUNDWATER | 6 | OTHER INFRASTRUCTURE | COST DATA NOT DEVELOPED FOR THIS PROJECT. | 2170 | 1655 | CARRIZO-WILCOX AQUIFER | L | 89 | GONZALES | 18 | GUADALUPE | 1 | GROUNDWATER | 1 | NO WATER QUALITY IMPROVEMENTS |  | 6143 | 1 | CRWA Wells Ranch project Phase I | 21 | CANYON REGIONAL WATER AUTHORITY | L | WWP | WWP | N/A | N/A |  | N | 2010 | 2010 | 0 | 0 | 0 | 0 | 0 | 0 | 0 | 0 | 681 | CRYSTAL CLEAR WSC | L | WUG | MUNICIPAL | 4080 | UTILITY | L | 46 | COMAL | 433 | 0 | 0 | 0 | 0 | 0 | N
793 | CRWA WELLS RANCH PROJECT PHASE I | CRWA Wells Ranch project Phase I | L | 5 | EXISTING SOURCE OR EXPANDED USE OF AN EXISTING SOURCE (SURFACE WATER OR GROUNDWATER) | 6 | GROUNDWATER | 6 | OTHER INFRASTRUCTURE | COST DATA NOT DEVELOPED FOR THIS PROJECT. | 2170 | 1655 | CARRIZO-WILCOX AQUIFER | L | 89 | GONZALES | 18 | GUADALUPE | 1 | GROUNDWATER | 1 | NO WATER QUALITY IMPROVEMENTS |  | 6143 | 1 | CRWA Wells Ranch project Phase I | 21 | CANYON REGIONAL WATER AUTHORITY | L | WWP | WWP | N/A | N/A |  | N | 2010 | 2010 | 0 | 0 | 0 | 0 | 0 | 0 | 0 | 0 | 681 | CRYSTAL CLEAR WSC | L | WUG | MUNICIPAL | 4080 | UTILITY | L | 94 | GUADALUPE | 433 | 0 | 0 | 0 | 0 | 0 | N
793 | CRWA WELLS RANCH PROJECT PHASE I | CRWA Wells Ranch project Phase I | L | 5 | EXISTING SOURCE OR EXPANDED USE OF AN EXISTING SOURCE (SURFACE WATER OR GROUNDWATER) | 6 | GROUNDWATER | 6 | OTHER INFRASTRUCTURE | COST DATA NOT DEVELOPED FOR THIS PROJECT. | 2170 | 1655 | CARRIZO-WILCOX AQUIFER | L | 89 | GONZALES | 18 | GUADALUPE | 1 | GROUNDWATER | 1 | NO WATER QUALITY IMPROVEMENTS |  | 6143 | 1 | CRWA Wells Ranch project Phase I | 21 | CANYON REGIONAL WATER AUTHORITY | L | WWP | WWP | N/A | N/A |  | N | 2010 | 2010 | 0 | 0 | 0 | 0 | 0 | 0 | 0 | 0 | 681 | CRYSTAL CLEAR WSC | L | WUG | MUNICIPAL | 4080 | UTILITY | L | 105 | HAYS | 434 | 0 | 0 | 0 | 0 | 0 | N
793 | CRWA WELLS RANCH PROJECT PHASE I | CRWA Wells Ranch project Phase I | L | 5 | EXISTING SOURCE OR EXPANDED USE OF AN EXISTING SOURCE (SURFACE WATER OR GROUNDWATER) | 6 | GROUNDWATER | 6 | OTHER INFRASTRUCTURE | COST DATA NOT DEVELOPED FOR THIS PROJECT. | 2170 | 1655 | CARRIZO-WILCOX AQUIFER | L | 89 | GONZALES | 18 | GUADALUPE | 1 | GROUNDWATER | 1 | NO WATER QUALITY IMPROVEMENTS |  | 6143 | 1 | CRWA Wells Ranch project Phase I | 21 | CANYON REGIONAL WATER AUTHORITY | L | WWP | WWP | N/A | N/A |  | N | 2010 | 2010 | 0 | 0 | 0 | 0 | 0 | 0 | 0 | 0 | 1283 | LA VERNIA | L | WUG | MUNICIPAL | 897 | CITY | L | 247 | WILSON | 400 | 0 | 0 | 0 | 0 | 0 | N
793 | CRWA WELLS RANCH PROJECT PHASE I | CRWA Wells Ranch project Phase I | L | 5 | EXISTING SOURCE OR EXPANDED USE OF AN EXISTING SOURCE (SURFACE WATER OR GROUNDWATER) | 6 | GROUNDWATER | 6 | OTHER INFRASTRUCTURE | COST DATA NOT DEVELOPED FOR THIS PROJECT. | 2170 | 1655 | CARRIZO-WILCOX AQUIFER | L | 89 | GONZALES | 18 | GUADALUPE | 1 | GROUNDWATER | 1 | NO WATER QUALITY IMPROVEMENTS |  | 6143 | 1 | CRWA Wells Ranch project Phase I | 21 | CANYON REGIONAL WATER AUTHORITY | L | WWP | WWP | N/A | N/A |  | N | 2010 | 2010 | 0 | 0 | 0 | 0 | 0 | 0 | 0 | 0 | 126 | SAN ANTONIO | L | WUG | MUNICIPAL | 530 | CITY | L | 15 | BEXAR | 2800 | 5200 | 5200 | 5200 | 5200 | 5200 | N
793 | CRWA WELLS RANCH PROJECT PHASE I | CRWA Wells Ranch project Phase I | L | 5 | EXISTING SOURCE OR EXPANDED USE OF AN EXISTING SOURCE (SURFACE WATER OR GROUNDWATER) | 6 | GROUNDWATER | 6 | OTHER INFRASTRUCTURE | COST DATA NOT DEVELOPED FOR THIS PROJECT. | 2170 | 1655 | CARRIZO-WILCOX AQUIFER | L | 89 | GONZALES | 18 | GUADALUPE | 1 | GROUNDWATER | 1 | NO WATER QUALITY IMPROVEMENTS |  | 6143 | 1 | CRWA Wells Ranch project Phase I | 355 | CIBOLO | L | WUG | MUNICIPAL | 763 | CITY |  | N | 2010 | 2010 | 507500 | 0 | 0 | 0 | 0 | 0 | 0 | 0 | 355 | CIBOLO | L | WUG | MUNICIPAL | 763 | CITY | L | 94 | GUADALUPE | 700 | 0 | 0 | 0 | 0 | 0 | Y
793 | CRWA WELLS RANCH PROJECT PHASE I | CRWA Wells Ranch project Phase I | L | 5 | EXISTING SOURCE OR EXPANDED USE OF AN EXISTING SOURCE (SURFACE WATER OR GROUNDWATER) | 6 | GROUNDWATER | 6 | OTHER INFRASTRUCTURE | COST DATA NOT DEVELOPED FOR THIS PROJECT. | 2170 | 1655 | CARRIZO-WILCOX AQUIFER | L | 89 | GONZALES | 18 | GUADALUPE | 1 | GROUNDWATER | 1 | NO WATER QUALITY IMPROVEMENTS |  | 6143 | 1 | CRWA Wells Ranch project Phase I | 681 | CRYSTAL CLEAR WSC | L | WUG | MUNICIPAL | 4080 | UTILITY |  | N | 2010 | 2010 | 942500 | 0 | 0 | 0 | 0 | 0 | 0 | 0 | 681 | CRYSTAL CLEAR WSC | L | WUG | MUNICIPAL | 4080 | UTILITY | L | 46 | COMAL | 433 | 0 | 0 | 0 | 0 | 0 | Y
793 | CRWA WELLS RANCH PROJECT PHASE I | CRWA Wells Ranch project Phase I | L | 5 | EXISTING SOURCE OR EXPANDED USE OF AN EXISTING SOURCE (SURFACE WATER OR GROUNDWATER) | 6 | GROUNDWATER | 6 | OTHER INFRASTRUCTURE | COST DATA NOT DEVELOPED FOR THIS PROJECT. | 2170 | 1655 | CARRIZO-WILCOX AQUIFER | L | 89 | GONZALES | 18 | GUADALUPE | 1 | GROUNDWATER | 1 | NO WATER QUALITY IMPROVEMENTS |  | 6143 | 1 | CRWA Wells Ranch project Phase I | 681 | CRYSTAL CLEAR WSC | L | WUG | MUNICIPAL | 4080 | UTILITY |  | N | 2010 | 2010 | 942500 | 0 | 0 | 0 | 0 | 0 | 0 | 0 | 681 | CRYSTAL CLEAR WSC | L | WUG | MUNICIPAL | 4080 | UTILITY | L | 94 | GUADALUPE | 433 | 0 | 0 | 0 | 0 | 0 | Y
793 | CRWA WELLS RANCH PROJECT PHASE I | CRWA Wells Ranch project Phase I | L | 5 | EXISTING SOURCE OR EXPANDED USE OF AN EXISTING SOURCE (SURFACE WATER OR GROUNDWATER) | 6 | GROUNDWATER | 6 | OTHER INFRASTRUCTURE | COST DATA NOT DEVELOPED FOR THIS PROJECT. | 2170 | 1655 | CARRIZO-WILCOX AQUIFER | L | 89 | GONZALES | 18 | GUADALUPE | 1 | GROUNDWATER | 1 | NO WATER QUALITY IMPROVEMENTS |  | 6143 | 1 | CRWA Wells Ranch project Phase I | 681 | CRYSTAL CLEAR WSC | L | WUG | MUNICIPAL | 4080 | UTILITY |  | N | 2010 | 2010 | 942500 | 0 | 0 | 0 | 0 | 0 | 0 | 0 | 681 | CRYSTAL CLEAR WSC | L | WUG | MUNICIPAL | 4080 | UTILITY | L | 105 | HAYS | 434 | 0 | 0 | 0 | 0 | 0 | Y
793 | CRWA WELLS RANCH PROJECT PHASE I | CRWA Wells Ranch project Phase I | L | 5 | EXISTING SOURCE OR EXPANDED USE OF AN EXISTING SOURCE (SURFACE WATER OR GROUNDWATER) | 6 | GROUNDWATER | 6 | OTHER INFRASTRUCTURE | COST DATA NOT DEVELOPED FOR THIS PROJECT. | 2170 | 1655 | CARRIZO-WILCOX AQUIFER | L | 89 | GONZALES | 18 | GUADALUPE | 1 | GROUNDWATER | 1 | NO WATER QUALITY IMPROVEMENTS |  | 6143 | 1 | CRWA Wells Ranch project Phase I | 1283 | LA VERNIA | L | WUG | MUNICIPAL | 897 | CITY |  | N | 2010 | 2010 | 290000 | 0 | 0 | 0 | 0 | 0 | 0 | 0 | 1283 | LA VERNIA | L | WUG | MUNICIPAL | 897 | CITY | L | 247 | WILSON | 400 | 0 | 0 | 0 | 0 | 0 | Y
794 | CRWA WELLS RANCH PROJECT PHASE II (INCL. GONZALES CO.) | CRWA Wells Ranch project Phase II (including Gonzales County) | L | 5 | EXISTING SOURCE OR EXPANDED USE OF AN EXISTING SOURCE (SURFACE WATER OR GROUNDWATER) | 6 | GROUNDWATER | 6 | OTHER INFRASTRUCTURE |  | 2171 | 1657 | CARRIZO-WILCOX AQUIFER | L | 94 | GUADALUPE | 18 | GUADALUPE | 1 | GROUNDWATER | 1 | NO WATER QUALITY IMPROVEMENTS |  | 6144 | 1 | CRWA Wells Ranch project Phase II (including Gonzales County) | 11 | BEXAR MET WATER DISTRICT | L | BOTH | MUNICIPAL | 4018 | UTILITY | NO CAPITAL COST ASSOCIATED WITH THIS WWP. CAPITAL COST PAID BY CANYON REGIONAL WATER AUTHORITY. | N | 2020 | 2020 | 0 | 3355000 | 3257400 | 2174650 | 1366400 | 1320650 | 0 | 0 | 126 | SAN ANTONIO | L | WUG | MUNICIPAL | 530 | CITY | L | 15 | BEXAR | 0 | 3050 | 3050 | 3050 | 3050 | 3050 | Y
794 | CRWA WELLS RANCH PROJECT PHASE II (INCL. GONZALES CO.) | CRWA Wells Ranch project Phase II (including Gonzales County) | L | 5 | EXISTING SOURCE OR EXPANDED USE OF AN EXISTING SOURCE (SURFACE WATER OR GROUNDWATER) | 6 | GROUNDWATER | 6 | OTHER INFRASTRUCTURE |  | 2171 | 1657 | CARRIZO-WILCOX AQUIFER | L | 94 | GUADALUPE | 18 | GUADALUPE | 1 | GROUNDWATER | 1 | NO WATER QUALITY IMPROVEMENTS |  | 6144 | 1 | CRWA Wells Ranch project Phase II (including Gonzales County) | 21 | CANYON REGIONAL WATER AUTHORITY | L | WWP | WWP | N/A | N/A |  | N | 2010 | 2010 | 4205000 | 4205000 | 1160000 | 1160000 | 1160000 | 1160000 | 34910000 | 20 | 21 | CANYON REGIONAL WATER AUTHORITY - FUTURE CUSTOMER/SURPLUS SUPPLY | L | WWP | MUNICIPAL | N/A | N/A | L | 94 | GUADALUPE | 4504 | 1174 | 0 | 0 | 0 | 0 | N
794 | CRWA WELLS RANCH PROJECT PHASE II (INCL. GONZALES CO.) | CRWA Wells Ranch project Phase II (including Gonzales County) | L | 5 | EXISTING SOURCE OR EXPANDED USE OF AN EXISTING SOURCE (SURFACE WATER OR GROUNDWATER) | 6 | GROUNDWATER | 6 | OTHER INFRASTRUCTURE |  | 2171 | 1657 | CARRIZO-WILCOX AQUIFER | L | 94 | GUADALUPE | 18 | GUADALUPE | 1 | GROUNDWATER | 1 | NO WATER QUALITY IMPROVEMENTS |  | 6144 | 1 | CRWA Wells Ranch project Phase II (including Gonzales County) | 21 | CANYON REGIONAL WATER AUTHORITY | L | WWP | WWP | N/A | N/A |  | N | 2020 | 2020 | 4205000 | 4205000 | 1160000 | 1160000 | 1160000 | 1160000 | 34910000 | 20 | 355 | CIBOLO | L | WUG | MUNICIPAL | 763 | CITY | L | 94 | GUADALUPE | 0 | 980 | 2054 | 1854 | 1854 | 1854 | N
794 | CRWA WELLS RANCH PROJECT PHASE II (INCL. GONZALES CO.) | CRWA Wells Ranch project Phase II (including Gonzales County) | L | 5 | EXISTING SOURCE OR EXPANDED USE OF AN EXISTING SOURCE (SURFACE WATER OR GROUNDWATER) | 6 | GROUNDWATER | 6 | OTHER INFRASTRUCTURE |  | 2171 | 1657 | CARRIZO-WILCOX AQUIFER | L | 94 | GUADALUPE | 18 | GUADALUPE | 1 | GROUNDWATER | 1 | NO WATER QUALITY IMPROVEMENTS |  | 6144 | 1 | CRWA Wells Ranch project Phase II (including Gonzales County) | 21 | CANYON REGIONAL WATER AUTHORITY | L | WWP | WWP | N/A | N/A |  | N | 2010 | 2010 | 4205000 | 4205000 | 1160000 | 1160000 | 1160000 | 1160000 | 34910000 | 20 | 861 | GREEN VALLEY SUD | L | WUG | MUNICIPAL | 4144 | UTILITY | L | 15 | BEXAR | 175 | 0 | 0 | 0 | 0 | 0 | N
794 | CRWA WELLS RANCH PROJECT PHASE II (INCL. GONZALES CO.) | CRWA Wells Ranch project Phase II (including Gonzales County) | L | 5 | EXISTING SOURCE OR EXPANDED USE OF AN EXISTING SOURCE (SURFACE WATER OR GROUNDWATER) | 6 | GROUNDWATER | 6 | OTHER INFRASTRUCTURE |  | 2171 | 1657 | CARRIZO-WILCOX AQUIFER | L | 94 | GUADALUPE | 18 | GUADALUPE | 1 | GROUNDWATER | 1 | NO WATER QUALITY IMPROVEMENTS |  | 6144 | 1 | CRWA Wells Ranch project Phase II (including Gonzales County) | 21 | CANYON REGIONAL WATER AUTHORITY | L | WWP | WWP | N/A | N/A |  | N | 2010 | 2010 | 4205000 | 4205000 | 1160000 | 1160000 | 1160000 | 1160000 | 34910000 | 20 | 861 | GREEN VALLEY SUD | L | WUG | MUNICIPAL | 4144 | UTILITY | L | 46 | COMAL | 175 | 0 | 0 | 0 | 0 | 0 | N
794 | CRWA WELLS RANCH PROJECT PHASE II (INCL. GONZALES CO.) | CRWA Wells Ranch project Phase II (including Gonzales County) | L | 5 | EXISTING SOURCE OR EXPANDED USE OF AN EXISTING SOURCE (SURFACE WATER OR GROUNDWATER) | 6 | GROUNDWATER | 6 | OTHER INFRASTRUCTURE |  | 2171 | 1657 | CARRIZO-WILCOX AQUIFER | L | 94 | GUADALUPE | 18 | GUADALUPE | 1 | GROUNDWATER | 1 | NO WATER QUALITY IMPROVEMENTS |  | 6144 | 1 | CRWA Wells Ranch project Phase II (including Gonzales County) | 21 | CANYON REGIONAL WATER AUTHORITY | L | WWP | WWP | N/A | N/A |  | N | 2010 | 2010 | 4205000 | 4205000 | 1160000 | 1160000 | 1160000 | 1160000 | 34910000 | 20 | 861 | GREEN VALLEY SUD | L | WUG | MUNICIPAL | 4144 | UTILITY | L | 94 | GUADALUPE | 350 | 0 | 0 | 0 | 0 | 0 | N
794 | CRWA WELLS RANCH PROJECT PHASE II (INCL. GONZALES CO.) | CRWA Wells Ranch project Phase II (including Gonzales County) | L | 5 | EXISTING SOURCE OR EXPANDED USE OF AN EXISTING SOURCE (SURFACE WATER OR GROUNDWATER) | 6 | GROUNDWATER | 6 | OTHER INFRASTRUCTURE |  | 2171 | 1657 | CARRIZO-WILCOX AQUIFER | L | 94 | GUADALUPE | 18 | GUADALUPE | 1 | GROUNDWATER | 1 | NO WATER QUALITY IMPROVEMENTS |  | 6144 | 1 | CRWA Wells Ranch project Phase II (including Gonzales County) | 21 | CANYON REGIONAL WATER AUTHORITY | L | WWP | WWP | N/A | N/A |  | N | 2010 | 2010 | 4205000 | 4205000 | 1160000 | 1160000 | 1160000 | 1160000 | 34910000 | 20 | 1800 | MARION | L | WUG | MUNICIPAL | 908 | CITY | L | 94 | GUADALUPE | 100 | 200 | 0 | 0 | 0 | 0 | N
794 | CRWA WELLS RANCH PROJECT PHASE II (INCL. GONZALES CO.) | CRWA Wells Ranch project Phase II (including Gonzales County) | L | 5 | EXISTING SOURCE OR EXPANDED USE OF AN EXISTING SOURCE (SURFACE WATER OR GROUNDWATER) | 6 | GROUNDWATER | 6 | OTHER INFRASTRUCTURE |  | 2171 | 1657 | CARRIZO-WILCOX AQUIFER | L | 94 | GUADALUPE | 18 | GUADALUPE | 1 | GROUNDWATER | 1 | NO WATER QUALITY IMPROVEMENTS |  | 6144 | 1 | CRWA Wells Ranch project Phase II (including Gonzales County) | 21 | CANYON REGIONAL WATER AUTHORITY | L | WWP | WWP | N/A | N/A |  | N | 2010 | 2010 | 4205000 | 4205000 | 1160000 | 1160000 | 1160000 | 1160000 | 34910000 | 20 | 1805 | MARTINDALE WSC | L | WUG | MUNICIPAL | 4415 | UTILITY | L | 28 | CALDWELL | 257 | 257 | 444 | 568 | 568 | 568 | N
794 | CRWA WELLS RANCH PROJECT PHASE II (INCL. GONZALES CO.) | CRWA Wells Ranch project Phase II (including Gonzales County) | L | 5 | EXISTING SOURCE OR EXPANDED USE OF AN EXISTING SOURCE (SURFACE WATER OR GROUNDWATER) | 6 | GROUNDWATER | 6 | OTHER INFRASTRUCTURE |  | 2171 | 1657 | CARRIZO-WILCOX AQUIFER | L | 94 | GUADALUPE | 18 | GUADALUPE | 1 | GROUNDWATER | 1 | NO WATER QUALITY IMPROVEMENTS |  | 6144 | 1 | CRWA Wells Ranch project Phase II (including Gonzales County) | 21 | CANYON REGIONAL WATER AUTHORITY | L | WWP | WWP | N/A | N/A |  | N | 2010 | 2010 | 4205000 | 4205000 | 1160000 | 1160000 | 1160000 | 1160000 | 34910000 | 20 | 1805 | MARTINDALE WSC | L | WUG | MUNICIPAL | 4415 | UTILITY | L | 94 | GUADALUPE | 139 | 139 | 252 | 328 | 328 | 328 | N
794 | CRWA WELLS RANCH PROJECT PHASE II (INCL. GONZALES CO.) | CRWA Wells Ranch project Phase II (including Gonzales County) | L | 5 | EXISTING SOURCE OR EXPANDED USE OF AN EXISTING SOURCE (SURFACE WATER OR GROUNDWATER) | 6 | GROUNDWATER | 6 | OTHER INFRASTRUCTURE |  | 2171 | 1657 | CARRIZO-WILCOX AQUIFER | L | 94 | GUADALUPE | 18 | GUADALUPE | 1 | GROUNDWATER | 1 | NO WATER QUALITY IMPROVEMENTS |  | 6144 | 1 | CRWA Wells Ranch project Phase II (including Gonzales County) | 21 | CANYON REGIONAL WATER AUTHORITY | L | WWP | WWP | N/A | N/A |  | N | 2020 | 2020 | 4205000 | 4205000 | 1160000 | 1160000 | 1160000 | 1160000 | 34910000 | 20 | 126 | SAN ANTONIO | L | WUG | MUNICIPAL | 530 | CITY | L | 15 | BEXAR | 0 | 3050 | 3050 | 3050 | 3050 | 3050 | N
794 | CRWA WELLS RANCH PROJECT PHASE II (INCL. GONZALES CO.) | CRWA Wells Ranch project Phase II (including Gonzales County) | L | 5 | EXISTING SOURCE OR EXPANDED USE OF AN EXISTING SOURCE (SURFACE WATER OR GROUNDWATER) | 6 | GROUNDWATER | 6 | OTHER INFRASTRUCTURE |  | 2171 | 1657 | CARRIZO-WILCOX AQUIFER | L | 94 | GUADALUPE | 18 | GUADALUPE | 1 | GROUNDWATER | 1 | NO WATER QUALITY IMPROVEMENTS |  | 6144 | 1 | CRWA Wells Ranch project Phase II (including Gonzales County) | 21 | CANYON REGIONAL WATER AUTHORITY | L | WWP | WWP | N/A | N/A |  | N | 2010 | 2010 | 4205000 | 4205000 | 1160000 | 1160000 | 1160000 | 1160000 | 34910000 | 20 | 2331 | SANTA CLARA | L | WUG | MUNICIPAL | 1060 | CITY | L | 94 | GUADALUPE | 100 | 0 | 0 | 0 | 0 | 0 | N
794 | CRWA WELLS RANCH PROJECT PHASE II (INCL. GONZALES CO.) | CRWA Wells Ranch project Phase II (including Gonzales County) | L | 5 | EXISTING SOURCE OR EXPANDED USE OF AN EXISTING SOURCE (SURFACE WATER OR GROUNDWATER) | 6 | GROUNDWATER | 6 | OTHER INFRASTRUCTURE |  | 2171 | 1657 | CARRIZO-WILCOX AQUIFER | L | 94 | GUADALUPE | 18 | GUADALUPE | 1 | GROUNDWATER | 1 | NO WATER QUALITY IMPROVEMENTS |  | 6144 | 1 | CRWA Wells Ranch project Phase II (including Gonzales County) | 355 | CIBOLO | L | WUG | MUNICIPAL | 763 | CITY |  | N | 2020 | 2020 | 0 | 1078000 | 2193672 | 1321902 | 830592 | 802782 | 0 | 0 | 355 | CIBOLO | L | WUG | MUNICIPAL | 763 | CITY | L | 94 | GUADALUPE | 0 | 980 | 2054 | 1854 | 1854 | 1854 | Y
794 | CRWA WELLS RANCH PROJECT PHASE II (INCL. GONZALES CO.) | CRWA Wells Ranch project Phase II (including Gonzales County) | L | 5 | EXISTING SOURCE OR EXPANDED USE OF AN EXISTING SOURCE (SURFACE WATER OR GROUNDWATER) | 6 | GROUNDWATER | 6 | OTHER INFRASTRUCTURE |  | 2171 | 1657 | CARRIZO-WILCOX AQUIFER | L | 94 | GUADALUPE | 18 | GUADALUPE | 1 | GROUNDWATER | 1 | NO WATER QUALITY IMPROVEMENTS |  | 6144 | 1 | CRWA Wells Ranch project Phase II (including Gonzales County) | 861 | GREEN VALLEY SUD | L | WUG | MUNICIPAL | 4144 | UTILITY |  | N | 2010 | 2010 | 507500 | 0 | 0 | 0 | 0 | 0 | 0 | 0 | 861 | GREEN VALLEY SUD | L | WUG | MUNICIPAL | 4144 | UTILITY | L | 15 | BEXAR | 175 | 0 | 0 | 0 | 0 | 0 | Y
794 | CRWA WELLS RANCH PROJECT PHASE II (INCL. GONZALES CO.) | CRWA Wells Ranch project Phase II (including Gonzales County) | L | 5 | EXISTING SOURCE OR EXPANDED USE OF AN EXISTING SOURCE (SURFACE WATER OR GROUNDWATER) | 6 | GROUNDWATER | 6 | OTHER INFRASTRUCTURE |  | 2171 | 1657 | CARRIZO-WILCOX AQUIFER | L | 94 | GUADALUPE | 18 | GUADALUPE | 1 | GROUNDWATER | 1 | NO WATER QUALITY IMPROVEMENTS |  | 6144 | 1 | CRWA Wells Ranch project Phase II (including Gonzales County) | 861 | GREEN VALLEY SUD | L | WUG | MUNICIPAL | 4144 | UTILITY |  | N | 2010 | 2010 | 507500 | 0 | 0 | 0 | 0 | 0 | 0 | 0 | 861 | GREEN VALLEY SUD | L | WUG | MUNICIPAL | 4144 | UTILITY | L | 46 | COMAL | 175 | 0 | 0 | 0 | 0 | 0 | Y
794 | CRWA WELLS RANCH PROJECT PHASE II (INCL. GONZALES CO.) | CRWA Wells Ranch project Phase II (including Gonzales County) | L | 5 | EXISTING SOURCE OR EXPANDED USE OF AN EXISTING SOURCE (SURFACE WATER OR GROUNDWATER) | 6 | GROUNDWATER | 6 | OTHER INFRASTRUCTURE |  | 2171 | 1657 | CARRIZO-WILCOX AQUIFER | L | 94 | GUADALUPE | 18 | GUADALUPE | 1 | GROUNDWATER | 1 | NO WATER QUALITY IMPROVEMENTS |  | 6144 | 1 | CRWA Wells Ranch project Phase II (including Gonzales County) | 861 | GREEN VALLEY SUD | L | WUG | MUNICIPAL | 4144 | UTILITY |  | N | 2010 | 2010 | 507500 | 0 | 0 | 0 | 0 | 0 | 0 | 0 | 861 | GREEN VALLEY SUD | L | WUG | MUNICIPAL | 4144 | UTILITY | L | 94 | GUADALUPE | 350 | 0 | 0 | 0 | 0 | 0 | Y
794 | CRWA WELLS RANCH PROJECT PHASE II (INCL. GONZALES CO.) | CRWA Wells Ranch project Phase II (including Gonzales County) | L | 5 | EXISTING SOURCE OR EXPANDED USE OF AN EXISTING SOURCE (SURFACE WATER OR GROUNDWATER) | 6 | GROUNDWATER | 6 | OTHER INFRASTRUCTURE |  | 2171 | 1657 | CARRIZO-WILCOX AQUIFER | L | 94 | GUADALUPE | 18 | GUADALUPE | 1 | GROUNDWATER | 1 | NO WATER QUALITY IMPROVEMENTS |  | 6144 | 1 | CRWA Wells Ranch project Phase II (including Gonzales County) | 1800 | MARION | L | WUG | MUNICIPAL | 908 | CITY |  | N | 2010 | 2010 | 72500 | 220000 | 0 | 0 | 0 | 0 | 0 | 0 | 1800 | MARION | L | WUG | MUNICIPAL | 908 | CITY | L | 94 | GUADALUPE | 100 | 200 | 0 | 0 | 0 | 0 | Y
794 | CRWA WELLS RANCH PROJECT PHASE II (INCL. GONZALES CO.) | CRWA Wells Ranch project Phase II (including Gonzales County) | L | 5 | EXISTING SOURCE OR EXPANDED USE OF AN EXISTING SOURCE (SURFACE WATER OR GROUNDWATER) | 6 | GROUNDWATER | 6 | OTHER INFRASTRUCTURE |  | 2171 | 1657 | CARRIZO-WILCOX AQUIFER | L | 94 | GUADALUPE | 18 | GUADALUPE | 1 | GROUNDWATER | 1 | NO WATER QUALITY IMPROVEMENTS |  | 6144 | 1 | CRWA Wells Ranch project Phase II (including Gonzales County) | 1805 | MARTINDALE WSC | L | WUG | MUNICIPAL | 4415 | UTILITY |  | N | 2010 | 2010 | 287100 | 435475 | 743318 | 639162 | 401574 | 387522 | 0 | 0 | 1805 | MARTINDALE WSC | L | WUG | MUNICIPAL | 4415 | UTILITY | L | 28 | CALDWELL | 257 | 257 | 444 | 568 | 568 | 568 | Y
794 | CRWA WELLS RANCH PROJECT PHASE II (INCL. GONZALES CO.) | CRWA Wells Ranch project Phase II (including Gonzales County) | L | 5 | EXISTING SOURCE OR EXPANDED USE OF AN EXISTING SOURCE (SURFACE WATER OR GROUNDWATER) | 6 | GROUNDWATER | 6 | OTHER INFRASTRUCTURE |  | 2171 | 1657 | CARRIZO-WILCOX AQUIFER | L | 94 | GUADALUPE | 18 | GUADALUPE | 1 | GROUNDWATER | 1 | NO WATER QUALITY IMPROVEMENTS |  | 6144 | 1 | CRWA Wells Ranch project Phase II (including Gonzales County) | 1805 | MARTINDALE WSC | L | WUG | MUNICIPAL | 4415 | UTILITY |  | N | 2010 | 2010 | 287100 | 435475 | 743318 | 639162 | 401574 | 387522 | 0 | 0 | 1805 | MARTINDALE WSC | L | WUG | MUNICIPAL | 4415 | UTILITY | L | 94 | GUADALUPE | 139 | 139 | 252 | 328 | 328 | 328 | Y
794 | CRWA WELLS RANCH PROJECT PHASE II (INCL. GONZALES CO.) | CRWA Wells Ranch project Phase II (including Gonzales County) | L | 5 | EXISTING SOURCE OR EXPANDED USE OF AN EXISTING SOURCE (SURFACE WATER OR GROUNDWATER) | 6 | GROUNDWATER | 6 | OTHER INFRASTRUCTURE |  | 2171 | 1657 | CARRIZO-WILCOX AQUIFER | L | 94 | GUADALUPE | 18 | GUADALUPE | 1 | GROUNDWATER | 1 | NO WATER QUALITY IMPROVEMENTS |  | 6144 | 1 | CRWA Wells Ranch project Phase II (including Gonzales County) | 2331 | SANTA CLARA | L | WUG | MUNICIPAL | 1060 | CITY |  | N | 2010 | 2010 | 72500 | 0 | 0 | 0 | 0 | 0 | 0 | 0 | 2331 | SANTA CLARA | L | WUG | MUNICIPAL | 1060 | CITY | L | 94 | GUADALUPE | 100 | 0 | 0 | 0 | 0 | 0 | Y
338 | DWU REUSE | Dallas Water Utilities reuse | C | 8 | REUSE | 7 | REUSE | 6 | OTHER INFRASTRUCTURE |  | 1273 | 4035 | DIRECT REUSE | C | 57 | DALLAS | 8 | TRINITY | 2 | REUSE | 1 | NO WATER QUALITY IMPROVEMENTS |  | 4753 | 1 | Direct reuse - DWU | 36 | DALLAS | C | BOTH | MUNICIPAL | 151 | CITY |  | N | 2020 | 2020 | 0 | 8124500 | 8124500 | 8124500 | 2100500 | 2100500 | 82920000 | 30 | 36 | DALLAS | C | BOTH | MUNICIPAL | 151 | CITY | C | 43 | COLLIN | 0 | 826 | 829 | 792 | 718 | 615 | N
338 | DWU REUSE | Dallas Water Utilities reuse | C | 8 | REUSE | 7 | REUSE | 6 | OTHER INFRASTRUCTURE |  | 1273 | 4035 | DIRECT REUSE | C | 57 | DALLAS | 8 | TRINITY | 2 | REUSE | 1 | NO WATER QUALITY IMPROVEMENTS |  | 4753 | 1 | Direct reuse - DWU | 36 | DALLAS | C | BOTH | MUNICIPAL | 151 | CITY |  | N | 2020 | 2020 | 0 | 8124500 | 8124500 | 8124500 | 2100500 | 2100500 | 82920000 | 30 | 36 | DALLAS | C | BOTH | MUNICIPAL | 151 | CITY | C | 57 | DALLAS | 0 | 17366 | 17342 | 17154 | 16936 | 16564 | N
338 | DWU REUSE | Dallas Water Utilities reuse | C | 8 | REUSE | 7 | REUSE | 6 | OTHER INFRASTRUCTURE |  | 1273 | 4035 | DIRECT REUSE | C | 57 | DALLAS | 8 | TRINITY | 2 | REUSE | 1 | NO WATER QUALITY IMPROVEMENTS |  | 4753 | 1 | Direct reuse - DWU | 36 | DALLAS | C | BOTH | MUNICIPAL | 151 | CITY |  | N | 2020 | 2020 | 0 | 8124500 | 8124500 | 8124500 | 2100500 | 2100500 | 82920000 | 30 | 36 | DALLAS | C | BOTH | MUNICIPAL | 151 | CITY | C | 61 | DENTON | 0 | 370 | 362 | 339 | 304 | 254 | N
338 | DWU REUSE | Dallas Water Utilities reuse | C | 8 | REUSE | 7 | REUSE | 6 | OTHER INFRASTRUCTURE |  | 1273 | 4035 | DIRECT REUSE | C | 57 | DALLAS | 8 | TRINITY | 2 | REUSE | 1 | NO WATER QUALITY IMPROVEMENTS |  | 4753 | 1 | Direct reuse - DWU | 36 | DALLAS | C | BOTH | MUNICIPAL | 151 | CITY |  | N | 2020 | 2020 | 0 | 8124500 | 8124500 | 8124500 | 2100500 | 2100500 | 82920000 | 30 | 1033 | IRRIGATION, DALLAS | C | WUG | IRRIGATION | 1004 | N/A | C | 57 | DALLAS | 0 | 1896 | 1925 | 2173 | 2499 | 3025 | N
338 | DWU REUSE | Dallas Water Utilities reuse | C | 8 | REUSE | 7 | REUSE | 6 | OTHER INFRASTRUCTURE |  | 1272 | 1846 | INDIRECT REUSE | C | 57 | DALLAS | 8 | TRINITY | 2 | REUSE | 1 | NO WATER QUALITY IMPROVEMENTS |  | 4757 | 1 | Dallas Water Utilities reuse | 36 | DALLAS | C | BOTH | MUNICIPAL | 151 | CITY |  | N | 2020 | 2020 | 0 | 0 | 0 | 0 | 0 | 0 | 0 | 0 | 166 | ADDISON | C | WUG | MUNICIPAL | 673 | CITY | C | 57 | DALLAS | 0 | 308 | 420 | 373 | 459 | 437 | N
338 | DWU REUSE | Dallas Water Utilities reuse | C | 8 | REUSE | 7 | REUSE | 6 | OTHER INFRASTRUCTURE |  | 1272 | 1846 | INDIRECT REUSE | C | 57 | DALLAS | 8 | TRINITY | 2 | REUSE | 1 | NO WATER QUALITY IMPROVEMENTS |  | 4757 | 1 | Dallas Water Utilities reuse | 36 | DALLAS | C | BOTH | MUNICIPAL | 151 | CITY |  | N | 2020 | 2020 | 0 | 0 | 0 | 0 | 0 | 0 | 0 | 0 | 213 | BALCH SPRINGS | C | WUG | MUNICIPAL | 33 | CITY | C | 57 | DALLAS | 0 | 84 | 106 | 92 | 115 | 111 | N
338 | DWU REUSE | Dallas Water Utilities reuse | C | 8 | REUSE | 7 | REUSE | 6 | OTHER INFRASTRUCTURE |  | 1272 | 1846 | INDIRECT REUSE | C | 57 | DALLAS | 8 | TRINITY | 2 | REUSE | 1 | NO WATER QUALITY IMPROVEMENTS |  | 4757 | 1 | Dallas Water Utilities reuse | 36 | DALLAS | C | BOTH | MUNICIPAL | 151 | CITY |  | N | 2020 | 2020 | 0 | 0 | 0 | 0 | 0 | 0 | 0 | 0 | 332 | CARROLLTON | C | WUG | MUNICIPAL | 98 | CITY | C | 57 | DALLAS | 0 | 280 | 353 | 303 | 370 | 355 | N
338 | DWU REUSE | Dallas Water Utilities reuse | C | 8 | REUSE | 7 | REUSE | 6 | OTHER INFRASTRUCTURE |  | 1272 | 1846 | INDIRECT REUSE | C | 57 | DALLAS | 8 | TRINITY | 2 | REUSE | 1 | NO WATER QUALITY IMPROVEMENTS |  | 4757 | 1 | Dallas Water Utilities reuse | 36 | DALLAS | C | BOTH | MUNICIPAL | 151 | CITY |  | N | 2020 | 2020 | 0 | 0 | 0 | 0 | 0 | 0 | 0 | 0 | 332 | CARROLLTON | C | WUG | MUNICIPAL | 98 | CITY | C | 61 | DENTON | 0 | 402 | 523 | 458 | 563 | 540 | N
338 | DWU REUSE | Dallas Water Utilities reuse | C | 8 | REUSE | 7 | REUSE | 6 | OTHER INFRASTRUCTURE |  | 1272 | 1846 | INDIRECT REUSE | C | 57 | DALLAS | 8 | TRINITY | 2 | REUSE | 1 | NO WATER QUALITY IMPROVEMENTS |  | 4757 | 1 | Dallas Water Utilities reuse | 36 | DALLAS | C | BOTH | MUNICIPAL | 151 | CITY |  | N | 2020 | 2020 | 0 | 0 | 0 | 0 | 0 | 0 | 0 | 0 | 24 | CEDAR HILL | C | WUG | MUNICIPAL | 102 | CITY | C | 57 | DALLAS | 0 | 359 | 529 | 471 | 573 | 546 | N
338 | DWU REUSE | Dallas Water Utilities reuse | C | 8 | REUSE | 7 | REUSE | 6 | OTHER INFRASTRUCTURE |  | 1272 | 1846 | INDIRECT REUSE | C | 57 | DALLAS | 8 | TRINITY | 2 | REUSE | 1 | NO WATER QUALITY IMPROVEMENTS |  | 4757 | 1 | Dallas Water Utilities reuse | 36 | DALLAS | C | BOTH | MUNICIPAL | 151 | CITY |  | N | 2020 | 2020 | 0 | 0 | 0 | 0 | 0 | 0 | 0 | 0 | 376 | COCKRELL HILL | C | WUG | MUNICIPAL | 121 | CITY | C | 57 | DALLAS | 0 | 22 | 27 | 22 | 27 | 25 | N
338 | DWU REUSE | Dallas Water Utilities reuse | C | 8 | REUSE | 7 | REUSE | 6 | OTHER INFRASTRUCTURE |  | 1272 | 1846 | INDIRECT REUSE | C | 57 | DALLAS | 8 | TRINITY | 2 | REUSE | 1 | NO WATER QUALITY IMPROVEMENTS |  | 4757 | 1 | Dallas Water Utilities reuse | 36 | DALLAS | C | BOTH | MUNICIPAL | 151 | CITY |  | N | 2020 | 2020 | 0 | 0 | 0 | 0 | 0 | 0 | 0 | 0 | 389 | COMBINE | C | WUG | MUNICIPAL | 766 | CITY | C | 57 | DALLAS | 0 | 4 | 5 | 5 | 6 | 7 | N
338 | DWU REUSE | Dallas Water Utilities reuse | C | 8 | REUSE | 7 | REUSE | 6 | OTHER INFRASTRUCTURE |  | 1272 | 1846 | INDIRECT REUSE | C | 57 | DALLAS | 8 | TRINITY | 2 | REUSE | 1 | NO WATER QUALITY IMPROVEMENTS |  | 4757 | 1 | Dallas Water Utilities reuse | 36 | DALLAS | C | BOTH | MUNICIPAL | 151 | CITY |  | N | 2020 | 2020 | 0 | 0 | 0 | 0 | 0 | 0 | 0 | 0 | 389 | COMBINE | C | WUG | MUNICIPAL | 766 | CITY | C | 129 | KAUFMAN | 0 | 7 | 10 | 10 | 15 | 16 | N
338 | DWU REUSE | Dallas Water Utilities reuse | C | 8 | REUSE | 7 | REUSE | 6 | OTHER INFRASTRUCTURE |  | 1272 | 1846 | INDIRECT REUSE | C | 57 | DALLAS | 8 | TRINITY | 2 | REUSE | 1 | NO WATER QUALITY IMPROVEMENTS |  | 4757 | 1 | Dallas Water Utilities reuse | 36 | DALLAS | C | BOTH | MUNICIPAL | 151 | CITY |  | N | 2020 | 2020 | 0 | 0 | 0 | 0 | 0 | 0 | 0 | 0 | 390 | COMBINE WSC | C | WUG | MUNICIPAL | 4066 | UTILITY | C | 57 | DALLAS | 0 | 6 | 9 | 9 | 12 | 14 | N
338 | DWU REUSE | Dallas Water Utilities reuse | C | 8 | REUSE | 7 | REUSE | 6 | OTHER INFRASTRUCTURE |  | 1272 | 1846 | INDIRECT REUSE | C | 57 | DALLAS | 8 | TRINITY | 2 | REUSE | 1 | NO WATER QUALITY IMPROVEMENTS |  | 4757 | 1 | Dallas Water Utilities reuse | 36 | DALLAS | C | BOTH | MUNICIPAL | 151 | CITY |  | N | 2020 | 2020 | 0 | 0 | 0 | 0 | 0 | 0 | 0 | 0 | 390 | COMBINE WSC | C | WUG | MUNICIPAL | 4066 | UTILITY | C | 129 | KAUFMAN | 0 | 14 | 23 | 24 | 37 | 43 | N
338 | DWU REUSE | Dallas Water Utilities reuse | C | 8 | REUSE | 7 | REUSE | 6 | OTHER INFRASTRUCTURE |  | 1272 | 1846 | INDIRECT REUSE | C | 57 | DALLAS | 8 | TRINITY | 2 | REUSE | 1 | NO WATER QUALITY IMPROVEMENTS |  | 4757 | 1 | Dallas Water Utilities reuse | 36 | DALLAS | C | BOTH | MUNICIPAL | 151 | CITY |  | N | 2020 | 2020 | 0 | 0 | 0 | 0 | 0 | 0 | 0 | 0 | 403 | COPPELL | C | WUG | MUNICIPAL | 133 | CITY | C | 57 | DALLAS | 0 | 290 | 361 | 309 | 374 | 357 | N
338 | DWU REUSE | Dallas Water Utilities reuse | C | 8 | REUSE | 7 | REUSE | 6 | OTHER INFRASTRUCTURE |  | 1272 | 1846 | INDIRECT REUSE | C | 57 | DALLAS | 8 | TRINITY | 2 | REUSE | 1 | NO WATER QUALITY IMPROVEMENTS |  | 4757 | 1 | Dallas Water Utilities reuse | 36 | DALLAS | C | BOTH | MUNICIPAL | 151 | CITY |  | N | 2020 | 2020 | 0 | 0 | 0 | 0 | 0 | 0 | 0 | 0 | 403 | COPPELL | C | WUG | MUNICIPAL | 133 | CITY | C | 61 | DENTON | 0 | 4 | 6 | 6 | 9 | 9 | N
338 | DWU REUSE | Dallas Water Utilities reuse | C | 8 | REUSE | 7 | REUSE | 6 | OTHER INFRASTRUCTURE |  | 1272 | 1846 | INDIRECT REUSE | C | 57 | DALLAS | 8 | TRINITY | 2 | REUSE | 1 | NO WATER QUALITY IMPROVEMENTS |  | 4757 | 1 | Dallas Water Utilities reuse | 36 | DALLAS | C | BOTH | MUNICIPAL | 151 | CITY |  | N | 2020 | 2020 | 0 | 0 | 0 | 0 | 0 | 0 | 0 | 0 | 468 | COUNTY-OTHER, DALLAS | C | WUG | MUNICIPAL | 757 | COUNTY-OTHER | C | 57 | DALLAS | 0 | 2 | 2 | 2 | 2 | 2 | N
338 | DWU REUSE | Dallas Water Utilities reuse | C | 8 | REUSE | 7 | REUSE | 6 | OTHER INFRASTRUCTURE |  | 1272 | 1846 | INDIRECT REUSE | C | 57 | DALLAS | 8 | TRINITY | 2 | REUSE | 1 | NO WATER QUALITY IMPROVEMENTS |  | 4757 | 1 | Dallas Water Utilities reuse | 36 | DALLAS | C | BOTH | MUNICIPAL | 151 | CITY |  | N | 2020 | 2020 | 0 | 0 | 0 | 0 | 0 | 0 | 0 | 0 | 667 | CRANDALL | C | WUG | MUNICIPAL | 767 | CITY | C | 129 | KAUFMAN | 0 | 46 | 88 | 71 | 111 | 122 | N
338 | DWU REUSE | Dallas Water Utilities reuse | C | 8 | REUSE | 7 | REUSE | 6 | OTHER INFRASTRUCTURE |  | 1272 | 1846 | INDIRECT REUSE | C | 57 | DALLAS | 8 | TRINITY | 2 | REUSE | 1 | NO WATER QUALITY IMPROVEMENTS |  | 4757 | 1 | Dallas Water Utilities reuse | 36 | DALLAS | C | BOTH | MUNICIPAL | 151 | CITY |  | N | 2020 | 2020 | 0 | 0 | 0 | 0 | 0 | 0 | 0 | 0 | 36 | DALLAS | C | BOTH | MUNICIPAL | 151 | CITY | C | 43 | COLLIN | 0 | 431 | 643 | 590 | 765 | 800 | N
338 | DWU REUSE | Dallas Water Utilities reuse | C | 8 | REUSE | 7 | REUSE | 6 | OTHER INFRASTRUCTURE |  | 1272 | 1846 | INDIRECT REUSE | C | 57 | DALLAS | 8 | TRINITY | 2 | REUSE | 1 | NO WATER QUALITY IMPROVEMENTS |  | 4757 | 1 | Dallas Water Utilities reuse | 36 | DALLAS | C | BOTH | MUNICIPAL | 151 | CITY |  | N | 2020 | 2020 | 0 | 0 | 0 | 0 | 0 | 0 | 0 | 0 | 36 | DALLAS | C | BOTH | MUNICIPAL | 151 | CITY | C | 57 | DALLAS | 0 | 9062 | 13436 | 12764 | 18039 | 21566 | N
338 | DWU REUSE | Dallas Water Utilities reuse | C | 8 | REUSE | 7 | REUSE | 6 | OTHER INFRASTRUCTURE |  | 1272 | 1846 | INDIRECT REUSE | C | 57 | DALLAS | 8 | TRINITY | 2 | REUSE | 1 | NO WATER QUALITY IMPROVEMENTS |  | 4757 | 1 | Dallas Water Utilities reuse | 36 | DALLAS | C | BOTH | MUNICIPAL | 151 | CITY |  | N | 2020 | 2020 | 0 | 0 | 0 | 0 | 0 | 0 | 0 | 0 | 36 | DALLAS | C | BOTH | MUNICIPAL | 151 | CITY | C | 61 | DENTON | 0 | 193 | 280 | 252 | 324 | 331 | N
338 | DWU REUSE | Dallas Water Utilities reuse | C | 8 | REUSE | 7 | REUSE | 6 | OTHER INFRASTRUCTURE |  | 1272 | 1846 | INDIRECT REUSE | C | 57 | DALLAS | 8 | TRINITY | 2 | REUSE | 1 | NO WATER QUALITY IMPROVEMENTS |  | 4757 | 1 | Dallas Water Utilities reuse | 36 | DALLAS | C | BOTH | MUNICIPAL | 151 | CITY |  | N | 2020 | 2020 | 0 | 0 | 0 | 0 | 0 | 0 | 0 | 0 | 701 | DE SOTO | C | WUG | MUNICIPAL | 161 | CITY | C | 57 | DALLAS | 0 | 337 | 482 | 459 | 623 | 606 | N
338 | DWU REUSE | Dallas Water Utilities reuse | C | 8 | REUSE | 7 | REUSE | 6 | OTHER INFRASTRUCTURE |  | 1272 | 1846 | INDIRECT REUSE | C | 57 | DALLAS | 8 | TRINITY | 2 | REUSE | 1 | NO WATER QUALITY IMPROVEMENTS |  | 4757 | 1 | Dallas Water Utilities reuse | 36 | DALLAS | C | BOTH | MUNICIPAL | 151 | CITY |  | N | 2020 | 2020 | 0 | 0 | 0 | 0 | 0 | 0 | 0 | 0 | 724 | DUNCANVILLE | C | WUG | MUNICIPAL | 171 | CITY | C | 57 | DALLAS | 0 | 149 | 190 | 169 | 210 | 207 | N
338 | DWU REUSE | Dallas Water Utilities reuse | C | 8 | REUSE | 7 | REUSE | 6 | OTHER INFRASTRUCTURE |  | 1272 | 1846 | INDIRECT REUSE | C | 57 | DALLAS | 8 | TRINITY | 2 | REUSE | 1 | NO WATER QUALITY IMPROVEMENTS |  | 4757 | 1 | Dallas Water Utilities reuse | 36 | DALLAS | C | BOTH | MUNICIPAL | 151 | CITY |  | N | 2020 | 2020 | 0 | 0 | 0 | 0 | 0 | 0 | 0 | 0 | 773 | FARMERS BRANCH | C | WUG | MUNICIPAL | 198 | CITY | C | 57 | DALLAS | 0 | 301 | 402 | 365 | 468 | 468 | N
338 | DWU REUSE | Dallas Water Utilities reuse | C | 8 | REUSE | 7 | REUSE | 6 | OTHER INFRASTRUCTURE |  | 1272 | 1846 | INDIRECT REUSE | C | 57 | DALLAS | 8 | TRINITY | 2 | REUSE | 1 | NO WATER QUALITY IMPROVEMENTS |  | 4757 | 1 | Dallas Water Utilities reuse | 36 | DALLAS | C | BOTH | MUNICIPAL | 151 | CITY |  | N | 2020 | 2020 | 0 | 0 | 0 | 0 | 0 | 0 | 0 | 0 | 785 | FLOWER MOUND | C | WUG | MUNICIPAL | 204 | CITY | C | 61 | DENTON | 0 | 256 | 386 | 333 | 407 | 389 | N
338 | DWU REUSE | Dallas Water Utilities reuse | C | 8 | REUSE | 7 | REUSE | 6 | OTHER INFRASTRUCTURE |  | 1272 | 1846 | INDIRECT REUSE | C | 57 | DALLAS | 8 | TRINITY | 2 | REUSE | 1 | NO WATER QUALITY IMPROVEMENTS |  | 4757 | 1 | Dallas Water Utilities reuse | 36 | DALLAS | C | BOTH | MUNICIPAL | 151 | CITY |  | N | 2020 | 2020 | 0 | 0 | 0 | 0 | 0 | 0 | 0 | 0 | 841 | GLENN HEIGHTS | C | WUG | MUNICIPAL | 697 | CITY | C | 57 | DALLAS | 0 | 35 | 50 | 48 | 64 | 66 | N
338 | DWU REUSE | Dallas Water Utilities reuse | C | 8 | REUSE | 7 | REUSE | 6 | OTHER INFRASTRUCTURE |  | 1272 | 1846 | INDIRECT REUSE | C | 57 | DALLAS | 8 | TRINITY | 2 | REUSE | 1 | NO WATER QUALITY IMPROVEMENTS |  | 4757 | 1 | Dallas Water Utilities reuse | 36 | DALLAS | C | BOTH | MUNICIPAL | 151 | CITY |  | N | 2020 | 2020 | 0 | 0 | 0 | 0 | 0 | 0 | 0 | 0 | 841 | GLENN HEIGHTS | C | WUG | MUNICIPAL | 697 | CITY | C | 70 | ELLIS | 0 | 14 | 22 | 23 | 33 | 36 | N
338 | DWU REUSE | Dallas Water Utilities reuse | C | 8 | REUSE | 7 | REUSE | 6 | OTHER INFRASTRUCTURE |  | 1272 | 1846 | INDIRECT REUSE | C | 57 | DALLAS | 8 | TRINITY | 2 | REUSE | 1 | NO WATER QUALITY IMPROVEMENTS |  | 4757 | 1 | Dallas Water Utilities reuse | 36 | DALLAS | C | BOTH | MUNICIPAL | 151 | CITY |  | N | 2020 | 2020 | 0 | 0 | 0 | 0 | 0 | 0 | 0 | 0 | 853 | GRAND PRAIRIE | C | BOTH | MUNICIPAL | 245 | CITY | C | 70 | ELLIS | 0 | 4 | 15 | 23 | 42 | 41 | N
338 | DWU REUSE | Dallas Water Utilities reuse | C | 8 | REUSE | 7 | REUSE | 6 | OTHER INFRASTRUCTURE |  | 1272 | 1846 | INDIRECT REUSE | C | 57 | DALLAS | 8 | TRINITY | 2 | REUSE | 1 | NO WATER QUALITY IMPROVEMENTS |  | 4757 | 1 | Dallas Water Utilities reuse | 36 | DALLAS | C | BOTH | MUNICIPAL | 151 | CITY |  | N | 2020 | 2020 | 0 | 0 | 0 | 0 | 0 | 0 | 0 | 0 | 927 | HEBRON | C | WUG | MUNICIPAL | 776 | CITY | C | 61 | DENTON | 0 | 3 | 4 | 3 | 4 | 4 | N
338 | DWU REUSE | Dallas Water Utilities reuse | C | 8 | REUSE | 7 | REUSE | 6 | OTHER INFRASTRUCTURE |  | 1272 | 1846 | INDIRECT REUSE | C | 57 | DALLAS | 8 | TRINITY | 2 | REUSE | 1 | NO WATER QUALITY IMPROVEMENTS |  | 4757 | 1 | Dallas Water Utilities reuse | 36 | DALLAS | C | BOTH | MUNICIPAL | 151 | CITY |  | N | 2020 | 2020 | 0 | 0 | 0 | 0 | 0 | 0 | 0 | 0 | 970 | HUTCHINS | C | WUG | MUNICIPAL | 294 | CITY | C | 57 | DALLAS | 0 | 28 | 45 | 49 | 77 | 119 | N
338 | DWU REUSE | Dallas Water Utilities reuse | C | 8 | REUSE | 7 | REUSE | 6 | OTHER INFRASTRUCTURE |  | 1272 | 1846 | INDIRECT REUSE | C | 57 | DALLAS | 8 | TRINITY | 2 | REUSE | 1 | NO WATER QUALITY IMPROVEMENTS |  | 4757 | 1 | Dallas Water Utilities reuse | 36 | DALLAS | C | BOTH | MUNICIPAL | 151 | CITY |  | N | 2020 | 2020 | 0 | 0 | 0 | 0 | 0 | 0 | 0 | 0 | 1037 | IRRIGATION, DENTON | C | WUG | IRRIGATION | 1004 | N/A | C | 61 | DENTON | 0 | 86 | 109 | 93 | 111 | 101 | N
338 | DWU REUSE | Dallas Water Utilities reuse | C | 8 | REUSE | 7 | REUSE | 6 | OTHER INFRASTRUCTURE |  | 1272 | 1846 | INDIRECT REUSE | C | 57 | DALLAS | 8 | TRINITY | 2 | REUSE | 1 | NO WATER QUALITY IMPROVEMENTS |  | 4757 | 1 | Dallas Water Utilities reuse | 36 | DALLAS | C | BOTH | MUNICIPAL | 151 | CITY |  | N | 2020 | 2020 | 0 | 0 | 0 | 0 | 0 | 0 | 0 | 0 | 1165 | IRRIGATION, ROCKWALL | C | WUG | IRRIGATION | 1004 | N/A | C | 199 | ROCKWALL | 0 | 9 | 10 | 8 | 9 | 9 | N
338 | DWU REUSE | Dallas Water Utilities reuse | C | 8 | REUSE | 7 | REUSE | 6 | OTHER INFRASTRUCTURE |  | 1272 | 1846 | INDIRECT REUSE | C | 57 | DALLAS | 8 | TRINITY | 2 | REUSE | 1 | NO WATER QUALITY IMPROVEMENTS |  | 4757 | 1 | Dallas Water Utilities reuse | 36 | DALLAS | C | BOTH | MUNICIPAL | 151 | CITY |  | N | 2020 | 2020 | 0 | 0 | 0 | 0 | 0 | 0 | 0 | 0 | 1305 | LANCASTER | C | WUG | MUNICIPAL | 345 | CITY | C | 57 | DALLAS | 0 | 268 | 365 | 309 | 371 | 347 | N
338 | DWU REUSE | Dallas Water Utilities reuse | C | 8 | REUSE | 7 | REUSE | 6 | OTHER INFRASTRUCTURE |  | 1272 | 1846 | INDIRECT REUSE | C | 57 | DALLAS | 8 | TRINITY | 2 | REUSE | 1 | NO WATER QUALITY IMPROVEMENTS |  | 4757 | 1 | Dallas Water Utilities reuse | 36 | DALLAS | C | BOTH | MUNICIPAL | 151 | CITY |  | N | 2020 | 2020 | 0 | 0 | 0 | 0 | 0 | 0 | 0 | 0 | 1657 | MANUFACTURING, DALLAS | C | WUG | MANUFACTURING | 1001 | N/A | C | 57 | DALLAS | 0 | 975 | 1275 | 1146 | 1455 | 1362 | N
338 | DWU REUSE | Dallas Water Utilities reuse | C | 8 | REUSE | 7 | REUSE | 6 | OTHER INFRASTRUCTURE |  | 1272 | 1846 | INDIRECT REUSE | C | 57 | DALLAS | 8 | TRINITY | 2 | REUSE | 1 | NO WATER QUALITY IMPROVEMENTS |  | 4757 | 1 | Dallas Water Utilities reuse | 36 | DALLAS | C | BOTH | MUNICIPAL | 151 | CITY |  | N | 2020 | 2020 | 0 | 0 | 0 | 0 | 0 | 0 | 0 | 0 | 1660 | MANUFACTURING, DENTON | C | WUG | MANUFACTURING | 1001 | N/A | C | 61 | DENTON | 0 | 17 | 24 | 22 | 29 | 30 | N
338 | DWU REUSE | Dallas Water Utilities reuse | C | 8 | REUSE | 7 | REUSE | 6 | OTHER INFRASTRUCTURE |  | 1272 | 1846 | INDIRECT REUSE | C | 57 | DALLAS | 8 | TRINITY | 2 | REUSE | 1 | NO WATER QUALITY IMPROVEMENTS |  | 4757 | 1 | Dallas Water Utilities reuse | 36 | DALLAS | C | BOTH | MUNICIPAL | 151 | CITY |  | N | 2020 | 2020 | 0 | 0 | 0 | 0 | 0 | 0 | 0 | 0 | 1893 | MINING, DALLAS | C | WUG | MINING | 1003 | N/A | C | 57 | DALLAS | 0 | 11 | 14 | 12 | 14 | 13 | N
338 | DWU REUSE | Dallas Water Utilities reuse | C | 8 | REUSE | 7 | REUSE | 6 | OTHER INFRASTRUCTURE |  | 1272 | 1846 | INDIRECT REUSE | C | 57 | DALLAS | 8 | TRINITY | 2 | REUSE | 1 | NO WATER QUALITY IMPROVEMENTS |  | 4757 | 1 | Dallas Water Utilities reuse | 36 | DALLAS | C | BOTH | MUNICIPAL | 151 | CITY |  | N | 2020 | 2020 | 0 | 0 | 0 | 0 | 0 | 0 | 0 | 0 | 2147 | OAK LEAF | C | WUG | MUNICIPAL | 929 | CITY | C | 70 | ELLIS | 0 | 9 | 13 | 13 | 18 | 19 | N
338 | DWU REUSE | Dallas Water Utilities reuse | C | 8 | REUSE | 7 | REUSE | 6 | OTHER INFRASTRUCTURE |  | 1272 | 1846 | INDIRECT REUSE | C | 57 | DALLAS | 8 | TRINITY | 2 | REUSE | 1 | NO WATER QUALITY IMPROVEMENTS |  | 4757 | 1 | Dallas Water Utilities reuse | 36 | DALLAS | C | BOTH | MUNICIPAL | 151 | CITY |  | N | 2020 | 2020 | 0 | 0 | 0 | 0 | 0 | 0 | 0 | 0 | 2165 | OVILLA | C | WUG | MUNICIPAL | 729 | CITY | C | 57 | DALLAS | 0 | 3 | 6 | 9 | 15 | 21 | N
338 | DWU REUSE | Dallas Water Utilities reuse | C | 8 | REUSE | 7 | REUSE | 6 | OTHER INFRASTRUCTURE |  | 1272 | 1846 | INDIRECT REUSE | C | 57 | DALLAS | 8 | TRINITY | 2 | REUSE | 1 | NO WATER QUALITY IMPROVEMENTS |  | 4757 | 1 | Dallas Water Utilities reuse | 36 | DALLAS | C | BOTH | MUNICIPAL | 151 | CITY |  | N | 2020 | 2020 | 0 | 0 | 0 | 0 | 0 | 0 | 0 | 0 | 2165 | OVILLA | C | WUG | MUNICIPAL | 729 | CITY | C | 70 | ELLIS | 0 | 38 | 65 | 68 | 82 | 77 | N
338 | DWU REUSE | Dallas Water Utilities reuse | C | 8 | REUSE | 7 | REUSE | 6 | OTHER INFRASTRUCTURE |  | 1272 | 1846 | INDIRECT REUSE | C | 57 | DALLAS | 8 | TRINITY | 2 | REUSE | 1 | NO WATER QUALITY IMPROVEMENTS |  | 4757 | 1 | Dallas Water Utilities reuse | 36 | DALLAS | C | BOTH | MUNICIPAL | 151 | CITY |  | N | 2020 | 2020 | 0 | 0 | 0 | 0 | 0 | 0 | 0 | 0 | 2255 | RED OAK | C | WUG | MUNICIPAL | 737 | CITY | C | 70 | ELLIS | 0 | 92 | 151 | 148 | 189 | 190 | N
338 | DWU REUSE | Dallas Water Utilities reuse | C | 8 | REUSE | 7 | REUSE | 6 | OTHER INFRASTRUCTURE |  | 1272 | 1846 | INDIRECT REUSE | C | 57 | DALLAS | 8 | TRINITY | 2 | REUSE | 1 | NO WATER QUALITY IMPROVEMENTS |  | 4757 | 1 | Dallas Water Utilities reuse | 36 | DALLAS | C | BOTH | MUNICIPAL | 151 | CITY |  | N | 2020 | 2020 | 0 | 0 | 0 | 0 | 0 | 0 | 0 | 0 | 130 | SEAGOVILLE | C | BOTH | MUNICIPAL | 547 | CITY | C | 57 | DALLAS | 0 | 80 | 119 | 117 | 157 | 158 | N
338 | DWU REUSE | Dallas Water Utilities reuse | C | 8 | REUSE | 7 | REUSE | 6 | OTHER INFRASTRUCTURE |  | 1272 | 1846 | INDIRECT REUSE | C | 57 | DALLAS | 8 | TRINITY | 2 | REUSE | 1 | NO WATER QUALITY IMPROVEMENTS |  | 4757 | 1 | Dallas Water Utilities reuse | 36 | DALLAS | C | BOTH | MUNICIPAL | 151 | CITY |  | N | 2020 | 2020 | 0 | 0 | 0 | 0 | 0 | 0 | 0 | 0 | 2518 | THE COLONY | C | WUG | MUNICIPAL | 752 | CITY | C | 61 | DENTON | 0 | 211 | 292 | 256 | 317 | 300 | N
338 | DWU REUSE | Dallas Water Utilities reuse | C | 8 | REUSE | 7 | REUSE | 6 | OTHER INFRASTRUCTURE |  | 1272 | 1846 | INDIRECT REUSE | C | 57 | DALLAS | 8 | TRINITY | 2 | REUSE | 1 | NO WATER QUALITY IMPROVEMENTS |  | 4757 | 1 | Dallas Water Utilities reuse | 36 | DALLAS | C | BOTH | MUNICIPAL | 151 | CITY |  | N | 2020 | 2020 | 0 | 0 | 0 | 0 | 0 | 0 | 0 | 0 | 2627 | WILMER | C | WUG | MUNICIPAL | 657 | CITY | C | 57 | DALLAS | 0 | 4 | 8 | 15 | 48 | 80 | N
208 | DESALINATION | Desalination | F | 6 | NEW SURFACE WATER OR NEW GROUNDWATER SOURCE | 8 | GROUNDWATER DESALINATION | 5 | PIPELINE, WATER TREATMENT PLANT, AND OTHER |  | 1238 | 4187 | CAPITAN REEF AQUIFER | F | 238 | WARD | 23 | RIO GRANDE | 1 | GROUNDWATER | 2 | GROUNDWATER DESALINATION |  | 6001 | 1 | Desalination | 32 | COLORADO RIVER MWD | F | WWP | WWP | N/A | N/A | Alternative supply. Not assigned to a specific customer. | N | 2040 | 2040 | 0 | 0 | 0 | 13721167 | 2384500 | 2384500 | 131603990 | 20 | 32 | COLORADO RIVER MWD - FUTURE CUSTOMER/SURPLUS SUPPLY | F | WWP | MUNICIPAL | N/A | N/A | F | 114 | HOWARD | 0 | 0 | 0 | 9500 | 9500 | 9500 | N
208 | DESALINATION | Desalination | F | 6 | NEW SURFACE WATER OR NEW GROUNDWATER SOURCE | 8 | GROUNDWATER DESALINATION | 5 | PIPELINE, WATER TREATMENT PLANT, AND OTHER |  | 1237 | 1200 | DOCKUM AQUIFER | F | 2 | ANDREWS | 14 | COLORADO | 1 | GROUNDWATER | 2 | GROUNDWATER DESALINATION |  | 3286 | 1 | Desalination | 185 | ANDREWS | F | WUG | MUNICIPAL | 17 | CITY |  | N | 2020 | 2020 | 0 | 1105000 | 1105000 | 518700 | 518700 | 518700 | 6717000 | 20 | 185 | ANDREWS | F | WUG | MUNICIPAL | 17 | CITY | F | 2 | ANDREWS | 0 | 950 | 950 | 950 | 950 | 950 | N
208 | DESALINATION | Desalination | F | 6 | NEW SURFACE WATER OR NEW GROUNDWATER SOURCE | 8 | GROUNDWATER DESALINATION | 5 | PIPELINE, WATER TREATMENT PLANT, AND OTHER |  | 582 | 1256 | OTHER AQUIFER | F | 226 | TOM GREEN | 14 | COLORADO | 1 | GROUNDWATER | 2 | GROUNDWATER DESALINATION |  | 3332 | 1 | Desalination | 125 | SAN ANGELO | F | BOTH | MUNICIPAL | 529 | CITY |  | N | 2040 | 2040 | 0 | 0 | 0 | 9223930 | 9223930 | 2646930 | 75440000 | 20 | 125 | SAN ANGELO | F | BOTH | MUNICIPAL | 529 | CITY | F | 226 | TOM GREEN | 0 | 0 | 0 | 5600 | 5600 | 5600 | N
206 | DEVELOP CENOZOIC AQUIFER SUPPLIES | Develop Cenozoic Aquifer supplies | F | 5 | EXISTING SOURCE OR EXPANDED USE OF AN EXISTING SOURCE (SURFACE WATER OR GROUNDWATER) | 6 | GROUNDWATER | 6 | OTHER INFRASTRUCTURE |  | 584 | 1290 | CENOZOIC PECOS ALLUVIUM AQUIFER | F | 248 | WINKLER | 23 | RIO GRANDE | 1 | GROUNDWATER | 1 | NO WATER QUALITY IMPROVEMENTS |  | 7097 | 1 | Develop Cenozoic Aquifer supplies | 32 | COLORADO RIVER MWD | F | WWP | WWP | N/A | N/A |  | N | 2030 | 2030 | 0 | 0 | 8666000 | 8666000 | 2017000 | 2017000 | 76268000 | 20 | 111 | ODESSA | F | BOTH | MUNICIPAL | 438 | CITY | F | 68 | ECTOR | 0 | 0 | 6000 | 6000 | 6000 | 6000 | N
206 | DEVELOP CENOZOIC AQUIFER SUPPLIES | Develop Cenozoic Aquifer supplies | F | 5 | EXISTING SOURCE OR EXPANDED USE OF AN EXISTING SOURCE (SURFACE WATER OR GROUNDWATER) | 6 | GROUNDWATER | 6 | OTHER INFRASTRUCTURE |  | 584 | 1290 | CENOZOIC PECOS ALLUVIUM AQUIFER | F | 248 | WINKLER | 23 | RIO GRANDE | 1 | GROUNDWATER | 1 | NO WATER QUALITY IMPROVEMENTS |  | 7097 | 1 | Develop Cenozoic Aquifer supplies | 1835 | MIDLAND | F | WUG | MUNICIPAL | 404 | CITY |  | N | 2030 | 2030 | 0 | 0 | 19339500 | 19339500 | 4648500 | 4648500 | 168507000 | 20 | 1835 | MIDLAND | F | WUG | MUNICIPAL | 404 | CITY | F | 165 | MIDLAND | 0 | 0 | 13600 | 13600 | 13600 | 13600 | N
923 | DEVELOP DOCKUM AQUIFER SUPPLIES | Develop Dockum Aquifer supplies | F | 5 | EXISTING SOURCE OR EXPANDED USE OF AN EXISTING SOURCE (SURFACE WATER OR GROUNDWATER) | 6 | GROUNDWATER | 6 | OTHER INFRASTRUCTURE |  | 2527 | 1245 | DOCKUM AQUIFER | F | 168 | MITCHELL | 14 | COLORADO | 1 | GROUNDWATER | 1 | NO WATER QUALITY IMPROVEMENTS |  | 3287 | 1 | Develop Dockum Aquifer supplies | 385 | COLORADO CITY | F | WUG | MUNICIPAL | 126 | CITY | This strategy will develop brackish water supplies. the final finished water amount may be less than the 2200 ac-ft per year based on treatability. | N | 2020 | 2020 | 0 | 2536000 | 2536000 | 979000 | 979000 | 979000 | 17855000 | 20 | 385 | COLORADO CITY | F | WUG | MUNICIPAL | 126 | CITY | F | 168 | MITCHELL | 0 | 2200 | 2200 | 2200 | 2200 | 2200 | N
918 | DEVELOP ELLENBURGER AQUIFER SUPPLIES | Develop Ellenburger Aquifer supplies | F | 5 | EXISTING SOURCE OR EXPANDED USE OF AN EXISTING SOURCE (SURFACE WATER OR GROUNDWATER) | 6 | GROUNDWATER | 2 | PIPELINE | Richland SUD is drilling a new well in San Saba County and will blend with Hickory water in McCulloch County | 2518 | 1600 | ELLENBURGER-SAN SABA AQUIFER | K | 206 | SAN SABA | 14 | COLORADO | 1 | GROUNDWATER | 1 | NO WATER QUALITY IMPROVEMENTS |  | 3299 | 1 | Develop Ellenburger Aquifer supplies | 2266 | RICHLAND SUD | K | WUG | MUNICIPAL | 4318 | UTILITY | Assumes new 10-inch pipeline to interconnect systems in San Saba and McCulloch counties | N | 2020 | 2020 | 0 | 523000 | 523000 | 74000 | 74000 | 74000 | 5148000 | 20 | 2266 | RICHLAND SUD | K | WUG | MUNICIPAL | 4318 | UTILITY | F | 154 | MCCULLOCH | 0 | 200 | 200 | 200 | 200 | 200 | N
218 | DEVELOP HICKORY AQUIFER SUPPLIES | Develop Hickory Aquifer supplies | F | 5 | EXISTING SOURCE OR EXPANDED USE OF AN EXISTING SOURCE (SURFACE WATER OR GROUNDWATER) | 6 | GROUNDWATER | 6 | OTHER INFRASTRUCTURE |  | 587 | 1231 | HICKORY AQUIFER | F | 154 | MCCULLOCH | 14 | COLORADO | 1 | GROUNDWATER | 5 | OTHER WATER QUALITY ENHANCEMENT |  | 3312 | 1 | Develop Hickory Aquifer supplies | 125 | SAN ANGELO | F | BOTH | MUNICIPAL | 529 | CITY | Three phases; 6,700 acre-feet in 2014, additional 3,330 acre-feet in 2026 and an additional 2,000 acre-feet in 2034 | N | 2020 | 2020 | 0 | 18215034 | 27072036 | 24193382 | 21774680 | 20042400 | 173307000 | 20 | 125 | SAN ANGELO | F | BOTH | MUNICIPAL | 529 | CITY | F | 226 | TOM GREEN | 0 | 6700 | 10000 | 12000 | 12000 | 12000 | N
218 | DEVELOP HICKORY AQUIFER SUPPLIES | Develop Hickory Aquifer supplies | F | 5 | EXISTING SOURCE OR EXPANDED USE OF AN EXISTING SOURCE (SURFACE WATER OR GROUNDWATER) | 6 | GROUNDWATER | 6 | OTHER INFRASTRUCTURE |  | 588 | 1918 | HICKORY AQUIFER | F | 164 | MENARD | 14 | COLORADO | 1 | GROUNDWATER | 1 | NO WATER QUALITY IMPROVEMENTS |  | 3314 | 1 | Develop Hickory Aquifer supplies | 575 | COUNTY-OTHER, MENARD | F | WUG | MUNICIPAL | 757 | COUNTY-OTHER | New water well. City of Menard is seller. | N | 2010 | 2010 | 0 | 0 | 0 | 0 | 0 | 0 | 0 | 0 | 575 | COUNTY-OTHER, MENARD | F | WUG | MUNICIPAL | 757 | COUNTY-OTHER | F | 164 | MENARD | 20 | 21 | 20 | 20 | 19 | 19 | N
218 | DEVELOP HICKORY AQUIFER SUPPLIES | Develop Hickory Aquifer supplies | F | 5 | EXISTING SOURCE OR EXPANDED USE OF AN EXISTING SOURCE (SURFACE WATER OR GROUNDWATER) | 6 | GROUNDWATER | 6 | OTHER INFRASTRUCTURE |  | 588 | 1918 | HICKORY AQUIFER | F | 164 | MENARD | 14 | COLORADO | 1 | GROUNDWATER | 1 | NO WATER QUALITY IMPROVEMENTS |  | 3315 | 1 | Develop Hickory Aquifer supplies | 1826 | MENARD | F | WUG | MUNICIPAL | 395 | CITY | New water well. | N | 2010 | 2010 | 233000 | 233000 | 86080 | 86080 | 86080 | 86080 | 1684000 | 20 | 1826 | MENARD | F | WUG | MUNICIPAL | 395 | CITY | F | 164 | MENARD | 140 | 139 | 140 | 140 | 141 | 141 | N
136 | DEVELOP OTHER AQUIFER SUPPLIES | Develop other aquifer supplies | B | 5 | EXISTING SOURCE OR EXPANDED USE OF AN EXISTING SOURCE (SURFACE WATER OR GROUNDWATER) | 6 | GROUNDWATER | 6 | OTHER INFRASTRUCTURE |  | 628 | 999 | OTHER AQUIFER | B | 169 | MONTAGUE | 2 | RED | 1 | GROUNDWATER | 1 | NO WATER QUALITY IMPROVEMENTS |  | 5197 | 1 | Develop other aquifer supplies | 580 | COUNTY-OTHER, MONTAGUE | B | WUG | MUNICIPAL | 757 | COUNTY-OTHER |  | N | 2010 | 2010 | 98356.16 | 98356.16 | 43835.62 | 43835.62 | 43835.62 | 43835.62 | 625616.44 | 20 | 580 | COUNTY-OTHER, MONTAGUE | B | WUG | MUNICIPAL | 757 | COUNTY-OTHER | B | 169 | MONTAGUE | 160 | 160 | 160 | 160 | 160 | 160 | N
136 | DEVELOP OTHER AQUIFER SUPPLIES | Develop other aquifer supplies | B | 5 | EXISTING SOURCE OR EXPANDED USE OF AN EXISTING SOURCE (SURFACE WATER OR GROUNDWATER) | 6 | GROUNDWATER | 6 | OTHER INFRASTRUCTURE |  | 629 | 1006 | OTHER AQUIFER | B | 169 | MONTAGUE | 8 | TRINITY | 1 | GROUNDWATER | 1 | NO WATER QUALITY IMPROVEMENTS |  | 5197 | 1 | Develop other aquifer supplies | 580 | COUNTY-OTHER, MONTAGUE | B | WUG | MUNICIPAL | 757 | COUNTY-OTHER |  | N | 2010 | 2010 | 52251.71 | 52251.71 | 23287.67 | 23287.67 | 23287.67 | 23287.67 | 332358.73 | 20 | 580 | COUNTY-OTHER, MONTAGUE | B | WUG | MUNICIPAL | 757 | COUNTY-OTHER | B | 169 | MONTAGUE | 85 | 85 | 85 | 85 | 85 | 85 | N
93 | DEVELOP TRINITY AQUIFER SUPPLIES | Develop Trinity Aquifer supplies | B | 5 | EXISTING SOURCE OR EXPANDED USE OF AN EXISTING SOURCE (SURFACE WATER OR GROUNDWATER) | 6 | GROUNDWATER | 6 | OTHER INFRASTRUCTURE |  | 786 | 1005 | TRINITY AQUIFER | B | 169 | MONTAGUE | 8 | TRINITY | 1 | GROUNDWATER | 1 | NO WATER QUALITY IMPROVEMENTS |  | 4253 | 1 | Develop Trinity Aquifer supplies | 580 | COUNTY-OTHER, MONTAGUE | B | WUG | MUNICIPAL | 757 | COUNTY-OTHER |  | N | 2010 | 2010 | 166590.7534 | 166590.7534 | 74246.5753 | 74246.5753 | 74246.5753 | 74246.5753 | 1059637.842 | 20 | 580 | COUNTY-OTHER, MONTAGUE | B | WUG | MUNICIPAL | 757 | COUNTY-OTHER | B | 169 | MONTAGUE | 271 | 271 | 271 | 271 | 271 | 271 | N
221 | DEVELOP TRINITY AQUIFER SUPPLIES (INCLUDES OVERDRAFTING) | Develop Trinity Aquifer supplies (includes overdrafting) | B | 5 | EXISTING SOURCE OR EXPANDED USE OF AN EXISTING SOURCE (SURFACE WATER OR GROUNDWATER) | 6 | GROUNDWATER | 6 | OTHER INFRASTRUCTURE |  | 752 | 998 | TRINITY AQUIFER | B | 169 | MONTAGUE | 2 | RED | 1 | GROUNDWATER | 1 | NO WATER QUALITY IMPROVEMENTS |  | 5211 | 1 | Develop Trinity Aquifer supplies (includes overdrafting) | 580 | COUNTY-OTHER, MONTAGUE | B | WUG | MUNICIPAL | 757 | COUNTY-OTHER |  | N | 2010 | 2010 | 41801.37 | 41801.37 | 18630.14 | 18630.14 | 18630.14 | 18630.14 | 265886.9863 | 20 | 580 | COUNTY-OTHER, MONTAGUE | B | WUG | MUNICIPAL | 757 | COUNTY-OTHER | B | 169 | MONTAGUE | 68 | 68 | 68 | 68 | 68 | 68 | N
367 | DEVELOPMENT OF CARRIZO-WILCOX AQUIFER | Development of Carrizo-Wilcox Aquifer | K | 5 | EXISTING SOURCE OR EXPANDED USE OF AN EXISTING SOURCE (SURFACE WATER OR GROUNDWATER) | 6 | GROUNDWATER | 6 | OTHER INFRASTRUCTURE |  | 905 | 1617 | CARRIZO-WILCOX AQUIFER | K | 11 | BASTROP | 18 | GUADALUPE | 1 | GROUNDWATER | 1 | NO WATER QUALITY IMPROVEMENTS |  | 6080 | 1 | Development of Carrizo-Wilcox Aquifer | 422 | COUNTY-OTHER, BASTROP | K | WUG | MUNICIPAL | 757 | COUNTY-OTHER |  | N | 2050 | 2050 | 0 | 0 | 0 | 0 | 856991 | 892710 | 5434871 | 20 | 422 | COUNTY-OTHER, BASTROP | K | WUG | MUNICIPAL | 757 | COUNTY-OTHER | K | 11 | BASTROP | 0 | 0 | 0 | 0 | 975 | 1246 | N
367 | DEVELOPMENT OF CARRIZO-WILCOX AQUIFER | Development of Carrizo-Wilcox Aquifer | K | 5 | EXISTING SOURCE OR EXPANDED USE OF AN EXISTING SOURCE (SURFACE WATER OR GROUNDWATER) | 6 | GROUNDWATER | 6 | OTHER INFRASTRUCTURE |  | 2154 | 1645 | CARRIZO-WILCOX AQUIFER | L | 28 | CALDWELL | 18 | GUADALUPE | 1 | GROUNDWATER | 1 | NO WATER QUALITY IMPROVEMENTS |  | 6130 | 1 | Development of Carrizo-Wilcox Aquifer | 307 | BUDA | K | WUG | MUNICIPAL | 761 | CITY |  | N | 2020 | 2020 | 0 | 1300027 | 1300027 | 1300027 | 1300027 | 1300027 | 6807200 | 20 | 307 | BUDA | K | WUG | MUNICIPAL | 761 | CITY | K | 105 | HAYS | 0 | 1687 | 1687 | 1687 | 1687 | 1687 | N
758 | DEVELOPMENT OF ELLENBURGER-SAN SABA AQUIFER | Development of Ellenburger-San Saba Aquifer | K | 5 | EXISTING SOURCE OR EXPANDED USE OF AN EXISTING SOURCE (SURFACE WATER OR GROUNDWATER) | 6 | GROUNDWATER | 2 | PIPELINE |  | 2096 | 1619 | ELLENBURGER-SAN SABA AQUIFER | K | 16 | BLANCO | 18 | GUADALUPE | 1 | GROUNDWATER | 1 | NO WATER QUALITY IMPROVEMENTS |  | 6082 | 1 | Development of Ellenburger-San Saba Aquifer | 427 | COUNTY-OTHER, BLANCO | K | WUG | MUNICIPAL | 757 | COUNTY-OTHER |  | N | 2050 | 2050 | 0 | 0 | 0 | 0 | 275444 | 276304 | 1977110 | 20 | 427 | COUNTY-OTHER, BLANCO | K | WUG | MUNICIPAL | 757 | COUNTY-OTHER | K | 16 | BLANCO | 0 | 0 | 0 | 0 | 41 | 64 | N
369 | DEVELOPMENT OF ELLENBURGER-SAN SABA AQUIFER | Development of Ellenburger-San Saba Aquifer | K | 5 | EXISTING SOURCE OR EXPANDED USE OF AN EXISTING SOURCE (SURFACE WATER OR GROUNDWATER) | 6 | GROUNDWATER | 6 | OTHER INFRASTRUCTURE |  | 906 | 1591 | ELLENBURGER-SAN SABA AQUIFER | K | 150 | LLANO | 14 | COLORADO | 1 | GROUNDWATER | 1 | NO WATER QUALITY IMPROVEMENTS |  | 3298 | 1 | Development of Ellenburger-San Saba Aquifer | 1587 | LLANO | K | WUG | MUNICIPAL | 363 | CITY |  | N | 2010 | 2010 | 736897 | 736897 | 736897 | 736897 | 736897 | 736897 | 3624413 | 20 | 1587 | LLANO | K | WUG | MUNICIPAL | 363 | CITY | K | 150 | LLANO | 478 | 478 | 478 | 478 | 478 | 478 | N
805 | DEVELOPMENT OF GULF COAST AQUIFER | Development of Gulf Coast Aquifer | K | 5 | EXISTING SOURCE OR EXPANDED USE OF AN EXISTING SOURCE (SURFACE WATER OR GROUNDWATER) | 6 | GROUNDWATER | 6 | OTHER INFRASTRUCTURE |  | 2289 | 1559 | GULF COAST AQUIFER | K | 241 | WHARTON | 13 | BRAZOS-COLORADO | 1 | GROUNDWATER | 1 | NO WATER QUALITY IMPROVEMENTS |  | 2399 | 1 | Development of Gulf Coast Aquifer | 2478 | STEAM ELECTRIC POWER, WHARTON | K | WUG | STEAM ELECTRIC | 1002 | N/A |  | N | 2060 | 2060 | 0 | 0 | 0 | 0 | 0 | 30825 | 164000 | 20 | 2478 | STEAM ELECTRIC POWER, WHARTON | K | WUG | STEAM ELECTRIC | 1002 | N/A | K | 241 | WHARTON | 0 | 0 | 0 | 0 | 0 | 82 | N
878 | DEVELOPMENT OF HICKORY AQUIFER | Development of Hickory Aquifer | K | 5 | EXISTING SOURCE OR EXPANDED USE OF AN EXISTING SOURCE (SURFACE WATER OR GROUNDWATER) | 6 | GROUNDWATER | 5 | PIPELINE, WATER TREATMENT PLANT, AND OTHER |  | 2370 | 1592 | HICKORY AQUIFER | K | 150 | LLANO | 14 | COLORADO | 1 | GROUNDWATER | 1 | NO WATER QUALITY IMPROVEMENTS |  | 3316 | 1 | Development of Hickory Aquifer | 1587 | LLANO | K | WUG | MUNICIPAL | 363 | CITY |  | N | 2010 | 2010 | 876077 | 866336 | 833057 | 802618 | 774209 | 747829 | 4697200 | 20 | 1587 | LLANO | K | WUG | MUNICIPAL | 363 | CITY | K | 150 | LLANO | 512 | 488 | 406 | 331 | 261 | 196 | N
395 | DEVELOPMENT OF NEW RICE VARIETIES | Development of new rice varieties | K | 3 | CONSERVATION | 2 | IRRIGATION CONSERVATION | 1 | NO INFRASTRUCTURE |  | 949 | 2624 | CONSERVATION | K | 45 | COLORADO | 13 | BRAZOS-COLORADO | 3 | CONSERVATION | 1 | NO WATER QUALITY IMPROVEMENTS |  | 2369 | 1 | Development of new rice varieties | 87 | LOWER COLORADO RIVER AUTHORITY | K | WWP | WWP | N/A | N/A |  | N | 2020 | 2020 | 0 | 0 | 0 | 0 | 0 | 0 | 0 | 0 | 1022 | IRRIGATION, COLORADO | K | WUG | IRRIGATION | 1004 | N/A | K | 45 | COLORADO | 0 | 4548 | 4548 | 4548 | 4548 | 4548 | N
395 | DEVELOPMENT OF NEW RICE VARIETIES | Development of new rice varieties | K | 3 | CONSERVATION | 2 | IRRIGATION CONSERVATION | 1 | NO INFRASTRUCTURE |  | 950 | 2695 | CONSERVATION | K | 45 | COLORADO | 16 | LAVACA | 3 | CONSERVATION | 1 | NO WATER QUALITY IMPROVEMENTS |  | 2369 | 1 | Development of new rice varieties | 87 | LOWER COLORADO RIVER AUTHORITY | K | WWP | WWP | N/A | N/A |  | N | 2020 | 2020 | 0 | 0 | 0 | 0 | 0 | 0 | 0 | 0 | 1022 | IRRIGATION, COLORADO | K | WUG | IRRIGATION | 1004 | N/A | K | 45 | COLORADO | 0 | 10181 | 10181 | 10181 | 10181 | 10181 | N
395 | DEVELOPMENT OF NEW RICE VARIETIES | Development of new rice varieties | K | 3 | CONSERVATION | 2 | IRRIGATION CONSERVATION | 1 | NO INFRASTRUCTURE |  | 951 | 2626 | CONSERVATION | K | 161 | MATAGORDA | 13 | BRAZOS-COLORADO | 3 | CONSERVATION | 1 | NO WATER QUALITY IMPROVEMENTS |  | 5056 | 1 | Development of new rice varieties | 87 | LOWER COLORADO RIVER AUTHORITY | K | WWP | WWP | N/A | N/A |  | N | 2020 | 2020 | 0 | 0 | 0 | 0 | 0 | 0 | 0 | 0 | 1131 | IRRIGATION, MATAGORDA | K | WUG | IRRIGATION | 1004 | N/A | K | 161 | MATAGORDA | 0 | 3661 | 3661 | 3661 | 3661 | 3661 | N
395 | DEVELOPMENT OF NEW RICE VARIETIES | Development of new rice varieties | K | 3 | CONSERVATION | 2 | IRRIGATION CONSERVATION | 1 | NO INFRASTRUCTURE |  | 952 | 2666 | CONSERVATION | K | 161 | MATAGORDA | 14 | COLORADO | 3 | CONSERVATION | 1 | NO WATER QUALITY IMPROVEMENTS |  | 5056 | 1 | Development of new rice varieties | 87 | LOWER COLORADO RIVER AUTHORITY | K | WWP | WWP | N/A | N/A |  | N | 2020 | 2020 | 0 | 0 | 0 | 0 | 0 | 0 | 0 | 0 | 1131 | IRRIGATION, MATAGORDA | K | WUG | IRRIGATION | 1004 | N/A | K | 161 | MATAGORDA | 0 | 486 | 486 | 486 | 486 | 486 | N
395 | DEVELOPMENT OF NEW RICE VARIETIES | Development of new rice varieties | K | 3 | CONSERVATION | 2 | IRRIGATION CONSERVATION | 1 | NO INFRASTRUCTURE |  | 953 | 2692 | CONSERVATION | K | 161 | MATAGORDA | 15 | COLORADO-LAVACA | 3 | CONSERVATION | 1 | NO WATER QUALITY IMPROVEMENTS |  | 5056 | 1 | Development of new rice varieties | 87 | LOWER COLORADO RIVER AUTHORITY | K | WWP | WWP | N/A | N/A |  | N | 2020 | 2020 | 0 | 0 | 0 | 0 | 0 | 0 | 0 | 0 | 1131 | IRRIGATION, MATAGORDA | K | WUG | IRRIGATION | 1004 | N/A | K | 161 | MATAGORDA | 0 | 4468 | 4468 | 4468 | 4468 | 4468 | N
395 | DEVELOPMENT OF NEW RICE VARIETIES | Development of new rice varieties | K | 3 | CONSERVATION | 2 | IRRIGATION CONSERVATION | 1 | NO INFRASTRUCTURE |  | 948 | 2627 | CONSERVATION | K | 241 | WHARTON | 13 | BRAZOS-COLORADO | 3 | CONSERVATION | 1 | NO WATER QUALITY IMPROVEMENTS |  | 5060 | 1 | Development of new rice varieties | 87 | LOWER COLORADO RIVER AUTHORITY | K | WWP | WWP | N/A | N/A |  | N | 2020 | 2020 | 0 | 0 | 0 | 0 | 0 | 0 | 0 | 0 | 1205 | IRRIGATION, WHARTON | P | WUG | IRRIGATION | 1004 | N/A | K | 241 | WHARTON | 0 | 13293 | 13293 | 13293 | 13293 | 13293 | N
395 | DEVELOPMENT OF NEW RICE VARIETIES | Development of new rice varieties | K | 3 | CONSERVATION | 2 | IRRIGATION CONSERVATION | 1 | NO INFRASTRUCTURE |  | 954 | 2686 | CONSERVATION | K | 241 | WHARTON | 14 | COLORADO | 3 | CONSERVATION | 1 | NO WATER QUALITY IMPROVEMENTS |  | 5060 | 1 | Development of new rice varieties | 87 | LOWER COLORADO RIVER AUTHORITY | K | WWP | WWP | N/A | N/A |  | N | 2020 | 2020 | 0 | 0 | 0 | 0 | 0 | 0 | 0 | 0 | 1205 | IRRIGATION, WHARTON | P | WUG | IRRIGATION | 1004 | N/A | K | 241 | WHARTON | 0 | 144 | 144 | 144 | 144 | 144 | N
395 | DEVELOPMENT OF NEW RICE VARIETIES | Development of new rice varieties | K | 3 | CONSERVATION | 2 | IRRIGATION CONSERVATION | 1 | NO INFRASTRUCTURE |  | 955 | 2693 | CONSERVATION | K | 241 | WHARTON | 15 | COLORADO-LAVACA | 3 | CONSERVATION | 1 | NO WATER QUALITY IMPROVEMENTS |  | 5060 | 1 | Development of new rice varieties | 87 | LOWER COLORADO RIVER AUTHORITY | K | WWP | WWP | N/A | N/A |  | N | 2020 | 2020 | 0 | 0 | 0 | 0 | 0 | 0 | 0 | 0 | 1205 | IRRIGATION, WHARTON | P | WUG | IRRIGATION | 1004 | N/A | K | 241 | WHARTON | 0 | 4019 | 4019 | 4019 | 4019 | 4019 | N
371 | DEVELOPMENT OF OTHER AQUIFER | Development of other aquifer | K | 5 | EXISTING SOURCE OR EXPANDED USE OF AN EXISTING SOURCE (SURFACE WATER OR GROUNDWATER) | 6 | GROUNDWATER | 6 | OTHER INFRASTRUCTURE |  | 908 | 1577 | OTHER AQUIFER | K | 45 | COLORADO | 14 | COLORADO | 1 | GROUNDWATER | 1 | NO WATER QUALITY IMPROVEMENTS |  | 3334 | 1 | Development of other aquifer | 1883 | MINING, COLORADO | K | WUG | MINING | 1003 | N/A |  | N | 2010 | 2010 | 37449 | 37449 | 37449 | 37449 | 37449 | 37449 | 0 | 0 | 1883 | MINING, COLORADO | K | WUG | MINING | 1003 | N/A | K | 45 | COLORADO | 4269 | 4269 | 4269 | 4269 | 4269 | 4269 | N
371 | DEVELOPMENT OF OTHER AQUIFER | Development of other aquifer | K | 5 | EXISTING SOURCE OR EXPANDED USE OF AN EXISTING SOURCE (SURFACE WATER OR GROUNDWATER) | 6 | GROUNDWATER | 6 | OTHER INFRASTRUCTURE |  | 910 | 1582 | OTHER AQUIFER | K | 75 | FAYETTE | 14 | COLORADO | 1 | GROUNDWATER | 1 | NO WATER QUALITY IMPROVEMENTS |  | 3335 | 1 | Development of other aquifer | 776 | FAYETTE WSC | K | WUG | MUNICIPAL | 4110 | UTILITY |  | N | 2030 | 2030 | 0 | 0 | 411892 | 418334 | 426144 | 436506 | 2887868 | 20 | 776 | FAYETTE WSC | K | WUG | MUNICIPAL | 4110 | UTILITY | K | 75 | FAYETTE | 0 | 0 | 79 | 291 | 548 | 889 | N
371 | DEVELOPMENT OF OTHER AQUIFER | Development of other aquifer | K | 5 | EXISTING SOURCE OR EXPANDED USE OF AN EXISTING SOURCE (SURFACE WATER OR GROUNDWATER) | 6 | GROUNDWATER | 6 | OTHER INFRASTRUCTURE |  | 910 | 1582 | OTHER AQUIFER | K | 75 | FAYETTE | 14 | COLORADO | 1 | GROUNDWATER | 1 | NO WATER QUALITY IMPROVEMENTS |  | 3336 | 1 | Development of other aquifer | 1406 | LIVESTOCK, FAYETTE | K | WUG | LIVESTOCK | 1005 | N/A |  | N | 2010 | 2010 | 62958 | 62958 | 62958 | 62958 | 62958 | 62958 | 216920 | 5 | 1406 | LIVESTOCK, FAYETTE | K | WUG | LIVESTOCK | 1005 | N/A | K | 75 | FAYETTE | 22 | 22 | 22 | 22 | 22 | 22 | N
768 | DEVELOPMENT OF QUEEN CITY AQUIFER | Development of Queen City Aquifer | K | 5 | EXISTING SOURCE OR EXPANDED USE OF AN EXISTING SOURCE (SURFACE WATER OR GROUNDWATER) | 6 | GROUNDWATER | 2 | PIPELINE |  | 2120 | 1562 | QUEEN CITY AQUIFER | K | 11 | BASTROP | 14 | COLORADO | 1 | GROUNDWATER | 1 | NO WATER QUALITY IMPROVEMENTS |  | 3338 | 1 | Development of Queen City Aquifer | 2367 | SMITHVILLE | K | WUG | MUNICIPAL | 564 | CITY |  | N | 2060 | 2060 | 0 | 0 | 0 | 0 | 0 | 627800 | 4190135 | 20 | 2367 | SMITHVILLE | K | WUG | MUNICIPAL | 564 | CITY | K | 11 | BASTROP | 0 | 0 | 0 | 0 | 0 | 580 | N
788 | DEVELOPMENT OF SALINE ZONE OF EDWARDS-BFZ AQUIFER | Development of saline zone of Edwards-Balcones Fault Zone Aquifer | K | 5 | EXISTING SOURCE OR EXPANDED USE OF AN EXISTING SOURCE (SURFACE WATER OR GROUNDWATER) | 6 | GROUNDWATER | 5 | PIPELINE, WATER TREATMENT PLANT, AND OTHER |  | 2291 | 1601 | EDWARDS-BFZ AQUIFER | K | 227 | TRAVIS | 14 | COLORADO | 1 | GROUNDWATER | 1 | NO WATER QUALITY IMPROVEMENTS |  | 3349 | 1 | Development of saline zone of Edwards-Balcones Fault Zone Aquifer | 307 | BUDA | K | WUG | MUNICIPAL | 761 | CITY |  | N | 2060 | 2060 | 0 | 0 | 0 | 0 | 0 | 489334 | 1391124 | 20 | 307 | BUDA | K | WUG | MUNICIPAL | 761 | CITY | K | 105 | HAYS | 0 | 0 | 0 | 0 | 0 | 500 | N
788 | DEVELOPMENT OF SALINE ZONE OF EDWARDS-BFZ AQUIFER | Development of saline zone of Edwards-Balcones Fault Zone Aquifer | K | 5 | EXISTING SOURCE OR EXPANDED USE OF AN EXISTING SOURCE (SURFACE WATER OR GROUNDWATER) | 6 | GROUNDWATER | 5 | PIPELINE, WATER TREATMENT PLANT, AND OTHER |  | 2291 | 1601 | EDWARDS-BFZ AQUIFER | K | 227 | TRAVIS | 14 | COLORADO | 1 | GROUNDWATER | 1 | NO WATER QUALITY IMPROVEMENTS |  | 3350 | 1 | Development of saline zone of Edwards-Balcones Fault Zone Aquifer | 356 | CIMARRON PARK WATER COMPANY | K | WUG | MUNICIPAL | 4057 | UTILITY |  | N | 2030 | 2030 | 0 | 0 | 244667 | 342534 | 489335 | 587200 | 1669349 | 20 | 356 | CIMARRON PARK WATER COMPANY | K | WUG | MUNICIPAL | 4057 | UTILITY | K | 105 | HAYS | 0 | 0 | 250 | 350 | 500 | 600 | N
788 | DEVELOPMENT OF SALINE ZONE OF EDWARDS-BFZ AQUIFER | Development of saline zone of Edwards-Balcones Fault Zone Aquifer | K | 5 | EXISTING SOURCE OR EXPANDED USE OF AN EXISTING SOURCE (SURFACE WATER OR GROUNDWATER) | 6 | GROUNDWATER | 5 | PIPELINE, WATER TREATMENT PLANT, AND OTHER |  | 2291 | 1601 | EDWARDS-BFZ AQUIFER | K | 227 | TRAVIS | 14 | COLORADO | 1 | GROUNDWATER | 1 | NO WATER QUALITY IMPROVEMENTS |  | 3351 | 1 | Development of saline zone of Edwards-Balcones Fault Zone Aquifer | 516 | COUNTY-OTHER, HAYS | K | WUG | MUNICIPAL | 757 | COUNTY-OTHER |  | N | 2020 | 2020 | 0 | 244668 | 2446680 | 2446680 | 4893350 | 5872020 | 16693491 | 20 | 516 | COUNTY-OTHER, HAYS | K | WUG | MUNICIPAL | 757 | COUNTY-OTHER | K | 105 | HAYS | 0 | 250 | 2500 | 2500 | 5000 | 6000 | N
370 | DEVELOPMENT OF TRINITY AQUIFER | Development of Trinity Aquifer | K | 5 | EXISTING SOURCE OR EXPANDED USE OF AN EXISTING SOURCE (SURFACE WATER OR GROUNDWATER) | 6 | GROUNDWATER | 6 | OTHER INFRASTRUCTURE |  | 907 | 1590 | TRINITY AQUIFER | K | 105 | HAYS | 14 | COLORADO | 1 | GROUNDWATER | 1 | NO WATER QUALITY IMPROVEMENTS |  | 3341 | 1 | Development of Trinity Aquifer | 1690 | MANUFACTURING, HAYS | K | WUG | MANUFACTURING | 1001 | N/A |  | N | 2030 | 2030 | 0 | 0 | 610537 | 630564 | 646747 | 662608 | 4084198 | 20 | 1690 | MANUFACTURING, HAYS | K | WUG | MANUFACTURING | 1001 | N/A | K | 105 | HAYS | 0 | 0 | 75 | 200 | 301 | 400 | N
434 | DIRECT REUSE | Direct reuse | C | 8 | REUSE | 7 | REUSE | 6 | OTHER INFRASTRUCTURE |  | 2331 | 4034 | DIRECT REUSE | C | 49 | COOKE | 8 | TRINITY | 2 | REUSE | 1 | NO WATER QUALITY IMPROVEMENTS |  | 4752 | 1 | Direct reuse | 57 | GAINESVILLE | C | BOTH | MUNICIPAL | 225 | CITY |  | N | 2020 | 2020 | 0 | 175000 | 175000 | 175000 | 42000 | 42000 | 1828000 | 30 | 1026 | IRRIGATION, COOKE | C | WUG | IRRIGATION | 1004 | N/A | C | 49 | COOKE | 0 | 70 | 70 | 70 | 70 | 70 | N
434 | DIRECT REUSE | Direct reuse | C | 8 | REUSE | 7 | REUSE | 6 | OTHER INFRASTRUCTURE |  | 2331 | 4034 | DIRECT REUSE | C | 49 | COOKE | 8 | TRINITY | 2 | REUSE | 1 | NO WATER QUALITY IMPROVEMENTS |  | 4752 | 1 | Direct reuse | 57 | GAINESVILLE | C | BOTH | MUNICIPAL | 225 | CITY |  | N | 2020 | 2020 | 0 | 175000 | 175000 | 175000 | 42000 | 42000 | 1828000 | 30 | 1886 | MINING, COOKE | C | WUG | MINING | 1003 | N/A | C | 49 | COOKE | 0 | 99 | 67 | 71 | 74 | 77 | N
434 | DIRECT REUSE | Direct reuse | C | 8 | REUSE | 7 | REUSE | 6 | OTHER INFRASTRUCTURE |  | 2488 | 4035 | DIRECT REUSE | C | 57 | DALLAS | 8 | TRINITY | 2 | REUSE | 1 | NO WATER QUALITY IMPROVEMENTS |  | 4749 | 1 | Direct reuse - Irving | 1219 | IRVING | C | WUG | MUNICIPAL | 298 | CITY |  | N | 2020 | 2020 | 0 | 4974000 | 4974000 | 4974000 | 2041000 | 2041000 | 58628000 | 30 | 1219 | IRVING | C | WUG | MUNICIPAL | 298 | CITY | C | 57 | DALLAS | 0 | 6000 | 8000 | 8000 | 8000 | 8000 | N
434 | DIRECT REUSE | Direct reuse | C | 8 | REUSE | 7 | REUSE | 6 | OTHER INFRASTRUCTURE |  | 2430 | 1847 | DIRECT REUSE | C | 61 | DENTON | 8 | TRINITY | 2 | REUSE | 1 | NO WATER QUALITY IMPROVEMENTS |  | 4754 | 1 | Direct reuse | 150 | UPPER TRINITY REGIONAL WD | C | WWP | WWP | N/A | N/A |  | N | 2030 | 2030 | 0 | 0 | 1186000 | 1186000 | 1186000 | 364000 | 11313000 | 30 | 1037 | IRRIGATION, DENTON | C | WUG | IRRIGATION | 1004 | N/A | C | 61 | DENTON | 0 | 0 | 560 | 1121 | 2240 | 2240 | N
434 | DIRECT REUSE | Direct reuse | C | 8 | REUSE | 7 | REUSE | 6 | OTHER INFRASTRUCTURE |  | 1161 | 1852 | DIRECT REUSE | C | 220 | TARRANT | 8 | TRINITY | 2 | REUSE | 1 | NO WATER QUALITY IMPROVEMENTS |  | 4756 | 1 | Direct reuse | 55 | FORT WORTH | C | BOTH | MUNICIPAL | 213 | CITY | Includes Village Ck, Alliance, and FW Future Direct Reuse | N | 2010 | 2010 | 1073000 | 16510000 | 16510000 | 15705000 | 3601000 | 3601000 | 182699000 | 30 | 200 | ARLINGTON | C | BOTH | MUNICIPAL | 25 | CITY | C | 220 | TARRANT | 207 | 602 | 602 | 602 | 602 | 602 | N
434 | DIRECT REUSE | Direct reuse | C | 8 | REUSE | 7 | REUSE | 6 | OTHER INFRASTRUCTURE |  | 1161 | 1852 | DIRECT REUSE | C | 220 | TARRANT | 8 | TRINITY | 2 | REUSE | 1 | NO WATER QUALITY IMPROVEMENTS |  | 4756 | 1 | Direct reuse | 55 | FORT WORTH | C | BOTH | MUNICIPAL | 213 | CITY | Includes Village Ck, Alliance, and FW Future Direct Reuse | N | 2010 | 2010 | 1073000 | 16510000 | 16510000 | 15705000 | 3601000 | 3601000 | 182699000 | 30 | 763 | EULESS | C | WUG | MUNICIPAL | 193 | CITY | C | 220 | TARRANT | 368 | 368 | 368 | 368 | 368 | 368 | N
434 | DIRECT REUSE | Direct reuse | C | 8 | REUSE | 7 | REUSE | 6 | OTHER INFRASTRUCTURE |  | 1161 | 1852 | DIRECT REUSE | C | 220 | TARRANT | 8 | TRINITY | 2 | REUSE | 1 | NO WATER QUALITY IMPROVEMENTS |  | 4756 | 1 | Direct reuse | 55 | FORT WORTH | C | BOTH | MUNICIPAL | 213 | CITY | Includes Village Ck, Alliance, and FW Future Direct Reuse | N | 2010 | 2010 | 1073000 | 16510000 | 16510000 | 15705000 | 3601000 | 3601000 | 182699000 | 30 | 55 | FORT WORTH | C | BOTH | MUNICIPAL | 213 | CITY | C | 61 | DENTON | 13 | 363 | 761 | 897 | 1037 | 1090 | N
434 | DIRECT REUSE | Direct reuse | C | 8 | REUSE | 7 | REUSE | 6 | OTHER INFRASTRUCTURE |  | 1161 | 1852 | DIRECT REUSE | C | 220 | TARRANT | 8 | TRINITY | 2 | REUSE | 1 | NO WATER QUALITY IMPROVEMENTS |  | 4756 | 1 | Direct reuse | 55 | FORT WORTH | C | BOTH | MUNICIPAL | 213 | CITY | Includes Village Ck, Alliance, and FW Future Direct Reuse | N | 2010 | 2010 | 1073000 | 16510000 | 16510000 | 15705000 | 3601000 | 3601000 | 182699000 | 30 | 55 | FORT WORTH | C | BOTH | MUNICIPAL | 213 | CITY | C | 184 | PARKER | 30 | 627 | 1354 | 1268 | 1147 | 1003 | N
434 | DIRECT REUSE | Direct reuse | C | 8 | REUSE | 7 | REUSE | 6 | OTHER INFRASTRUCTURE |  | 1161 | 1852 | DIRECT REUSE | C | 220 | TARRANT | 8 | TRINITY | 2 | REUSE | 1 | NO WATER QUALITY IMPROVEMENTS |  | 4756 | 1 | Direct reuse | 55 | FORT WORTH | C | BOTH | MUNICIPAL | 213 | CITY | Includes Village Ck, Alliance, and FW Future Direct Reuse | N | 2010 | 2010 | 1073000 | 16510000 | 16510000 | 15705000 | 3601000 | 3601000 | 182699000 | 30 | 55 | FORT WORTH | C | BOTH | MUNICIPAL | 213 | CITY | C | 220 | TARRANT | 929 | 2509 | 8359 | 12815 | 12782 | 12874 | N
434 | DIRECT REUSE | Direct reuse | C | 8 | REUSE | 7 | REUSE | 6 | OTHER INFRASTRUCTURE |  | 1161 | 1852 | DIRECT REUSE | C | 220 | TARRANT | 8 | TRINITY | 2 | REUSE | 1 | NO WATER QUALITY IMPROVEMENTS |  | 4756 | 1 | Direct reuse | 55 | FORT WORTH | C | BOTH | MUNICIPAL | 213 | CITY | Includes Village Ck, Alliance, and FW Future Direct Reuse | N | 2010 | 2010 | 1073000 | 16510000 | 16510000 | 15705000 | 3601000 | 3601000 | 182699000 | 30 | 55 | FORT WORTH | C | BOTH | MUNICIPAL | 213 | CITY | C | 249 | WISE | 5 | 120 | 236 | 249 | 263 | 262 | N
434 | DIRECT REUSE | Direct reuse | C | 8 | REUSE | 7 | REUSE | 6 | OTHER INFRASTRUCTURE |  | 1161 | 1852 | DIRECT REUSE | C | 220 | TARRANT | 8 | TRINITY | 2 | REUSE | 1 | NO WATER QUALITY IMPROVEMENTS |  | 4756 | 1 | Direct reuse | 2470 | STEAM ELECTRIC POWER, TARRANT | C | WUG | STEAM ELECTRIC | 1002 | N/A |  | N | 2030 | 2030 | 0 | 0 | 1110000 | 1110000 | 1110000 | 361000 | 10315000 | 30 | 2470 | STEAM ELECTRIC POWER, TARRANT | C | WUG | STEAM ELECTRIC | 1002 | N/A | C | 220 | TARRANT | 0 | 0 | 1528 | 2360 | 2360 | 2360 | N
434 | DIRECT REUSE | Direct reuse | C | 8 | REUSE | 7 | REUSE | 6 | OTHER INFRASTRUCTURE |  | 1165 | 4041 | DIRECT REUSE | C | 249 | WISE | 8 | TRINITY | 2 | REUSE | 1 | NO WATER QUALITY IMPROVEMENTS |  | 4753 | 1 | Direct reuse - DWU | 2064 | MINING, WISE | C | WUG | MINING | 1003 | N/A |  | N | 2020 | 2020 | 0 | 0 | 0 | 0 | 0 | 0 | 0 | 0 | 2064 | MINING, WISE | C | WUG | MINING | 1003 | N/A | C | 249 | WISE | 0 | 3569 | 7378 | 10828 | 14241 | 17304 | N
884 | DIRECT REUSE - FRISCO | Direct reuse - Frisco | C | 8 | REUSE | 7 | REUSE | 1 | NO INFRASTRUCTURE |  | 2415 | 1847 | DIRECT REUSE | C | 61 | DENTON | 8 | TRINITY | 2 | REUSE | 1 | NO WATER QUALITY IMPROVEMENTS |  | 4755 | 1 | Direct reuse - Frisco | 819 | FRISCO | C | WUG | MUNICIPAL | 221 | CITY |  | N | 2020 | 2020 | 0 | 3044000 | 3044000 | 3044000 | 759000 | 759000 | 31448606 | 30 | 819 | FRISCO | C | WUG | MUNICIPAL | 221 | CITY | C | 43 | COLLIN | 0 | 1624 | 2147 | 3508 | 3467 | 3468 | N
884 | DIRECT REUSE - FRISCO | Direct reuse - Frisco | C | 8 | REUSE | 7 | REUSE | 1 | NO INFRASTRUCTURE |  | 2415 | 1847 | DIRECT REUSE | C | 61 | DENTON | 8 | TRINITY | 2 | REUSE | 1 | NO WATER QUALITY IMPROVEMENTS |  | 4755 | 1 | Direct reuse - Frisco | 819 | FRISCO | C | WUG | MUNICIPAL | 221 | CITY |  | N | 2020 | 2020 | 0 | 3044000 | 3044000 | 3044000 | 759000 | 759000 | 31448606 | 30 | 819 | FRISCO | C | WUG | MUNICIPAL | 221 | CITY | C | 61 | DENTON | 0 | 616 | 1212 | 2142 | 2182 | 2182 | N
895 | DOW OFF-CHANNEL RESERVOIR | DOW off-channel Reservoir | H | 6 | NEW SURFACE WATER OR NEW GROUNDWATER SOURCE | 4 | NEW MAJOR RESERVOIR | 1 | NO INFRASTRUCTURE | Reservoir allows for more eficient use of existing water rights. | 2461 | 529 | BRAZOS RIVER RUN-OF-RIVER | H | 20 | BRAZORIA | 12 | BRAZOS | 0 | SURFACE WATER | 1 | NO WATER QUALITY IMPROVEMENTS |  | 1007 | 1 | DOW off-channel Reservoir | 42 | DOW CHEMICAL USA | H | WWP | WWP | N/A | N/A |  | N | 2020 | 2020 | 0 | 10484000 | 10484000 | 10484000 | 8490000 | 8490000 | 124468000 | 40 | 1634 | MANUFACTURING, BRAZORIA | H | WUG | MANUFACTURING | 1001 | N/A | H | 20 | BRAZORIA | 0 | 21800 | 21800 | 21800 | 21800 | 21800 | N
386 | DOWNSTREAM RETURN FLOWS | Downstream return flows | K | 8 | REUSE | 7 | REUSE | 1 | NO INFRASTRUCTURE |  | 1622 | 4223 | INDIRECT REUSE | K | 227 | TRAVIS | 14 | COLORADO | 2 | REUSE | 1 | NO WATER QUALITY IMPROVEMENTS |  | 3321 | 1 | Downstream return flows | 7 | AUSTIN | K | BOTH | MUNICIPAL | 30 | CITY |  | N | 2030 | 2030 | 0 | 0 | 0 | 0 | 0 | 0 | 0 | 0 | 7 | AUSTIN | K | BOTH | MUNICIPAL | 30 | CITY | K | 227 | TRAVIS | 0 | 0 | 238 | 950 | 1781 | 2375 | N
386 | DOWNSTREAM RETURN FLOWS | Downstream return flows | K | 8 | REUSE | 7 | REUSE | 1 | NO INFRASTRUCTURE |  | 1622 | 4223 | INDIRECT REUSE | K | 227 | TRAVIS | 14 | COLORADO | 2 | REUSE | 1 | NO WATER QUALITY IMPROVEMENTS |  | 3321 | 1 | Downstream return flows | 1022 | IRRIGATION, COLORADO | K | WUG | IRRIGATION | 1004 | N/A |  | N | 2030 | 2030 | 0 | 0 | 0 | 0 | 0 | 0 | 0 | 0 | 1022 | IRRIGATION, COLORADO | K | WUG | IRRIGATION | 1004 | N/A | K | 45 | COLORADO | 0 | 0 | 19 | 84 | 168 | 223 | N
386 | DOWNSTREAM RETURN FLOWS | Downstream return flows | K | 8 | REUSE | 7 | REUSE | 1 | NO INFRASTRUCTURE |  | 1622 | 4223 | INDIRECT REUSE | K | 227 | TRAVIS | 14 | COLORADO | 2 | REUSE | 1 | NO WATER QUALITY IMPROVEMENTS |  | 3321 | 1 | Downstream return flows | 1131 | IRRIGATION, MATAGORDA | K | WUG | IRRIGATION | 1004 | N/A |  | N | 2030 | 2030 | 0 | 0 | 0 | 0 | 0 | 0 | 0 | 0 | 1131 | IRRIGATION, MATAGORDA | K | WUG | IRRIGATION | 1004 | N/A | K | 161 | MATAGORDA | 0 | 0 | 193 | 761 | 1413 | 1883 | N
386 | DOWNSTREAM RETURN FLOWS | Downstream return flows | K | 8 | REUSE | 7 | REUSE | 1 | NO INFRASTRUCTURE |  | 1622 | 4223 | INDIRECT REUSE | K | 227 | TRAVIS | 14 | COLORADO | 2 | REUSE | 1 | NO WATER QUALITY IMPROVEMENTS |  | 3321 | 1 | Downstream return flows | 1205 | IRRIGATION, WHARTON | P | WUG | IRRIGATION | 1004 | N/A |  | N | 2030 | 2030 | 0 | 0 | 0 | 0 | 0 | 0 | 0 | 0 | 1205 | IRRIGATION, WHARTON | P | WUG | IRRIGATION | 1004 | N/A | K | 241 | WHARTON | 0 | 0 | 1 | 5 | 13 | 19 | N
386 | DOWNSTREAM RETURN FLOWS | Downstream return flows | K | 8 | REUSE | 7 | REUSE | 1 | NO INFRASTRUCTURE |  | 1622 | 4223 | INDIRECT REUSE | K | 227 | TRAVIS | 14 | COLORADO | 2 | REUSE | 1 | NO WATER QUALITY IMPROVEMENTS |  | 3321 | 1 | Downstream return flows | 2452 | STEAM ELECTRIC POWER, MATAGORDA | K | WUG | STEAM ELECTRIC | 1002 | N/A |  | N | 2030 | 2030 | 0 | 0 | 0 | 0 | 0 | 0 | 0 | 0 | 2452 | STEAM ELECTRIC POWER, MATAGORDA | K | WUG | STEAM ELECTRIC | 1002 | N/A | K | 161 | MATAGORDA | 0 | 0 | 9 | 36 | 68 | 90 | N
194 | DRILL ADDITIONAL GROUNDWATER WELL | Drill additional groundwater well | A | 5 | EXISTING SOURCE OR EXPANDED USE OF AN EXISTING SOURCE (SURFACE WATER OR GROUNDWATER) | 6 | GROUNDWATER | 2 | PIPELINE |  | 2215 | 979 | DOCKUM AQUIFER | A | 191 | RANDALL | 2 | RED | 1 | GROUNDWATER | 1 | NO WATER QUALITY IMPROVEMENTS |  | 5170 | 1 | Drill additional groundwater well | 329 | CANYON | A | WUG | MUNICIPAL | 96 | CITY |  | N | 2010 | 2010 | 1546500 | 1546500 | 715700 | 715700 | 715700 | 715700 | 9528800 | 20 | 329 | CANYON | A | WUG | MUNICIPAL | 96 | CITY | A | 191 | RANDALL | 700 | 1400 | 2100 | 2800 | 2800 | 3800 | N
194 | DRILL ADDITIONAL GROUNDWATER WELL | Drill additional groundwater well | A | 5 | EXISTING SOURCE OR EXPANDED USE OF AN EXISTING SOURCE (SURFACE WATER OR GROUNDWATER) | 6 | GROUNDWATER | 2 | PIPELINE |  | 2421 | 928 | OGALLALA AQUIFER | A | 33 | CARSON | 1 | CANADIAN | 1 | GROUNDWATER | 1 | NO WATER QUALITY IMPROVEMENTS |  | 5028 | 1 | Drill additional groundwater well | 820 | FRITCH | A | WUG | MUNICIPAL | 222 | CITY | This is one component of the purchase of the Hi Texas water Supply Corporation system. | N | 2010 | 2010 | 311600 | 311600 | 63100 | 63100 | 63100 | 63100 | 2850300 | 20 | 820 | FRITCH | A | WUG | MUNICIPAL | 222 | CITY | A | 117 | HUTCHINSON | 200 | 200 | 200 | 200 | 200 | 200 | N
194 | DRILL ADDITIONAL GROUNDWATER WELL | Drill additional groundwater well | A | 5 | EXISTING SOURCE OR EXPANDED USE OF AN EXISTING SOURCE (SURFACE WATER OR GROUNDWATER) | 6 | GROUNDWATER | 2 | PIPELINE |  | 2195 | 957 | OGALLALA AQUIFER | A | 33 | CARSON | 2 | RED | 1 | GROUNDWATER | 1 | NO WATER QUALITY IMPROVEMENTS |  | 5185 | 1 | Drill additional groundwater well | 2176 | PANHANDLE | A | WUG | MUNICIPAL | 453 | CITY |  | N | 2030 | 2030 | 0 | 0 | 441400 | 441400 | 152900 | 152900 | 3309300 | 20 | 2176 | PANHANDLE | A | WUG | MUNICIPAL | 453 | CITY | A | 33 | CARSON | 0 | 0 | 600 | 600 | 600 | 600 | N
194 | DRILL ADDITIONAL GROUNDWATER WELL | Drill additional groundwater well | A | 5 | EXISTING SOURCE OR EXPANDED USE OF AN EXISTING SOURCE (SURFACE WATER OR GROUNDWATER) | 6 | GROUNDWATER | 2 | PIPELINE |  | 2197 | 931 | OGALLALA AQUIFER | A | 56 | DALLAM | 1 | CANADIAN | 1 | GROUNDWATER | 1 | NO WATER QUALITY IMPROVEMENTS |  | 5029 | 1 | Drill additional groundwater well | 2517 | TEXLINE | A | WUG | MUNICIPAL | 1066 | CITY |  | N | 2020 | 2020 | 0 | 278300 | 278300 | 77400 | 77400 | 77400 | 2304000 | 20 | 2517 | TEXLINE | A | WUG | MUNICIPAL | 1066 | CITY | A | 56 | DALLAM | 0 | 250 | 250 | 250 | 250 | 250 | N
194 | DRILL ADDITIONAL GROUNDWATER WELL | Drill additional groundwater well | A | 5 | EXISTING SOURCE OR EXPANDED USE OF AN EXISTING SOURCE (SURFACE WATER OR GROUNDWATER) | 6 | GROUNDWATER | 2 | PIPELINE |  | 2183 | 966 | OGALLALA AQUIFER | A | 65 | DONLEY | 2 | RED | 1 | GROUNDWATER | 1 | NO WATER QUALITY IMPROVEMENTS |  | 5187 | 1 | Drill additional groundwater well | 507 | COUNTY-OTHER, HALL | A | WUG | MUNICIPAL | 757 | COUNTY-OTHER |  | N | 2010 | 2010 | 145550 | 145550 | 35600 | 35600 | 35600 | 35600 | 1261200 | 20 | 507 | COUNTY-OTHER, HALL | A | WUG | MUNICIPAL | 757 | COUNTY-OTHER | A | 96 | HALL | 50 | 50 | 50 | 100 | 100 | 100 | N
194 | DRILL ADDITIONAL GROUNDWATER WELL | Drill additional groundwater well | A | 5 | EXISTING SOURCE OR EXPANDED USE OF AN EXISTING SOURCE (SURFACE WATER OR GROUNDWATER) | 6 | GROUNDWATER | 2 | PIPELINE |  | 2183 | 966 | OGALLALA AQUIFER | A | 65 | DONLEY | 2 | RED | 1 | GROUNDWATER | 1 | NO WATER QUALITY IMPROVEMENTS |  | 5186 | 1 | Drill additional groundwater well | 63 | GREENBELT MUNICIPAL & INDUSTRIAL WATER AUTHORITY | A | WWP | WWP | N/A | N/A |  | N | 2020 | 2020 | 0 | 230200 | 230200 | 67500 | 67500 | 67500 | 1865900 | 20 | 63 | GREENBELT MUNICIPAL & INDUSTRIAL WATER AUTHORITY - FUTURE CUSTOMER/SURPLUS SUPPLY | A | WWP | MUNICIPAL | N/A | N/A | A | 65 | DONLEY | 0 | 800 | 800 | 800 | 800 | 800 | N
194 | DRILL ADDITIONAL GROUNDWATER WELL | Drill additional groundwater well | A | 5 | EXISTING SOURCE OR EXPANDED USE OF AN EXISTING SOURCE (SURFACE WATER OR GROUNDWATER) | 6 | GROUNDWATER | 2 | PIPELINE |  | 2183 | 966 | OGALLALA AQUIFER | A | 65 | DONLEY | 2 | RED | 1 | GROUNDWATER | 1 | NO WATER QUALITY IMPROVEMENTS |  | 5188 | 1 | Drill additional groundwater well | 1825 | MEMPHIS | A | WUG | MUNICIPAL | 394 | CITY |  | N | 2020 | 2020 | 0 | 121200 | 121200 | 30300 | 30300 | 30300 | 1042100 | 20 | 1825 | MEMPHIS | A | WUG | MUNICIPAL | 394 | CITY | A | 96 | HALL | 0 | 100 | 100 | 100 | 100 | 100 | N
194 | DRILL ADDITIONAL GROUNDWATER WELL | Drill additional groundwater well | A | 5 | EXISTING SOURCE OR EXPANDED USE OF AN EXISTING SOURCE (SURFACE WATER OR GROUNDWATER) | 6 | GROUNDWATER | 2 | PIPELINE |  | 2416 | 933 | OGALLALA AQUIFER | A | 90 | GRAY | 1 | CANADIAN | 1 | GROUNDWATER | 1 | NO WATER QUALITY IMPROVEMENTS |  | 5030 | 1 | Drill additional groundwater well | 2175 | PAMPA | A | WUG | MUNICIPAL | 452 | CITY | This strategy includes rehabilitation of existing wells | N | 2010 | 2010 | 503000 | 503000 | 0 | 0 | 0 | 0 | 1731100 | 20 | 2175 | PAMPA | A | WUG | MUNICIPAL | 452 | CITY | A | 90 | GRAY | 968 | 2581 | 0 | 0 | 0 | 0 | N
194 | DRILL ADDITIONAL GROUNDWATER WELL | Drill additional groundwater well | A | 5 | EXISTING SOURCE OR EXPANDED USE OF AN EXISTING SOURCE (SURFACE WATER OR GROUNDWATER) | 6 | GROUNDWATER | 2 | PIPELINE |  | 2164 | 967 | OGALLALA AQUIFER | A | 90 | GRAY | 2 | RED | 1 | GROUNDWATER | 1 | NO WATER QUALITY IMPROVEMENTS |  | 5189 | 1 | Drill additional groundwater well | 1313 | LEFORS | A | WUG | MUNICIPAL | 898 | CITY |  | N | 2040 | 2040 | 0 | 0 | 0 | 132800 | 132800 | 34100 | 1132500 | 20 | 1313 | LEFORS | A | WUG | MUNICIPAL | 898 | CITY | A | 90 | GRAY | 0 | 0 | 0 | 100 | 100 | 100 | N
194 | DRILL ADDITIONAL GROUNDWATER WELL | Drill additional groundwater well | A | 5 | EXISTING SOURCE OR EXPANDED USE OF AN EXISTING SOURCE (SURFACE WATER OR GROUNDWATER) | 6 | GROUNDWATER | 2 | PIPELINE |  | 2160 | 934 | OGALLALA AQUIFER | A | 98 | HANSFORD | 1 | CANADIAN | 1 | GROUNDWATER | 1 | NO WATER QUALITY IMPROVEMENTS |  | 5031 | 1 | Drill additional groundwater well | 867 | GRUVER | A | WUG | MUNICIPAL | 256 | CITY |  | N | 2020 | 2020 | 0 | 256000 | 256000 | 84000 | 84000 | 84000 | 1968500 | 20 | 867 | GRUVER | A | WUG | MUNICIPAL | 256 | CITY | A | 98 | HANSFORD | 0 | 350 | 350 | 350 | 350 | 350 | N
194 | DRILL ADDITIONAL GROUNDWATER WELL | Drill additional groundwater well | A | 5 | EXISTING SOURCE OR EXPANDED USE OF AN EXISTING SOURCE (SURFACE WATER OR GROUNDWATER) | 6 | GROUNDWATER | 2 | PIPELINE |  | 2160 | 934 | OGALLALA AQUIFER | A | 98 | HANSFORD | 1 | CANADIAN | 1 | GROUNDWATER | 1 | NO WATER QUALITY IMPROVEMENTS |  | 5032 | 1 | Drill additional groundwater well | 2389 | SPEARMAN | A | WUG | MUNICIPAL | 573 | CITY |  | N | 2030 | 2030 | 0 | 0 | 534600 | 534600 | 197900 | 197900 | 3862000 | 20 | 2389 | SPEARMAN | A | WUG | MUNICIPAL | 573 | CITY | A | 98 | HANSFORD | 0 | 0 | 900 | 900 | 900 | 900 | N
194 | DRILL ADDITIONAL GROUNDWATER WELL | Drill additional groundwater well | A | 5 | EXISTING SOURCE OR EXPANDED USE OF AN EXISTING SOURCE (SURFACE WATER OR GROUNDWATER) | 6 | GROUNDWATER | 2 | PIPELINE |  | 1604 | 939 | OGALLALA AQUIFER | A | 117 | HUTCHINSON | 1 | CANADIAN | 1 | GROUNDWATER | 1 | NO WATER QUALITY IMPROVEMENTS |  | 5033 | 1 | Drill additional groundwater well | 13 | BORGER | A | BOTH | MUNICIPAL | 67 | CITY |  | N | 2030 | 2030 | 0 | 0 | 628450 | 628450 | 848050 | 848050 | 9379200 | 20 | 13 | BORGER | A | BOTH | MUNICIPAL | 67 | CITY | A | 117 | HUTCHINSON | 0 | 0 | 336 | 336 | 748 | 500 | N
194 | DRILL ADDITIONAL GROUNDWATER WELL | Drill additional groundwater well | A | 5 | EXISTING SOURCE OR EXPANDED USE OF AN EXISTING SOURCE (SURFACE WATER OR GROUNDWATER) | 6 | GROUNDWATER | 2 | PIPELINE |  | 1604 | 939 | OGALLALA AQUIFER | A | 117 | HUTCHINSON | 1 | CANADIAN | 1 | GROUNDWATER | 1 | NO WATER QUALITY IMPROVEMENTS |  | 5033 | 1 | Drill additional groundwater well | 13 | BORGER | A | BOTH | MUNICIPAL | 67 | CITY |  | N | 2030 | 2030 | 0 | 0 | 628450 | 628450 | 848050 | 848050 | 9379200 | 20 | 1702 | MANUFACTURING, HUTCHINSON | A | WUG | MANUFACTURING | 1001 | N/A | A | 117 | HUTCHINSON | 0 | 0 | 664 | 664 | 1252 | 1500 | N
194 | DRILL ADDITIONAL GROUNDWATER WELL | Drill additional groundwater well | A | 5 | EXISTING SOURCE OR EXPANDED USE OF AN EXISTING SOURCE (SURFACE WATER OR GROUNDWATER) | 6 | GROUNDWATER | 2 | PIPELINE |  | 1604 | 939 | OGALLALA AQUIFER | A | 117 | HUTCHINSON | 1 | CANADIAN | 1 | GROUNDWATER | 1 | NO WATER QUALITY IMPROVEMENTS |  | 5034 | 1 | Drill additional groundwater well | 820 | FRITCH | A | WUG | MUNICIPAL | 222 | CITY | This is one component of the purchase of Hi Texas Water Corporation System. | N | 2020 | 2020 | 0 | 150200 | 150200 | 49400 | 49400 | 49400 | 1156600 | 20 | 820 | FRITCH | A | WUG | MUNICIPAL | 222 | CITY | A | 117 | HUTCHINSON | 0 | 200 | 200 | 200 | 200 | 200 | N
194 | DRILL ADDITIONAL GROUNDWATER WELL | Drill additional groundwater well | A | 5 | EXISTING SOURCE OR EXPANDED USE OF AN EXISTING SOURCE (SURFACE WATER OR GROUNDWATER) | 6 | GROUNDWATER | 2 | PIPELINE |  | 2161 | 941 | OGALLALA AQUIFER | A | 171 | MOORE | 1 | CANADIAN | 1 | GROUNDWATER | 1 | NO WATER QUALITY IMPROVEMENTS |  | 5035 | 1 | Drill additional groundwater well | 18 | CACTUS | A | BOTH | MUNICIPAL | 762 | CITY |  | N | 2010 | 2010 | 648800 | 805600 | 330700 | 1136300 | 1136300 | 661400 | 10893400 | 20 | 18 | CACTUS | A | BOTH | MUNICIPAL | 762 | CITY | A | 171 | MOORE | 300 | 700 | 350 | 1500 | 1100 | 800 | N
194 | DRILL ADDITIONAL GROUNDWATER WELL | Drill additional groundwater well | A | 5 | EXISTING SOURCE OR EXPANDED USE OF AN EXISTING SOURCE (SURFACE WATER OR GROUNDWATER) | 6 | GROUNDWATER | 2 | PIPELINE |  | 2161 | 941 | OGALLALA AQUIFER | A | 171 | MOORE | 1 | CANADIAN | 1 | GROUNDWATER | 1 | NO WATER QUALITY IMPROVEMENTS |  | 5035 | 1 | Drill additional groundwater well | 18 | CACTUS | A | BOTH | MUNICIPAL | 762 | CITY |  | N | 2030 | 2030 | 648800 | 805600 | 330700 | 1136300 | 1136300 | 661400 | 10893400 | 20 | 582 | COUNTY-OTHER, MOORE | A | WUG | MUNICIPAL | 757 | COUNTY-OTHER | A | 171 | MOORE | 0 | 0 | 50 | 100 | 100 | 100 | N
194 | DRILL ADDITIONAL GROUNDWATER WELL | Drill additional groundwater well | A | 5 | EXISTING SOURCE OR EXPANDED USE OF AN EXISTING SOURCE (SURFACE WATER OR GROUNDWATER) | 6 | GROUNDWATER | 2 | PIPELINE |  | 2161 | 941 | OGALLALA AQUIFER | A | 171 | MOORE | 1 | CANADIAN | 1 | GROUNDWATER | 1 | NO WATER QUALITY IMPROVEMENTS |  | 5035 | 1 | Drill additional groundwater well | 18 | CACTUS | A | BOTH | MUNICIPAL | 762 | CITY |  | N | 2010 | 2010 | 648800 | 805600 | 330700 | 1136300 | 1136300 | 661400 | 10893400 | 20 | 1737 | MANUFACTURING, MOORE | A | WUG | MANUFACTURING | 1001 | N/A | A | 171 | MOORE | 200 | 800 | 1100 | 1400 | 1800 | 2100 | N
194 | DRILL ADDITIONAL GROUNDWATER WELL | Drill additional groundwater well | A | 5 | EXISTING SOURCE OR EXPANDED USE OF AN EXISTING SOURCE (SURFACE WATER OR GROUNDWATER) | 6 | GROUNDWATER | 2 | PIPELINE |  | 2161 | 941 | OGALLALA AQUIFER | A | 171 | MOORE | 1 | CANADIAN | 1 | GROUNDWATER | 1 | NO WATER QUALITY IMPROVEMENTS |  | 5036 | 1 | Drill additional groundwater well | 582 | COUNTY-OTHER, MOORE | A | WUG | MUNICIPAL | 757 | COUNTY-OTHER |  | N | 2030 | 2030 | 0 | 0 | 237000 | 237000 | 337700 | 337700 | 3114800 | 20 | 582 | COUNTY-OTHER, MOORE | A | WUG | MUNICIPAL | 757 | COUNTY-OTHER | A | 171 | MOORE | 0 | 0 | 500 | 500 | 1000 | 1000 | N
194 | DRILL ADDITIONAL GROUNDWATER WELL | Drill additional groundwater well | A | 5 | EXISTING SOURCE OR EXPANDED USE OF AN EXISTING SOURCE (SURFACE WATER OR GROUNDWATER) | 6 | GROUNDWATER | 2 | PIPELINE |  | 2161 | 941 | OGALLALA AQUIFER | A | 171 | MOORE | 1 | CANADIAN | 1 | GROUNDWATER | 1 | NO WATER QUALITY IMPROVEMENTS |  | 5037 | 1 | Drill additional groundwater well | 43 | DUMAS | A | WUG | MUNICIPAL | 170 | CITY |  | N | 2020 | 2020 | 0 | 185218 | 556612 | 333932 | 443179 | 499300 | 7997200 | 20 | 43 | DUMAS | A | WUG | MUNICIPAL | 170 | CITY | A | 171 | MOORE | 0 | 387 | 1163 | 1672 | 2219 | 2500 | N
194 | DRILL ADDITIONAL GROUNDWATER WELL | Drill additional groundwater well | A | 5 | EXISTING SOURCE OR EXPANDED USE OF AN EXISTING SOURCE (SURFACE WATER OR GROUNDWATER) | 6 | GROUNDWATER | 2 | PIPELINE |  | 2161 | 941 | OGALLALA AQUIFER | A | 171 | MOORE | 1 | CANADIAN | 1 | GROUNDWATER | 1 | NO WATER QUALITY IMPROVEMENTS |  | 5038 | 1 | Drill additional groundwater well | 2456 | STEAM ELECTRIC POWER, MOORE | A | WUG | STEAM ELECTRIC | 1002 | N/A |  | N | 2010 | 2010 | 203300 | 203300 | 41800 | 41800 | 41800 | 41800 | 1852600 | 20 | 2456 | STEAM ELECTRIC POWER, MOORE | A | WUG | STEAM ELECTRIC | 1002 | N/A | A | 171 | MOORE | 200 | 200 | 200 | 200 | 200 | 200 | N
194 | DRILL ADDITIONAL GROUNDWATER WELL | Drill additional groundwater well | A | 5 | EXISTING SOURCE OR EXPANDED USE OF AN EXISTING SOURCE (SURFACE WATER OR GROUNDWATER) | 6 | GROUNDWATER | 2 | PIPELINE |  | 2161 | 941 | OGALLALA AQUIFER | A | 171 | MOORE | 1 | CANADIAN | 1 | GROUNDWATER | 1 | NO WATER QUALITY IMPROVEMENTS |  | 5039 | 1 | Drill additional groundwater well | 2499 | SUNRAY | A | WUG | MUNICIPAL | 588 | CITY |  | N | 2030 | 2030 | 0 | 0 | 453700 | 453700 | 181600 | 181600 | 3121300 | 20 | 2499 | SUNRAY | A | WUG | MUNICIPAL | 588 | CITY | A | 171 | MOORE | 0 | 0 | 800 | 800 | 800 | 800 | N
194 | DRILL ADDITIONAL GROUNDWATER WELL | Drill additional groundwater well | A | 5 | EXISTING SOURCE OR EXPANDED USE OF AN EXISTING SOURCE (SURFACE WATER OR GROUNDWATER) | 6 | GROUNDWATER | 2 | PIPELINE |  | 2198 | 943 | OGALLALA AQUIFER | A | 179 | OCHILTREE | 1 | CANADIAN | 1 | GROUNDWATER | 1 | NO WATER QUALITY IMPROVEMENTS |  | 5040 | 1 | Drill additional groundwater well | 2193 | PERRYTON | A | WUG | MUNICIPAL | 461 | CITY |  | N | 2050 | 2050 | 0 | 0 | 0 | 0 | 728350 | 910800 | 7087000 | 20 | 2193 | PERRYTON | A | WUG | MUNICIPAL | 461 | CITY | A | 179 | OCHILTREE | 0 | 0 | 0 | 0 | 600 | 1200 | N
194 | DRILL ADDITIONAL GROUNDWATER WELL | Drill additional groundwater well | A | 5 | EXISTING SOURCE OR EXPANDED USE OF AN EXISTING SOURCE (SURFACE WATER OR GROUNDWATER) | 6 | GROUNDWATER | 2 | PIPELINE |  | 1605 | 946 | OGALLALA AQUIFER | A | 188 | POTTER | 1 | CANADIAN | 1 | GROUNDWATER | 1 | NO WATER QUALITY IMPROVEMENTS |  | 5041 | 1 | Drill additional groundwater well | 599 | COUNTY-OTHER, POTTER | A | WUG | MUNICIPAL | 757 | COUNTY-OTHER |  | N | 2040 | 2040 | 0 | 0 | 0 | 473500 | 473500 | 201900 | 3114800 | 20 | 599 | COUNTY-OTHER, POTTER | A | WUG | MUNICIPAL | 757 | COUNTY-OTHER | A | 188 | POTTER | 0 | 0 | 0 | 1000 | 1000 | 1000 | N
194 | DRILL ADDITIONAL GROUNDWATER WELL | Drill additional groundwater well | A | 5 | EXISTING SOURCE OR EXPANDED USE OF AN EXISTING SOURCE (SURFACE WATER OR GROUNDWATER) | 6 | GROUNDWATER | 2 | PIPELINE |  | 1606 | 975 | OGALLALA AQUIFER | A | 188 | POTTER | 2 | RED | 1 | GROUNDWATER | 1 | NO WATER QUALITY IMPROVEMENTS |  | 5190 | 1 | Drill additional groundwater well | 599 | COUNTY-OTHER, POTTER | A | WUG | MUNICIPAL | 757 | COUNTY-OTHER |  | N | 2020 | 2020 | 0 | 374200 | 374200 | 136900 | 511100 | 511100 | 5444600 | 20 | 599 | COUNTY-OTHER, POTTER | A | WUG | MUNICIPAL | 757 | COUNTY-OTHER | A | 188 | POTTER | 0 | 600 | 600 | 600 | 1200 | 1200 | N
194 | DRILL ADDITIONAL GROUNDWATER WELL | Drill additional groundwater well | A | 5 | EXISTING SOURCE OR EXPANDED USE OF AN EXISTING SOURCE (SURFACE WATER OR GROUNDWATER) | 6 | GROUNDWATER | 2 | PIPELINE |  | 1607 | 978 | OGALLALA AQUIFER | A | 191 | RANDALL | 2 | RED | 1 | GROUNDWATER | 1 | NO WATER QUALITY IMPROVEMENTS |  | 5191 | 1 | Drill additional groundwater well | 602 | COUNTY-OTHER, RANDALL | A | WUG | MUNICIPAL | 757 | COUNTY-OTHER |  | N | 2030 | 2030 | 0 | 0 | 374200 | 784400 | 885300 | 1022200 | 10889220 | 20 | 602 | COUNTY-OTHER, RANDALL | A | WUG | MUNICIPAL | 757 | COUNTY-OTHER | A | 191 | RANDALL | 0 | 0 | 600 | 1200 | 1800 | 2400 | N
194 | DRILL ADDITIONAL GROUNDWATER WELL | Drill additional groundwater well | A | 5 | EXISTING SOURCE OR EXPANDED USE OF AN EXISTING SOURCE (SURFACE WATER OR GROUNDWATER) | 6 | GROUNDWATER | 2 | PIPELINE |  | 2196 | 982 | OGALLALA AQUIFER | A | 242 | WHEELER | 2 | RED | 1 | GROUNDWATER | 1 | NO WATER QUALITY IMPROVEMENTS |  | 5192 | 1 | Drill additional groundwater well | 2611 | WHEELER | A | WUG | MUNICIPAL | 646 | CITY |  | N | 2050 | 2050 | 0 | 0 | 0 | 0 | 262200 | 262200 | 2233300 | 20 | 2611 | WHEELER | A | WUG | MUNICIPAL | 646 | CITY | A | 242 | WHEELER | 0 | 0 | 0 | 0 | 200 | 200 | N
194 | DRILL ADDITIONAL GROUNDWATER WELL | Drill additional groundwater well | A | 5 | EXISTING SOURCE OR EXPANDED USE OF AN EXISTING SOURCE (SURFACE WATER OR GROUNDWATER) | 6 | GROUNDWATER | 2 | PIPELINE |  | 2411 | 1774 | OGALLALA AQUIFER | O | 23 | BRISCOE | 2 | RED | 1 | GROUNDWATER | 1 | NO WATER QUALITY IMPROVEMENTS |  | 5193 | 1 | Drill additional groundwater well | 507 | COUNTY-OTHER, HALL | A | WUG | MUNICIPAL | 757 | COUNTY-OTHER | Supply for Turkey in Hall County | N | 2010 | 2010 | 145550 | 145550 | 35600 | 35600 | 35600 | 35600 | 1261200 | 20 | 507 | COUNTY-OTHER, HALL | A | WUG | MUNICIPAL | 757 | COUNTY-OTHER | A | 96 | HALL | 100 | 100 | 100 | 100 | 100 | 100 | N
46 | DRILL NEW WELL | Drill new well | D | 5 | EXISTING SOURCE OR EXPANDED USE OF AN EXISTING SOURCE (SURFACE WATER OR GROUNDWATER) | 6 | GROUNDWATER | 6 | OTHER INFRASTRUCTURE |  | 50 | 1123 | CARRIZO-WILCOX AQUIFER | D | 32 | CAMP | 4 | CYPRESS | 1 | GROUNDWATER | 1 | NO WATER QUALITY IMPROVEMENTS |  | 5317 | 1 | Drill new well | 443 | COUNTY-OTHER, CAMP | D | WUG | MUNICIPAL | 757 | COUNTY-OTHER |  | N | 2010 | 2010 | 86530 | 86530 | 86530 | 12851.58 | 12851.58 | 12851.58 | 1014865.44 | 30 | 443 | COUNTY-OTHER, CAMP | D | WUG | MUNICIPAL | 757 | COUNTY-OTHER | D | 32 | CAMP | 65 | 65 | 65 | 65 | 65 | 65 | N
46 | DRILL NEW WELL | Drill new well | D | 5 | EXISTING SOURCE OR EXPANDED USE OF AN EXISTING SOURCE (SURFACE WATER OR GROUNDWATER) | 6 | GROUNDWATER | 6 | OTHER INFRASTRUCTURE |  | 63 | 1143 | CARRIZO-WILCOX AQUIFER | D | 92 | GREGG | 5 | SABINE | 1 | GROUNDWATER | 1 | NO WATER QUALITY IMPROVEMENTS | Clarksville City and Liberty City WSC come online in 2010, West Gregg WMS will come online in 2030 | 5252 | 1 | Drill new well | 365 | CLARKSVILLE CITY | D | WUG | MUNICIPAL | 844 | CITY |  | N | 2010 | 2010 | 162243.04 | 162243.04 | 162243.04 | 162243.04 | 15162243.04 | 162243.04 | 1686493.74 | 30 | 365 | CLARKSVILLE CITY | D | WUG | MUNICIPAL | 844 | CITY | D | 92 | GREGG | 162 | 162 | 162 | 242 | 242 | 242 | N
46 | DRILL NEW WELL | Drill new well | D | 5 | EXISTING SOURCE OR EXPANDED USE OF AN EXISTING SOURCE (SURFACE WATER OR GROUNDWATER) | 6 | GROUNDWATER | 6 | OTHER INFRASTRUCTURE |  | 63 | 1143 | CARRIZO-WILCOX AQUIFER | D | 92 | GREGG | 5 | SABINE | 1 | GROUNDWATER | 1 | NO WATER QUALITY IMPROVEMENTS | Clarksville City and Liberty City WSC come online in 2010, West Gregg WMS will come online in 2030 | 5253 | 1 | Drill new well | 503 | COUNTY-OTHER, GREGG | D | WUG | MUNICIPAL | 757 | COUNTY-OTHER |  | N | 2040 | 2040 | 0 | 0 | 0 | 39355 | 39355 | 39355 | 316158 | 30 | 503 | COUNTY-OTHER, GREGG | D | WUG | MUNICIPAL | 757 | COUNTY-OTHER | D | 92 | GREGG | 0 | 0 | 0 | 108 | 108 | 108 | N
46 | DRILL NEW WELL | Drill new well | D | 5 | EXISTING SOURCE OR EXPANDED USE OF AN EXISTING SOURCE (SURFACE WATER OR GROUNDWATER) | 6 | GROUNDWATER | 6 | OTHER INFRASTRUCTURE |  | 63 | 1143 | CARRIZO-WILCOX AQUIFER | D | 92 | GREGG | 5 | SABINE | 1 | GROUNDWATER | 1 | NO WATER QUALITY IMPROVEMENTS | Clarksville City and Liberty City WSC come online in 2010, West Gregg WMS will come online in 2030 | 5254 | 1 | Drill new well | 1320 | LIBERTY CITY WSC | D | WUG | MUNICIPAL | 4232 | UTILITY |  | N | 2040 | 2040 | 361886.22 | 361886.22 | 361886.22 | 361886.22 | 361886.22 | 361886.22 | 1535841 | 30 | 1320 | LIBERTY CITY WSC | D | WUG | MUNICIPAL | 4232 | UTILITY | D | 92 | GREGG | 0 | 0 | 0 | 94 | 188 | 376 | N
46 | DRILL NEW WELL | Drill new well | D | 5 | EXISTING SOURCE OR EXPANDED USE OF AN EXISTING SOURCE (SURFACE WATER OR GROUNDWATER) | 6 | GROUNDWATER | 6 | OTHER INFRASTRUCTURE |  | 63 | 1143 | CARRIZO-WILCOX AQUIFER | D | 92 | GREGG | 5 | SABINE | 1 | GROUNDWATER | 1 | NO WATER QUALITY IMPROVEMENTS | Clarksville City and Liberty City WSC come online in 2010, West Gregg WMS will come online in 2030 | 5255 | 1 | Drill new well | 2595 | WEST GREGG WSC | D | WUG | MUNICIPAL | 4382 | UTILITY |  | N | 2030 | 2030 | 0 | 0 | 203755.92 | 203755.92 | 203755.92 | 203755.92 | 1973197.2 | 30 | 2595 | WEST GREGG WSC | D | WUG | MUNICIPAL | 4382 | UTILITY | D | 92 | GREGG | 0 | 0 | 53 | 105 | 158 | 263 | N
46 | DRILL NEW WELL | Drill new well | D | 5 | EXISTING SOURCE OR EXPANDED USE OF AN EXISTING SOURCE (SURFACE WATER OR GROUNDWATER) | 6 | GROUNDWATER | 6 | OTHER INFRASTRUCTURE |  | 64 | 1131 | CARRIZO-WILCOX AQUIFER | D | 102 | HARRISON | 4 | CYPRESS | 1 | GROUNDWATER | 1 | NO WATER QUALITY IMPROVEMENTS | Waskom will not come online until 2020 | 5318 | 1 | Drill new well | 513 | COUNTY-OTHER, HARRISON | D | WUG | MUNICIPAL | 757 | COUNTY-OTHER |  | N | 2010 | 2010 | 0 | 0 | 0 | 0 | 0 | 0 | 601916 | 30 | 513 | COUNTY-OTHER, HARRISON | D | WUG | MUNICIPAL | 757 | COUNTY-OTHER | D | 102 | HARRISON | 11 | 72 | 79 | 79 | 141 | 257 | N
46 | DRILL NEW WELL | Drill new well | D | 5 | EXISTING SOURCE OR EXPANDED USE OF AN EXISTING SOURCE (SURFACE WATER OR GROUNDWATER) | 6 | GROUNDWATER | 6 | OTHER INFRASTRUCTURE |  | 64 | 1131 | CARRIZO-WILCOX AQUIFER | D | 102 | HARRISON | 4 | CYPRESS | 1 | GROUNDWATER | 1 | NO WATER QUALITY IMPROVEMENTS | Waskom will not come online until 2020 | 5319 | 1 | Drill new well | 2579 | WASKOM | D | WUG | MUNICIPAL | 631 | CITY |  | N | 2010 | 2010 | 98226.59 | 98226.59 | 98226.59 | 98226.59 | 98226.59 | 98226.59 | 718665.17 | 30 | 2579 | WASKOM | D | WUG | MUNICIPAL | 631 | CITY | D | 102 | HARRISON | 92 | 138 | 138 | 185 | 231 | 231 | N
46 | DRILL NEW WELL | Drill new well | D | 5 | EXISTING SOURCE OR EXPANDED USE OF AN EXISTING SOURCE (SURFACE WATER OR GROUNDWATER) | 6 | GROUNDWATER | 6 | OTHER INFRASTRUCTURE |  | 43 | 1145 | CARRIZO-WILCOX AQUIFER | D | 102 | HARRISON | 5 | SABINE | 1 | GROUNDWATER | 1 | NO WATER QUALITY IMPROVEMENTS |  | 5256 | 1 | Drill new well | 513 | COUNTY-OTHER, HARRISON | D | WUG | MUNICIPAL | 757 | COUNTY-OTHER |  | N | 2010 | 2010 | 119197 | 119197 | 119197 | 119197 | 119197 | 119197 | 1849930 | 30 | 513 | COUNTY-OTHER, HARRISON | D | WUG | MUNICIPAL | 757 | COUNTY-OTHER | D | 102 | HARRISON | 134 | 183 | 226 | 226 | 274 | 274 | N
46 | DRILL NEW WELL | Drill new well | D | 5 | EXISTING SOURCE OR EXPANDED USE OF AN EXISTING SOURCE (SURFACE WATER OR GROUNDWATER) | 6 | GROUNDWATER | 6 | OTHER INFRASTRUCTURE |  | 57 | 1154 | CARRIZO-WILCOX AQUIFER | D | 212 | SMITH | 5 | SABINE | 1 | GROUNDWATER | 1 | NO WATER QUALITY IMPROVEMENTS | Online dates are as follows: Crystal Systems 2040 Lindale 2050 Lindale Rural 2050 West Gregg 2030 | 5257 | 1 | Drill new well | 623 | COUNTY-OTHER, SMITH | D | WUG | MUNICIPAL | 757 | COUNTY-OTHER |  | N | 2040 | 2040 | 0 | 0 | 0 | 50468 | 50468 | 50468 | 413194 | 30 | 623 | COUNTY-OTHER, SMITH | D | WUG | MUNICIPAL | 757 | COUNTY-OTHER | D | 212 | SMITH | 0 | 0 | 0 | 108 | 108 | 108 | N
46 | DRILL NEW WELL | Drill new well | D | 5 | EXISTING SOURCE OR EXPANDED USE OF AN EXISTING SOURCE (SURFACE WATER OR GROUNDWATER) | 6 | GROUNDWATER | 6 | OTHER INFRASTRUCTURE |  | 57 | 1154 | CARRIZO-WILCOX AQUIFER | D | 212 | SMITH | 5 | SABINE | 1 | GROUNDWATER | 1 | NO WATER QUALITY IMPROVEMENTS | Online dates are as follows: Crystal Systems 2040 Lindale 2050 Lindale Rural 2050 West Gregg 2030 | 5258 | 1 | Drill new well | 683 | CRYSTAL SYSTEMS INC | D | WUG | MUNICIPAL | 4082 | UTILITY |  | N | 2040 | 2040 | 0 | 0 | 0 | 160368.38 | 160368.38 | 160368.38 | 1383789 | 30 | 683 | CRYSTAL SYSTEMS INC | D | WUG | MUNICIPAL | 4082 | UTILITY | D | 212 | SMITH | 0 | 0 | 0 | 269 | 269 | 538 | N
46 | DRILL NEW WELL | Drill new well | D | 5 | EXISTING SOURCE OR EXPANDED USE OF AN EXISTING SOURCE (SURFACE WATER OR GROUNDWATER) | 6 | GROUNDWATER | 6 | OTHER INFRASTRUCTURE |  | 57 | 1154 | CARRIZO-WILCOX AQUIFER | D | 212 | SMITH | 5 | SABINE | 1 | GROUNDWATER | 1 | NO WATER QUALITY IMPROVEMENTS | Online dates are as follows: Crystal Systems 2040 Lindale 2050 Lindale Rural 2050 West Gregg 2030 | 5259 | 1 | Drill new well | 1320 | LIBERTY CITY WSC | D | WUG | MUNICIPAL | 4232 | UTILITY |  | N | 2010 | 2010 | 0 | 0 | 0 | 0 | 0 | 0 | 0 | 0 | 1320 | LIBERTY CITY WSC | D | WUG | MUNICIPAL | 4232 | UTILITY | D | 212 | SMITH | 0 | 0 | 0 | 0 | 0 | 0 | N
46 | DRILL NEW WELL | Drill new well | D | 5 | EXISTING SOURCE OR EXPANDED USE OF AN EXISTING SOURCE (SURFACE WATER OR GROUNDWATER) | 6 | GROUNDWATER | 6 | OTHER INFRASTRUCTURE |  | 57 | 1154 | CARRIZO-WILCOX AQUIFER | D | 212 | SMITH | 5 | SABINE | 1 | GROUNDWATER | 1 | NO WATER QUALITY IMPROVEMENTS | Online dates are as follows: Crystal Systems 2040 Lindale 2050 Lindale Rural 2050 West Gregg 2030 | 5260 | 1 | Drill new well | 1324 | LINDALE | D | WUG | MUNICIPAL | 357 | CITY |  | N | 2050 | 2050 | 0 | 0 | 0 | 0 | 120245.12 | 120245.12 | 669409.1 | 30 | 1324 | LINDALE | D | WUG | MUNICIPAL | 357 | CITY | D | 212 | SMITH | 0 | 0 | 0 | 0 | 376 | 376 | N
46 | DRILL NEW WELL | Drill new well | D | 5 | EXISTING SOURCE OR EXPANDED USE OF AN EXISTING SOURCE (SURFACE WATER OR GROUNDWATER) | 6 | GROUNDWATER | 6 | OTHER INFRASTRUCTURE |  | 57 | 1154 | CARRIZO-WILCOX AQUIFER | D | 212 | SMITH | 5 | SABINE | 1 | GROUNDWATER | 1 | NO WATER QUALITY IMPROVEMENTS | Online dates are as follows: Crystal Systems 2040 Lindale 2050 Lindale Rural 2050 West Gregg 2030 | 5261 | 1 | Drill new well | 1325 | LINDALE RURAL WSC | I | WUG | MUNICIPAL | 4234 | UTILITY |  | N | 2050 | 2050 | 0 | 0 | 0 | 0 | 70938.49 | 70938.49 | 413194.29 | 30 | 1325 | LINDALE RURAL WSC | I | WUG | MUNICIPAL | 4234 | UTILITY | D | 212 | SMITH | 0 | 0 | 0 | 0 | 215 | 215 | N
46 | DRILL NEW WELL | Drill new well | D | 5 | EXISTING SOURCE OR EXPANDED USE OF AN EXISTING SOURCE (SURFACE WATER OR GROUNDWATER) | 6 | GROUNDWATER | 6 | OTHER INFRASTRUCTURE |  | 57 | 1154 | CARRIZO-WILCOX AQUIFER | D | 212 | SMITH | 5 | SABINE | 1 | GROUNDWATER | 1 | NO WATER QUALITY IMPROVEMENTS | Online dates are as follows: Crystal Systems 2040 Lindale 2050 Lindale Rural 2050 West Gregg 2030 | 5262 | 1 | Drill new well | 2595 | WEST GREGG WSC | D | WUG | MUNICIPAL | 4382 | UTILITY |  | N | 2030 | 2030 | 36466 | 36466 | 36466 | 36466 | 36466 | 36466 | 352709 | 20 | 2595 | WEST GREGG WSC | D | WUG | MUNICIPAL | 4382 | UTILITY | D | 212 | SMITH | 0 | 0 | 17 | 35 | 52 | 87 | N
46 | DRILL NEW WELL | Drill new well | D | 5 | EXISTING SOURCE OR EXPANDED USE OF AN EXISTING SOURCE (SURFACE WATER OR GROUNDWATER) | 6 | GROUNDWATER | 6 | OTHER INFRASTRUCTURE |  | 68 | 1162 | CARRIZO-WILCOX AQUIFER | D | 234 | VAN ZANDT | 6 | NECHES | 1 | GROUNDWATER | 1 | NO WATER QUALITY IMPROVEMENTS |  | 2280 | 1 | Drill new well | 645 | COUNTY-OTHER, VAN ZANDT | D | WUG | MUNICIPAL | 757 | COUNTY-OTHER |  | N | 2010 | 2010 | 147307.86 | 147307.86 | 147307.86 | 31345.4 | 31391.99 | 31410.38 | 1596943.82 | 30 | 645 | COUNTY-OTHER, VAN ZANDT | D | WUG | MUNICIPAL | 757 | COUNTY-OTHER | D | 234 | VAN ZANDT | 15 | 73 | 88 | 131 | 146 | 161 | N
46 | DRILL NEW WELL | Drill new well | D | 5 | EXISTING SOURCE OR EXPANDED USE OF AN EXISTING SOURCE (SURFACE WATER OR GROUNDWATER) | 6 | GROUNDWATER | 6 | OTHER INFRASTRUCTURE |  | 68 | 1162 | CARRIZO-WILCOX AQUIFER | D | 234 | VAN ZANDT | 6 | NECHES | 1 | GROUNDWATER | 1 | NO WATER QUALITY IMPROVEMENTS |  | 2281 | 1 | Drill new well | 2244 | R P M WSC | D | WUG | MUNICIPAL | 4310 | UTILITY |  | N | 2060 | 2060 | 0 | 0 | 0 | 0 | 44889.35 | 44889.35 | 449134.64 | 30 | 2244 | R P M WSC | D | WUG | MUNICIPAL | 4310 | UTILITY | D | 234 | VAN ZANDT | 0 | 0 | 0 | 0 | 0 | 65 | N
46 | DRILL NEW WELL | Drill new well | D | 5 | EXISTING SOURCE OR EXPANDED USE OF AN EXISTING SOURCE (SURFACE WATER OR GROUNDWATER) | 6 | GROUNDWATER | 6 | OTHER INFRASTRUCTURE |  | 68 | 1162 | CARRIZO-WILCOX AQUIFER | D | 234 | VAN ZANDT | 6 | NECHES | 1 | GROUNDWATER | 1 | NO WATER QUALITY IMPROVEMENTS |  | 2282 | 1 | Drill new well | 2561 | VAN | D | WUG | MUNICIPAL | 618 | CITY |  | N | 2050 | 2050 | 0 | 0 | 0 | 66458.99 | 66458.99 | 66458.99 | 562963.15 | 30 | 2561 | VAN | D | WUG | MUNICIPAL | 618 | CITY | D | 234 | VAN ZANDT | 0 | 0 | 0 | 0 | 134 | 134 | N
46 | DRILL NEW WELL | Drill new well | D | 5 | EXISTING SOURCE OR EXPANDED USE OF AN EXISTING SOURCE (SURFACE WATER OR GROUNDWATER) | 6 | GROUNDWATER | 6 | OTHER INFRASTRUCTURE |  | 49 | 1158 | CARRIZO-WILCOX AQUIFER | D | 234 | VAN ZANDT | 5 | SABINE | 1 | GROUNDWATER | 1 | NO WATER QUALITY IMPROVEMENTS |  | 5264 | 1 | Drill new well | 328 | CANTON | D | WUG | MUNICIPAL | 94 | CITY |  | N | 2030 | 2030 | 0 | 105070.83 | 105070.83 | 105070.83 | 36846.52 | 36846.52 | 939728.71 | 30 | 328 | CANTON | D | WUG | MUNICIPAL | 94 | CITY | D | 234 | VAN ZANDT | 0 | 0 | 97 | 97 | 194 | 194 | N
46 | DRILL NEW WELL | Drill new well | D | 5 | EXISTING SOURCE OR EXPANDED USE OF AN EXISTING SOURCE (SURFACE WATER OR GROUNDWATER) | 6 | GROUNDWATER | 6 | OTHER INFRASTRUCTURE |  | 49 | 1158 | CARRIZO-WILCOX AQUIFER | D | 234 | VAN ZANDT | 5 | SABINE | 1 | GROUNDWATER | 1 | NO WATER QUALITY IMPROVEMENTS |  | 5265 | 1 | Drill new well | 645 | COUNTY-OTHER, VAN ZANDT | D | WUG | MUNICIPAL | 757 | COUNTY-OTHER |  | N | 2010 | 2010 | 378761.84 | 378761.84 | 378761.84 | 125280.71 | 125234.13 | 125215.74 | 4290009.78 | 30 | 645 | COUNTY-OTHER, VAN ZANDT | D | WUG | MUNICIPAL | 757 | COUNTY-OTHER | D | 234 | VAN ZANDT | 23 | 190 | 256 | 299 | 392 | 500 | N
46 | DRILL NEW WELL | Drill new well | D | 5 | EXISTING SOURCE OR EXPANDED USE OF AN EXISTING SOURCE (SURFACE WATER OR GROUNDWATER) | 6 | GROUNDWATER | 6 | OTHER INFRASTRUCTURE |  | 49 | 1158 | CARRIZO-WILCOX AQUIFER | D | 234 | VAN ZANDT | 5 | SABINE | 1 | GROUNDWATER | 1 | NO WATER QUALITY IMPROVEMENTS |  | 5266 | 1 | Drill new well | 854 | GRAND SALINE | D | WUG | MUNICIPAL | 246 | CITY |  | N | 2020 | 2020 | 0 | 115828.13 | 115828.13 | 61410.87 | 61410.87 | 61410.87 | 749549.04 | 30 | 854 | GRAND SALINE | D | WUG | MUNICIPAL | 246 | CITY | D | 234 | VAN ZANDT | 0 | 161 | 161 | 161 | 161 | 323 | N
46 | DRILL NEW WELL | Drill new well | D | 5 | EXISTING SOURCE OR EXPANDED USE OF AN EXISTING SOURCE (SURFACE WATER OR GROUNDWATER) | 6 | GROUNDWATER | 6 | OTHER INFRASTRUCTURE |  | 53 | 1159 | CARRIZO-WILCOX AQUIFER | D | 250 | WOOD | 5 | SABINE | 1 | GROUNDWATER | 1 | NO WATER QUALITY IMPROVEMENTS |  | 5267 | 1 | Drill new well | 1842 | MINEOLA | D | WUG | MUNICIPAL | 406 | CITY |  | N | 2010 | 2010 | 99556.93 | 99556.93 | 99556.93 | 99556.93 | 99556.93 | 99556.93 | 313957.9 | 30 | 1842 | MINEOLA | D | WUG | MUNICIPAL | 406 | CITY | D | 250 | WOOD | 403 | 403 | 403 | 403 | 403 | 403 | N
46 | DRILL NEW WELL | Drill new well | D | 5 | EXISTING SOURCE OR EXPANDED USE OF AN EXISTING SOURCE (SURFACE WATER OR GROUNDWATER) | 6 | GROUNDWATER | 6 | OTHER INFRASTRUCTURE |  | 89 | 1107 | NACATOCH AQUIFER | D | 112 | HOPKINS | 3 | SULPHUR | 1 | GROUNDWATER | 1 | NO WATER QUALITY IMPROVEMENTS |  | 4985 | 1 | Drill new well | 523 | COUNTY-OTHER, HOPKINS | D | WUG | MUNICIPAL | 757 | COUNTY-OTHER |  | N | 2030 | 2030 | 0 | 52496.38 | 52496.38 | 52496.38 | 7084.64 | 7084.64 | 625506.04 | 30 | 523 | COUNTY-OTHER, HOPKINS | D | WUG | MUNICIPAL | 757 | COUNTY-OTHER | D | 112 | HOPKINS | 0 | 0 | 35 | 35 | 35 | 35 | N
46 | DRILL NEW WELL | Drill new well | D | 5 | EXISTING SOURCE OR EXPANDED USE OF AN EXISTING SOURCE (SURFACE WATER OR GROUNDWATER) | 6 | GROUNDWATER | 6 | OTHER INFRASTRUCTURE |  | 81 | 1149 | NACATOCH AQUIFER | D | 116 | HUNT | 5 | SABINE | 1 | GROUNDWATER | 1 | NO WATER QUALITY IMPROVEMENTS |  | 5294 | 1 | Drill new well | 325 | CAMPBELL WSC | D | WUG | MUNICIPAL | 4412 | UTILITY |  | N | 2010 | 2010 | 78961.77 | 78961.77 | 78961.77 | 20470.29 | 20470.29 | 20470.29 | 805667.77 | 30 | 325 | CAMPBELL WSC | D | WUG | MUNICIPAL | 4412 | UTILITY | D | 116 | HUNT | 108 | 108 | 108 | 108 | 108 | 108 | N
46 | DRILL NEW WELL | Drill new well | D | 5 | EXISTING SOURCE OR EXPANDED USE OF AN EXISTING SOURCE (SURFACE WATER OR GROUNDWATER) | 6 | GROUNDWATER | 6 | OTHER INFRASTRUCTURE |  | 2330 | 1151 | WOODBINE AQUIFER | D | 116 | HUNT | 5 | SABINE | 1 | GROUNDWATER | 1 | NO WATER QUALITY IMPROVEMENTS |  | 7077 | 1 | Drill new well | 938 | HICKORY CREEK SUD | D | WUG | MUNICIPAL | 4203 | UTILITY |  | N | 2040 | 2040 | 889830.55 | 889830.55 | 889830.55 | 321289.5 | 321289.5 | 321289.5 | 7831143.87 | 30 | 938 | HICKORY CREEK SUD | D | WUG | MUNICIPAL | 4203 | UTILITY | D | 116 | HUNT | 0 | 0 | 0 | 207 | 646 | 1269 | N
46 | DRILL NEW WELL | Drill new well | D | 5 | EXISTING SOURCE OR EXPANDED USE OF AN EXISTING SOURCE (SURFACE WATER OR GROUNDWATER) | 6 | GROUNDWATER | 6 | OTHER INFRASTRUCTURE |  | 71 | 1111 | WOODBINE AQUIFER | D | 116 | HUNT | 3 | SULPHUR | 1 | GROUNDWATER | 1 | NO WATER QUALITY IMPROVEMENTS |  | 4986 | 1 | Drill new well | 527 | COUNTY-OTHER, HUNT | D | WUG | MUNICIPAL | 757 | COUNTY-OTHER |  | N | 2010 | 2010 | 102869.64 | 102869.64 | 102869.64 | 18199.75 | 18199.75 | 18199.75 | 1166251.96 | 30 | 527 | COUNTY-OTHER, HUNT | D | WUG | MUNICIPAL | 757 | COUNTY-OTHER | D | 116 | HUNT | 81 | 81 | 81 | 81 | 81 | 81 | N
46 | DRILL NEW WELL | Drill new well | D | 5 | EXISTING SOURCE OR EXPANDED USE OF AN EXISTING SOURCE (SURFACE WATER OR GROUNDWATER) | 6 | GROUNDWATER | 6 | OTHER INFRASTRUCTURE |  | 71 | 1111 | WOODBINE AQUIFER | D | 116 | HUNT | 3 | SULPHUR | 1 | GROUNDWATER | 1 | NO WATER QUALITY IMPROVEMENTS |  | 7077 | 1 | Drill new well | 938 | HICKORY CREEK SUD | D | WUG | MUNICIPAL | 4203 | UTILITY |  | N | 2010 | 2040 | 0 | 0 | 0 | 0 | 0 | 0 | 0 | 0 | 938 | HICKORY CREEK SUD | D | WUG | MUNICIPAL | 4203 | UTILITY | D | 116 | HUNT | 0 | 0 | 0 | 62 | 161 | 344 | N
757 | DROUGHT MANAGEMENT | Drought management | K | 4 | DROUGHT MANAGEMENT | 12 | OTHER - DROUGHT MANAGEMENT | 1 | NO INFRASTRUCTURE |  | 2148 | 4375 | DROUGHT MANAGEMENT | K | 11 | BASTROP | 14 | COLORADO | 4 | DROUGHT MANAGEMENT | 1 | NO WATER QUALITY IMPROVEMENTS |  | 3170 | 1 | Drought management | 194 | AQUA WSC | K | WUG | MUNICIPAL | 4006 | UTILITY |  | N | 2060 | 2060 | 0 | 0 | 0 | 0 | 0 | 44900 | 0 | 0 | 194 | AQUA WSC | K | WUG | MUNICIPAL | 4006 | UTILITY | K | 11 | BASTROP | 0 | 0 | 0 | 0 | 0 | 898 | N
757 | DROUGHT MANAGEMENT | Drought management | K | 4 | DROUGHT MANAGEMENT | 12 | OTHER - DROUGHT MANAGEMENT | 1 | NO INFRASTRUCTURE |  | 2148 | 4375 | DROUGHT MANAGEMENT | K | 11 | BASTROP | 14 | COLORADO | 4 | DROUGHT MANAGEMENT | 1 | NO WATER QUALITY IMPROVEMENTS |  | 3171 | 1 | Drought management | 757 | ELGIN | K | WUG | MUNICIPAL | 188 | CITY |  | N | 2060 | 2060 | 0 | 0 | 0 | 0 | 0 | 13250 | 0 | 0 | 757 | ELGIN | K | WUG | MUNICIPAL | 188 | CITY | K | 11 | BASTROP | 0 | 0 | 0 | 0 | 0 | 265 | N
757 | DROUGHT MANAGEMENT | Drought management | K | 4 | DROUGHT MANAGEMENT | 12 | OTHER - DROUGHT MANAGEMENT | 1 | NO INFRASTRUCTURE |  | 2148 | 4375 | DROUGHT MANAGEMENT | K | 11 | BASTROP | 14 | COLORADO | 4 | DROUGHT MANAGEMENT | 1 | NO WATER QUALITY IMPROVEMENTS |  | 3172 | 1 | Drought management | 2367 | SMITHVILLE | K | WUG | MUNICIPAL | 564 | CITY |  | N | 2060 | 2060 | 0 | 0 | 0 | 0 | 0 | 14400 | 0 | 0 | 2367 | SMITHVILLE | K | WUG | MUNICIPAL | 564 | CITY | K | 11 | BASTROP | 0 | 0 | 0 | 0 | 0 | 288 | N
757 | DROUGHT MANAGEMENT | Drought management | K | 4 | DROUGHT MANAGEMENT | 12 | OTHER - DROUGHT MANAGEMENT | 1 | NO INFRASTRUCTURE |  | 2149 | 4376 | DROUGHT MANAGEMENT | K | 105 | HAYS | 14 | COLORADO | 4 | DROUGHT MANAGEMENT | 1 | NO WATER QUALITY IMPROVEMENTS |  | 3173 | 1 | Drought management | 356 | CIMARRON PARK WATER COMPANY | K | WUG | MUNICIPAL | 4057 | UTILITY |  | N | 2010 | 2010 | 0 | 0 | 0 | 0 | 0 | 0 | 0 | 0 | 356 | CIMARRON PARK WATER COMPANY | K | WUG | MUNICIPAL | 4057 | UTILITY | K | 105 | HAYS | 109 | 109 | 109 | 109 | 109 | 109 | N
757 | DROUGHT MANAGEMENT | Drought management | K | 4 | DROUGHT MANAGEMENT | 12 | OTHER - DROUGHT MANAGEMENT | 1 | NO INFRASTRUCTURE |  | 2149 | 4376 | DROUGHT MANAGEMENT | K | 105 | HAYS | 14 | COLORADO | 4 | DROUGHT MANAGEMENT | 1 | NO WATER QUALITY IMPROVEMENTS |  | 3174 | 1 | Drought management | 1690 | MANUFACTURING, HAYS | K | WUG | MANUFACTURING | 1001 | N/A |  | N | 2010 | 2010 | 0 | 0 | 0 | 0 | 0 | 0 | 0 | 0 | 1690 | MANUFACTURING, HAYS | K | WUG | MANUFACTURING | 1001 | N/A | K | 105 | HAYS | 257 | 257 | 257 | 257 | 257 | 257 | N
757 | DROUGHT MANAGEMENT | Drought management | K | 4 | DROUGHT MANAGEMENT | 12 | OTHER - DROUGHT MANAGEMENT | 1 | NO INFRASTRUCTURE |  | 2149 | 4376 | DROUGHT MANAGEMENT | K | 105 | HAYS | 14 | COLORADO | 4 | DROUGHT MANAGEMENT | 1 | NO WATER QUALITY IMPROVEMENTS |  | 3175 | 1 | Drought management | 2089 | MOUNTAIN CITY | L | WUG | MUNICIPAL | 1043 | CITY |  | N | 2010 | 2010 | 0 | 0 | 0 | 0 | 0 | 0 | 0 | 0 | 2089 | MOUNTAIN CITY | L | WUG | MUNICIPAL | 1043 | CITY | K | 105 | HAYS | 39 | 39 | 39 | 39 | 39 | 39 | N
757 | DROUGHT MANAGEMENT | Drought management | K | 4 | DROUGHT MANAGEMENT | 12 | OTHER - DROUGHT MANAGEMENT | 1 | NO INFRASTRUCTURE |  | 2150 | 4377 | DROUGHT MANAGEMENT | K | 167 | MILLS | 14 | COLORADO | 4 | DROUGHT MANAGEMENT | 1 | NO WATER QUALITY IMPROVEMENTS |  | 3176 | 1 | Drought management | 844 | GOLDTHWAITE | K | WUG | MUNICIPAL | 239 | CITY |  | N | 2010 | 2010 | 0 | 0 | 0 | 0 | 0 | 0 | 0 | 0 | 844 | GOLDTHWAITE | K | WUG | MUNICIPAL | 239 | CITY | K | 167 | MILLS | 56 | 56 | 56 | 56 | 56 | 56 | N
770 | DROUGHT MANAGEMENT | Drought management | L | 4 | DROUGHT MANAGEMENT | 12 | OTHER - DROUGHT MANAGEMENT | 1 | NO INFRASTRUCTURE | NO CAPITAL COSTS NOR DEBT SERVICE ASSOCIATED WITH THIS PROJECT. | 2125 | 4346 | DROUGHT MANAGEMENT | L | 7 | ATASCOSA | 21 | NUECES | 4 | DROUGHT MANAGEMENT | 1 | NO WATER QUALITY IMPROVEMENTS |  | 4666 | 1 | Drought management | 344 | CHARLOTTE | L | WUG | MUNICIPAL | 107 | CITY |  | N | 2010 | 2010 | 0 | 0 | 0 | 0 | 0 | 0 | 0 | 0 | 344 | CHARLOTTE | L | WUG | MUNICIPAL | 107 | CITY | L | 7 | ATASCOSA | 15 | 0 | 0 | 0 | 0 | 0 | N
770 | DROUGHT MANAGEMENT | Drought management | L | 4 | DROUGHT MANAGEMENT | 12 | OTHER - DROUGHT MANAGEMENT | 1 | NO INFRASTRUCTURE | NO CAPITAL COSTS NOR DEBT SERVICE ASSOCIATED WITH THIS PROJECT. | 2125 | 4346 | DROUGHT MANAGEMENT | L | 7 | ATASCOSA | 21 | NUECES | 4 | DROUGHT MANAGEMENT | 1 | NO WATER QUALITY IMPROVEMENTS |  | 4667 | 1 | Drought management | 1244 | JOURDANTON | L | WUG | MUNICIPAL | 309 | CITY |  | N | 2010 | 2010 | 65320 | 0 | 0 | 0 | 0 | 0 | 0 | 0 | 1244 | JOURDANTON | L | WUG | MUNICIPAL | 309 | CITY | L | 7 | ATASCOSA | 40 | 0 | 0 | 0 | 0 | 0 | N
770 | DROUGHT MANAGEMENT | Drought management | L | 4 | DROUGHT MANAGEMENT | 12 | OTHER - DROUGHT MANAGEMENT | 1 | NO INFRASTRUCTURE | NO CAPITAL COSTS NOR DEBT SERVICE ASSOCIATED WITH THIS PROJECT. | 2125 | 4346 | DROUGHT MANAGEMENT | L | 7 | ATASCOSA | 21 | NUECES | 4 | DROUGHT MANAGEMENT | 1 | NO WATER QUALITY IMPROVEMENTS |  | 4668 | 1 | Drought management | 1611 | LYTLE | L | WUG | MUNICIPAL | 374 | CITY |  | N | 2010 | 2010 | 14520 | 0 | 0 | 0 | 0 | 0 | 0 | 0 | 1611 | LYTLE | L | WUG | MUNICIPAL | 374 | CITY | L | 7 | ATASCOSA | 24 | 0 | 0 | 0 | 0 | 0 | N
770 | DROUGHT MANAGEMENT | Drought management | L | 4 | DROUGHT MANAGEMENT | 12 | OTHER - DROUGHT MANAGEMENT | 1 | NO INFRASTRUCTURE | NO CAPITAL COSTS NOR DEBT SERVICE ASSOCIATED WITH THIS PROJECT. | 2128 | 4348 | DROUGHT MANAGEMENT | L | 15 | BEXAR | 19 | SAN ANTONIO | 4 | DROUGHT MANAGEMENT | 1 | NO WATER QUALITY IMPROVEMENTS |  | 3178 | 1 | Drought management | 169 | ALAMO HEIGHTS | L | WUG | MUNICIPAL | 4 | CITY |  | N | 2010 | 2010 | 208369 | 0 | 0 | 0 | 0 | 0 | 0 | 0 | 169 | ALAMO HEIGHTS | L | WUG | MUNICIPAL | 4 | CITY | L | 15 | BEXAR | 104 | 0 | 0 | 0 | 0 | 0 | N
770 | DROUGHT MANAGEMENT | Drought management | L | 4 | DROUGHT MANAGEMENT | 12 | OTHER - DROUGHT MANAGEMENT | 1 | NO INFRASTRUCTURE | NO CAPITAL COSTS NOR DEBT SERVICE ASSOCIATED WITH THIS PROJECT. | 2128 | 4348 | DROUGHT MANAGEMENT | L | 15 | BEXAR | 19 | SAN ANTONIO | 4 | DROUGHT MANAGEMENT | 1 | NO WATER QUALITY IMPROVEMENTS |  | 3179 | 1 | Drought management | 204 | ATASCOSA RURAL WSC | L | WUG | MUNICIPAL | 4008 | UTILITY |  | N | 2010 | 2010 | 134140 | 0 | 0 | 0 | 0 | 0 | 0 | 0 | 204 | ATASCOSA RURAL WSC | L | WUG | MUNICIPAL | 4008 | UTILITY | L | 15 | BEXAR | 47 | 0 | 0 | 0 | 0 | 0 | N
770 | DROUGHT MANAGEMENT | Drought management | L | 4 | DROUGHT MANAGEMENT | 12 | OTHER - DROUGHT MANAGEMENT | 1 | NO INFRASTRUCTURE | NO CAPITAL COSTS NOR DEBT SERVICE ASSOCIATED WITH THIS PROJECT. | 2128 | 4348 | DROUGHT MANAGEMENT | L | 15 | BEXAR | 19 | SAN ANTONIO | 4 | DROUGHT MANAGEMENT | 1 | NO WATER QUALITY IMPROVEMENTS |  | 3180 | 1 | Drought management | 334 | CASTLE HILLS | L | WUG | MUNICIPAL | 100 | CITY |  | N | 2010 | 2010 | 71926 | 0 | 0 | 0 | 0 | 0 | 0 | 0 | 334 | CASTLE HILLS | L | WUG | MUNICIPAL | 100 | CITY | L | 15 | BEXAR | 41 | 0 | 0 | 0 | 0 | 0 | N
770 | DROUGHT MANAGEMENT | Drought management | L | 4 | DROUGHT MANAGEMENT | 12 | OTHER - DROUGHT MANAGEMENT | 1 | NO INFRASTRUCTURE | NO CAPITAL COSTS NOR DEBT SERVICE ASSOCIATED WITH THIS PROJECT. | 2128 | 4348 | DROUGHT MANAGEMENT | L | 15 | BEXAR | 19 | SAN ANTONIO | 4 | DROUGHT MANAGEMENT | 1 | NO WATER QUALITY IMPROVEMENTS |  | 3181 | 1 | Drought management | 945 | HILL COUNTRY VILLAGE | L | WUG | MUNICIPAL | 778 | CITY |  | N | 2010 | 2010 | 13312 | 0 | 0 | 0 | 0 | 0 | 0 | 0 | 945 | HILL COUNTRY VILLAGE | L | WUG | MUNICIPAL | 778 | CITY | L | 15 | BEXAR | 42 | 0 | 0 | 0 | 0 | 0 | N
770 | DROUGHT MANAGEMENT | Drought management | L | 4 | DROUGHT MANAGEMENT | 12 | OTHER - DROUGHT MANAGEMENT | 1 | NO INFRASTRUCTURE | NO CAPITAL COSTS NOR DEBT SERVICE ASSOCIATED WITH THIS PROJECT. | 2128 | 4348 | DROUGHT MANAGEMENT | L | 15 | BEXAR | 19 | SAN ANTONIO | 4 | DROUGHT MANAGEMENT | 1 | NO WATER QUALITY IMPROVEMENTS |  | 3182 | 1 | Drought management | 954 | HOLLYWOOD PARK | L | WUG | MUNICIPAL | 281 | CITY |  | N | 2010 | 2010 | 33055 | 0 | 0 | 0 | 0 | 0 | 0 | 0 | 954 | HOLLYWOOD PARK | L | WUG | MUNICIPAL | 281 | CITY | L | 15 | BEXAR | 116 | 0 | 0 | 0 | 0 | 0 | N
770 | DROUGHT MANAGEMENT | Drought management | L | 4 | DROUGHT MANAGEMENT | 12 | OTHER - DROUGHT MANAGEMENT | 1 | NO INFRASTRUCTURE | NO CAPITAL COSTS NOR DEBT SERVICE ASSOCIATED WITH THIS PROJECT. | 2128 | 4348 | DROUGHT MANAGEMENT | L | 15 | BEXAR | 19 | SAN ANTONIO | 4 | DROUGHT MANAGEMENT | 1 | NO WATER QUALITY IMPROVEMENTS |  | 6118 | 1 | Drought management | 1269 | KIRBY | L | WUG | MUNICIPAL | 325 | CITY |  | N | 2010 | 2010 | 37755 | 0 | 0 | 0 | 0 | 0 | 0 | 0 | 1269 | KIRBY | L | WUG | MUNICIPAL | 325 | CITY | L | 15 | BEXAR | 50 | 0 | 0 | 0 | 0 | 0 | N
770 | DROUGHT MANAGEMENT | Drought management | L | 4 | DROUGHT MANAGEMENT | 12 | OTHER - DROUGHT MANAGEMENT | 1 | NO INFRASTRUCTURE | NO CAPITAL COSTS NOR DEBT SERVICE ASSOCIATED WITH THIS PROJECT. | 2128 | 4348 | DROUGHT MANAGEMENT | L | 15 | BEXAR | 19 | SAN ANTONIO | 4 | DROUGHT MANAGEMENT | 1 | NO WATER QUALITY IMPROVEMENTS |  | 3183 | 1 | Drought management | 126 | SAN ANTONIO | L | WUG | MUNICIPAL | 530 | CITY |  | N | 2010 | 2010 | 21632650 | 0 | 0 | 0 | 0 | 0 | 0 | 0 | 126 | SAN ANTONIO | L | WUG | MUNICIPAL | 530 | CITY | L | 15 | BEXAR | 1233 | 0 | 0 | 0 | 0 | 0 | N
770 | DROUGHT MANAGEMENT | Drought management | L | 4 | DROUGHT MANAGEMENT | 12 | OTHER - DROUGHT MANAGEMENT | 1 | NO INFRASTRUCTURE | NO CAPITAL COSTS NOR DEBT SERVICE ASSOCIATED WITH THIS PROJECT. | 2128 | 4348 | DROUGHT MANAGEMENT | L | 15 | BEXAR | 19 | SAN ANTONIO | 4 | DROUGHT MANAGEMENT | 1 | NO WATER QUALITY IMPROVEMENTS |  | 3183 | 1 | Drought management | 2610 | SAN ANTONIO WATER SYSTEM | L | WWP | WWP | N/A | N/A |  | N | 2010 | 2010 | 21632650 | 0 | 0 | 0 | 0 | 0 | 0 | 0 | 126 | SAN ANTONIO | L | WUG | MUNICIPAL | 530 | CITY | L | 15 | BEXAR | 37622 | 0 | 0 | 0 | 0 | 0 | N
770 | DROUGHT MANAGEMENT | Drought management | L | 4 | DROUGHT MANAGEMENT | 12 | OTHER - DROUGHT MANAGEMENT | 1 | NO INFRASTRUCTURE | NO CAPITAL COSTS NOR DEBT SERVICE ASSOCIATED WITH THIS PROJECT. | 2128 | 4348 | DROUGHT MANAGEMENT | L | 15 | BEXAR | 19 | SAN ANTONIO | 4 | DROUGHT MANAGEMENT | 1 | NO WATER QUALITY IMPROVEMENTS |  | 3185 | 1 | Drought management | 2352 | SHAVANO PARK | L | WUG | MUNICIPAL | 744 | CITY |  | N | 2010 | 2010 | 15109 | 0 | 0 | 0 | 0 | 0 | 0 | 0 | 2352 | SHAVANO PARK | L | WUG | MUNICIPAL | 744 | CITY | L | 15 | BEXAR | 41 | 0 | 0 | 0 | 0 | 0 | N
770 | DROUGHT MANAGEMENT | Drought management | L | 4 | DROUGHT MANAGEMENT | 12 | OTHER - DROUGHT MANAGEMENT | 1 | NO INFRASTRUCTURE | NO CAPITAL COSTS NOR DEBT SERVICE ASSOCIATED WITH THIS PROJECT. | 2128 | 4348 | DROUGHT MANAGEMENT | L | 15 | BEXAR | 19 | SAN ANTONIO | 4 | DROUGHT MANAGEMENT | 1 | NO WATER QUALITY IMPROVEMENTS |  | 3186 | 1 | Drought management | 2556 | UNIVERSAL CITY | L | WUG | MUNICIPAL | 614 | CITY |  | N | 2010 | 2010 | 116789 | 0 | 0 | 0 | 0 | 0 | 0 | 0 | 2556 | UNIVERSAL CITY | L | WUG | MUNICIPAL | 614 | CITY | L | 15 | BEXAR | 130 | 0 | 0 | 0 | 0 | 0 | N
770 | DROUGHT MANAGEMENT | Drought management | L | 4 | DROUGHT MANAGEMENT | 12 | OTHER - DROUGHT MANAGEMENT | 1 | NO INFRASTRUCTURE | NO CAPITAL COSTS NOR DEBT SERVICE ASSOCIATED WITH THIS PROJECT. | 2128 | 4348 | DROUGHT MANAGEMENT | L | 15 | BEXAR | 19 | SAN ANTONIO | 4 | DROUGHT MANAGEMENT | 1 | NO WATER QUALITY IMPROVEMENTS |  | 3187 | 1 | Drought management | 2581 | WATER SERVICES INC | L | WUG | MUNICIPAL | 4375 | UTILITY |  | N | 2010 | 2010 | 21089 | 0 | 0 | 0 | 0 | 0 | 0 | 0 | 2581 | WATER SERVICES INC | L | WUG | MUNICIPAL | 4375 | UTILITY | L | 15 | BEXAR | 48 | 0 | 0 | 0 | 0 | 0 | N
770 | DROUGHT MANAGEMENT | Drought management | L | 4 | DROUGHT MANAGEMENT | 12 | OTHER - DROUGHT MANAGEMENT | 1 | NO INFRASTRUCTURE | NO CAPITAL COSTS NOR DEBT SERVICE ASSOCIATED WITH THIS PROJECT. | 2133 | 4349 | DROUGHT MANAGEMENT | L | 28 | CALDWELL | 14 | COLORADO | 4 | DROUGHT MANAGEMENT | 1 | NO WATER QUALITY IMPROVEMENTS |  | 3177 | 1 | Drought management | 2097 | MUSTANG RIDGE | L | WUG | MUNICIPAL | 1044 | CITY |  | N | 2010 | 2010 | 0 | 0 | 0 | 0 | 0 | 0 | 0 | 0 | 2097 | MUSTANG RIDGE | L | WUG | MUNICIPAL | 1044 | CITY | L | 28 | CALDWELL | 6 | 0 | 0 | 0 | 0 | 0 | N
770 | DROUGHT MANAGEMENT | Drought management | L | 4 | DROUGHT MANAGEMENT | 12 | OTHER - DROUGHT MANAGEMENT | 1 | NO INFRASTRUCTURE | NO CAPITAL COSTS NOR DEBT SERVICE ASSOCIATED WITH THIS PROJECT. | 2134 | 4350 | DROUGHT MANAGEMENT | L | 28 | CALDWELL | 18 | GUADALUPE | 4 | DROUGHT MANAGEMENT | 1 | NO WATER QUALITY IMPROVEMENTS |  | 6122 | 1 | Drought management | 194 | AQUA WSC | K | WUG | MUNICIPAL | 4006 | UTILITY |  | N | 2010 | 2010 | 383813 | 0 | 0 | 0 | 0 | 0 | 0 | 0 | 194 | AQUA WSC | K | WUG | MUNICIPAL | 4006 | UTILITY | L | 28 | CALDWELL | 13 | 0 | 0 | 0 | 0 | 0 | N
770 | DROUGHT MANAGEMENT | Drought management | L | 4 | DROUGHT MANAGEMENT | 12 | OTHER - DROUGHT MANAGEMENT | 1 | NO INFRASTRUCTURE | NO CAPITAL COSTS NOR DEBT SERVICE ASSOCIATED WITH THIS PROJECT. | 2134 | 4350 | DROUGHT MANAGEMENT | L | 28 | CALDWELL | 18 | GUADALUPE | 4 | DROUGHT MANAGEMENT | 1 | NO WATER QUALITY IMPROVEMENTS |  | 6134 | 1 | Drought management | 1588 | LOCKHART | L | WUG | MUNICIPAL | 364 | CITY |  | N | 2010 | 2010 | 213481 | 0 | 0 | 0 | 0 | 0 | 0 | 0 | 1588 | LOCKHART | L | WUG | MUNICIPAL | 364 | CITY | L | 28 | CALDWELL | 123 | 0 | 0 | 0 | 0 | 0 | N
770 | DROUGHT MANAGEMENT | Drought management | L | 4 | DROUGHT MANAGEMENT | 12 | OTHER - DROUGHT MANAGEMENT | 1 | NO INFRASTRUCTURE | NO CAPITAL COSTS NOR DEBT SERVICE ASSOCIATED WITH THIS PROJECT. | 2134 | 4350 | DROUGHT MANAGEMENT | L | 28 | CALDWELL | 18 | GUADALUPE | 4 | DROUGHT MANAGEMENT | 1 | NO WATER QUALITY IMPROVEMENTS |  | 6135 | 1 | Drought management | 1607 | LULING | L | WUG | MUNICIPAL | 372 | CITY |  | N | 2010 | 2010 | 30083 | 0 | 0 | 0 | 0 | 0 | 0 | 0 | 1607 | LULING | L | WUG | MUNICIPAL | 372 | CITY | L | 28 | CALDWELL | 53 | 0 | 0 | 0 | 0 | 0 | N
770 | DROUGHT MANAGEMENT | Drought management | L | 4 | DROUGHT MANAGEMENT | 12 | OTHER - DROUGHT MANAGEMENT | 1 | NO INFRASTRUCTURE | NO CAPITAL COSTS NOR DEBT SERVICE ASSOCIATED WITH THIS PROJECT. | 2134 | 4350 | DROUGHT MANAGEMENT | L | 28 | CALDWELL | 18 | GUADALUPE | 4 | DROUGHT MANAGEMENT | 1 | NO WATER QUALITY IMPROVEMENTS |  | 6136 | 1 | Drought management | 1804 | MARTINDALE | L | WUG | MUNICIPAL | 910 | CITY |  | N | 2010 | 2010 | 2825 | 0 | 0 | 0 | 0 | 0 | 0 | 0 | 1804 | MARTINDALE | L | WUG | MUNICIPAL | 910 | CITY | L | 28 | CALDWELL | 6 | 0 | 0 | 0 | 0 | 0 | N
770 | DROUGHT MANAGEMENT | Drought management | L | 4 | DROUGHT MANAGEMENT | 12 | OTHER - DROUGHT MANAGEMENT | 1 | NO INFRASTRUCTURE | NO CAPITAL COSTS NOR DEBT SERVICE ASSOCIATED WITH THIS PROJECT. | 2134 | 4350 | DROUGHT MANAGEMENT | L | 28 | CALDWELL | 18 | GUADALUPE | 4 | DROUGHT MANAGEMENT | 1 | NO WATER QUALITY IMPROVEMENTS |  | 6137 | 1 | Drought management | 1805 | MARTINDALE WSC | L | WUG | MUNICIPAL | 4415 | UTILITY |  | N | 2010 | 2010 | 9157 | 0 | 0 | 0 | 0 | 0 | 0 | 0 | 1805 | MARTINDALE WSC | L | WUG | MUNICIPAL | 4415 | UTILITY | L | 28 | CALDWELL | 9 | 0 | 0 | 0 | 0 | 0 | N
770 | DROUGHT MANAGEMENT | Drought management | L | 4 | DROUGHT MANAGEMENT | 12 | OTHER - DROUGHT MANAGEMENT | 1 | NO INFRASTRUCTURE | NO CAPITAL COSTS NOR DEBT SERVICE ASSOCIATED WITH THIS PROJECT. | 2127 | 4351 | DROUGHT MANAGEMENT | L | 29 | CALHOUN | 15 | COLORADO-LAVACA | 4 | DROUGHT MANAGEMENT | 1 | NO WATER QUALITY IMPROVEMENTS |  | 5065 | 1 | Drought management | 2217 | POINT COMFORT | L | WUG | MUNICIPAL | 474 | CITY |  | N | 2010 | 2010 | 104 | 0 | 0 | 0 | 0 | 0 | 0 | 0 | 2217 | POINT COMFORT | L | WUG | MUNICIPAL | 474 | CITY | L | 29 | CALHOUN | 11 | 0 | 0 | 0 | 0 | 0 | N
770 | DROUGHT MANAGEMENT | Drought management | L | 4 | DROUGHT MANAGEMENT | 12 | OTHER - DROUGHT MANAGEMENT | 1 | NO INFRASTRUCTURE | NO CAPITAL COSTS NOR DEBT SERVICE ASSOCIATED WITH THIS PROJECT. | 2136 | 4353 | DROUGHT MANAGEMENT | L | 46 | COMAL | 19 | SAN ANTONIO | 4 | DROUGHT MANAGEMENT | 1 | NO WATER QUALITY IMPROVEMENTS |  | 3188 | 1 | Drought management | 311 | BULVERDE CITY | L | WUG | MUNICIPAL | 1015 | CITY |  | N | 2010 | 2010 | 0 | 0 | 0 | 0 | 0 | 0 | 0 | 0 | 311 | BULVERDE CITY | L | WUG | MUNICIPAL | 1015 | CITY | L | 46 | COMAL | 53 | 0 | 0 | 0 | 0 | 0 | N
770 | DROUGHT MANAGEMENT | Drought management | L | 4 | DROUGHT MANAGEMENT | 12 | OTHER - DROUGHT MANAGEMENT | 1 | NO INFRASTRUCTURE | NO CAPITAL COSTS NOR DEBT SERVICE ASSOCIATED WITH THIS PROJECT. | 2136 | 4353 | DROUGHT MANAGEMENT | L | 46 | COMAL | 19 | SAN ANTONIO | 4 | DROUGHT MANAGEMENT | 1 | NO WATER QUALITY IMPROVEMENTS |  | 3189 | 1 | Drought management | 829 | GARDEN RIDGE | L | WUG | MUNICIPAL | 773 | CITY |  | N | 2010 | 2010 | 11631 | 0 | 0 | 0 | 0 | 0 | 0 | 0 | 829 | GARDEN RIDGE | L | WUG | MUNICIPAL | 773 | CITY | L | 46 | COMAL | 28 | 0 | 0 | 0 | 0 | 0 | N
770 | DROUGHT MANAGEMENT | Drought management | L | 4 | DROUGHT MANAGEMENT | 12 | OTHER - DROUGHT MANAGEMENT | 1 | NO INFRASTRUCTURE | NO CAPITAL COSTS NOR DEBT SERVICE ASSOCIATED WITH THIS PROJECT. | 2137 | 4354 | DROUGHT MANAGEMENT | L | 94 | GUADALUPE | 18 | GUADALUPE | 4 | DROUGHT MANAGEMENT | 1 | NO WATER QUALITY IMPROVEMENTS |  | 6138 | 1 | Drought management | 2109 | NEW BRAUNFELS | L | WUG | MUNICIPAL | 430 | CITY |  | N | 2010 | 2010 | 175878 | 0 | 0 | 0 | 0 | 0 | 0 | 0 | 2109 | NEW BRAUNFELS | L | WUG | MUNICIPAL | 430 | CITY | L | 94 | GUADALUPE | 525 | 0 | 0 | 0 | 0 | 0 | N
770 | DROUGHT MANAGEMENT | Drought management | L | 4 | DROUGHT MANAGEMENT | 12 | OTHER - DROUGHT MANAGEMENT | 1 | NO INFRASTRUCTURE | NO CAPITAL COSTS NOR DEBT SERVICE ASSOCIATED WITH THIS PROJECT. | 2137 | 4354 | DROUGHT MANAGEMENT | L | 94 | GUADALUPE | 18 | GUADALUPE | 4 | DROUGHT MANAGEMENT | 1 | NO WATER QUALITY IMPROVEMENTS |  | 6140 | 1 | Drought management | 2331 | SANTA CLARA | L | WUG | MUNICIPAL | 1060 | CITY |  | N | 2010 | 2010 | 0 | 0 | 0 | 0 | 0 | 0 | 0 | 0 | 2331 | SANTA CLARA | L | WUG | MUNICIPAL | 1060 | CITY | L | 94 | GUADALUPE | 11 | 0 | 0 | 0 | 0 | 0 | N
770 | DROUGHT MANAGEMENT | Drought management | L | 4 | DROUGHT MANAGEMENT | 12 | OTHER - DROUGHT MANAGEMENT | 1 | NO INFRASTRUCTURE | NO CAPITAL COSTS NOR DEBT SERVICE ASSOCIATED WITH THIS PROJECT. | 2139 | 4356 | DROUGHT MANAGEMENT | L | 105 | HAYS | 18 | GUADALUPE | 4 | DROUGHT MANAGEMENT | 1 | NO WATER QUALITY IMPROVEMENTS |  | 6132 | 1 | Drought management | 411 | COUNTY LINE WSC | L | WUG | MUNICIPAL | 4074 | UTILITY |  | N | 2010 | 2010 | 9527 | 0 | 0 | 0 | 0 | 0 | 0 | 0 | 411 | COUNTY LINE WSC | L | WUG | MUNICIPAL | 4074 | UTILITY | L | 105 | HAYS | 58 | 0 | 0 | 0 | 0 | 0 | N
770 | DROUGHT MANAGEMENT | Drought management | L | 4 | DROUGHT MANAGEMENT | 12 | OTHER - DROUGHT MANAGEMENT | 1 | NO INFRASTRUCTURE | NO CAPITAL COSTS NOR DEBT SERVICE ASSOCIATED WITH THIS PROJECT. | 2139 | 4356 | DROUGHT MANAGEMENT | L | 105 | HAYS | 18 | GUADALUPE | 4 | DROUGHT MANAGEMENT | 1 | NO WATER QUALITY IMPROVEMENTS |  | 6133 | 1 | Drought management | 1276 | KYLE | L | WUG | MUNICIPAL | 330 | CITY |  | N | 2010 | 2010 | 161234 | 0 | 0 | 0 | 0 | 0 | 0 | 0 | 1276 | KYLE | L | WUG | MUNICIPAL | 330 | CITY | L | 105 | HAYS | 137 | 0 | 0 | 0 | 0 | 0 | N
770 | DROUGHT MANAGEMENT | Drought management | L | 4 | DROUGHT MANAGEMENT | 12 | OTHER - DROUGHT MANAGEMENT | 1 | NO INFRASTRUCTURE | NO CAPITAL COSTS NOR DEBT SERVICE ASSOCIATED WITH THIS PROJECT. | 2139 | 4356 | DROUGHT MANAGEMENT | L | 105 | HAYS | 18 | GUADALUPE | 4 | DROUGHT MANAGEMENT | 1 | NO WATER QUALITY IMPROVEMENTS |  | 6139 | 1 | Drought management | 2122 | NIEDERWALD | L | WUG | MUNICIPAL | 1048 | CITY |  | N | 2010 | 2010 | 0 | 0 | 0 | 0 | 0 | 0 | 0 | 0 | 2122 | NIEDERWALD | L | WUG | MUNICIPAL | 1048 | CITY | L | 105 | HAYS | 7 | 0 | 0 | 0 | 0 | 0 | N
770 | DROUGHT MANAGEMENT | Drought management | L | 4 | DROUGHT MANAGEMENT | 12 | OTHER - DROUGHT MANAGEMENT | 1 | NO INFRASTRUCTURE | NO CAPITAL COSTS NOR DEBT SERVICE ASSOCIATED WITH THIS PROJECT. | 2139 | 4356 | DROUGHT MANAGEMENT | L | 105 | HAYS | 18 | GUADALUPE | 4 | DROUGHT MANAGEMENT | 1 | NO WATER QUALITY IMPROVEMENTS |  | 6141 | 1 | Drought management | 2629 | WIMBERLEY WSC | L | WUG | MUNICIPAL | 4399 | UTILITY |  | N | 2010 | 2010 | 0 | 0 | 0 | 0 | 0 | 0 | 0 | 0 | 2629 | WIMBERLEY WSC | L | WUG | MUNICIPAL | 4399 | UTILITY | L | 105 | HAYS | 39 | 0 | 0 | 0 | 0 | 0 | N
770 | DROUGHT MANAGEMENT | Drought management | L | 4 | DROUGHT MANAGEMENT | 12 | OTHER - DROUGHT MANAGEMENT | 1 | NO INFRASTRUCTURE | NO CAPITAL COSTS NOR DEBT SERVICE ASSOCIATED WITH THIS PROJECT. | 2139 | 4356 | DROUGHT MANAGEMENT | L | 105 | HAYS | 18 | GUADALUPE | 4 | DROUGHT MANAGEMENT | 1 | NO WATER QUALITY IMPROVEMENTS |  | 6142 | 1 | Drought management | 2642 | WOODCREEK | L | WUG | MUNICIPAL | 995 | CITY |  | N | 2010 | 2010 | 12009 | 0 | 0 | 0 | 0 | 0 | 0 | 0 | 2642 | WOODCREEK | L | WUG | MUNICIPAL | 995 | CITY | L | 105 | HAYS | 12 | 0 | 0 | 0 | 0 | 0 | N
770 | DROUGHT MANAGEMENT | Drought management | L | 4 | DROUGHT MANAGEMENT | 12 | OTHER - DROUGHT MANAGEMENT | 1 | NO INFRASTRUCTURE | NO CAPITAL COSTS NOR DEBT SERVICE ASSOCIATED WITH THIS PROJECT. | 2126 | 4358 | DROUGHT MANAGEMENT | L | 163 | MEDINA | 21 | NUECES | 4 | DROUGHT MANAGEMENT | 1 | NO WATER QUALITY IMPROVEMENTS |  | 4669 | 1 | Drought management | 956 | HONDO | L | WUG | MUNICIPAL | 282 | CITY |  | N | 2010 | 2010 | 185648 | 0 | 0 | 0 | 0 | 0 | 0 | 0 | 956 | HONDO | L | WUG | MUNICIPAL | 282 | CITY | L | 163 | MEDINA | 89 | 0 | 0 | 0 | 0 | 0 | N
770 | DROUGHT MANAGEMENT | Drought management | L | 4 | DROUGHT MANAGEMENT | 12 | OTHER - DROUGHT MANAGEMENT | 1 | NO INFRASTRUCTURE | NO CAPITAL COSTS NOR DEBT SERVICE ASSOCIATED WITH THIS PROJECT. | 2126 | 4358 | DROUGHT MANAGEMENT | L | 163 | MEDINA | 21 | NUECES | 4 | DROUGHT MANAGEMENT | 1 | NO WATER QUALITY IMPROVEMENTS |  | 4670 | 1 | Drought management | 2102 | NATALIA | L | WUG | MUNICIPAL | 425 | CITY |  | N | 2010 | 2010 | 30258 | 0 | 0 | 0 | 0 | 0 | 0 | 0 | 2102 | NATALIA | L | WUG | MUNICIPAL | 425 | CITY | L | 163 | MEDINA | 17 | 0 | 0 | 0 | 0 | 0 | N
770 | DROUGHT MANAGEMENT | Drought management | L | 4 | DROUGHT MANAGEMENT | 12 | OTHER - DROUGHT MANAGEMENT | 1 | NO INFRASTRUCTURE | NO CAPITAL COSTS NOR DEBT SERVICE ASSOCIATED WITH THIS PROJECT. | 2131 | 4359 | DROUGHT MANAGEMENT | L | 163 | MEDINA | 19 | SAN ANTONIO | 4 | DROUGHT MANAGEMENT | 1 | NO WATER QUALITY IMPROVEMENTS |  | 3190 | 1 | Drought management | 335 | CASTROVILLE | L | WUG | MUNICIPAL | 101 | CITY |  | N | 2010 | 2010 | 110122 | 0 | 0 | 0 | 0 | 0 | 0 | 0 | 335 | CASTROVILLE | L | WUG | MUNICIPAL | 101 | CITY | L | 163 | MEDINA | 34 | 0 | 0 | 0 | 0 | 0 | N
770 | DROUGHT MANAGEMENT | Drought management | L | 4 | DROUGHT MANAGEMENT | 12 | OTHER - DROUGHT MANAGEMENT | 1 | NO INFRASTRUCTURE | NO CAPITAL COSTS NOR DEBT SERVICE ASSOCIATED WITH THIS PROJECT. | 2131 | 4359 | DROUGHT MANAGEMENT | L | 163 | MEDINA | 19 | SAN ANTONIO | 4 | DROUGHT MANAGEMENT | 1 | NO WATER QUALITY IMPROVEMENTS |  | 3191 | 1 | Drought management | 731 | EAST MEDINA SUD | L | WUG | MUNICIPAL | 4097 | UTILITY |  | N | 2010 | 2010 | 57986 | 0 | 0 | 0 | 0 | 0 | 0 | 0 | 731 | EAST MEDINA SUD | L | WUG | MUNICIPAL | 4097 | UTILITY | L | 163 | MEDINA | 44 | 0 | 0 | 0 | 0 | 0 | N
770 | DROUGHT MANAGEMENT | Drought management | L | 4 | DROUGHT MANAGEMENT | 12 | OTHER - DROUGHT MANAGEMENT | 1 | NO INFRASTRUCTURE | NO CAPITAL COSTS NOR DEBT SERVICE ASSOCIATED WITH THIS PROJECT. | 2131 | 4359 | DROUGHT MANAGEMENT | L | 163 | MEDINA | 19 | SAN ANTONIO | 4 | DROUGHT MANAGEMENT | 1 | NO WATER QUALITY IMPROVEMENTS |  | 3192 | 1 | Drought management | 1286 | LACOSTE | L | WUG | MUNICIPAL | 786 | CITY |  | N | 2010 | 2010 | 6126 | 0 | 0 | 0 | 0 | 0 | 0 | 0 | 1286 | LACOSTE | L | WUG | MUNICIPAL | 786 | CITY | L | 163 | MEDINA | 10 | 0 | 0 | 0 | 0 | 0 | N
770 | DROUGHT MANAGEMENT | Drought management | L | 4 | DROUGHT MANAGEMENT | 12 | OTHER - DROUGHT MANAGEMENT | 1 | NO INFRASTRUCTURE | NO CAPITAL COSTS NOR DEBT SERVICE ASSOCIATED WITH THIS PROJECT. | 2132 | 4360 | DROUGHT MANAGEMENT | L | 232 | UVALDE | 21 | NUECES | 4 | DROUGHT MANAGEMENT | 1 | NO WATER QUALITY IMPROVEMENTS |  | 4671 | 1 | Drought management | 2310 | SABINAL | L | WUG | MUNICIPAL | 526 | CITY |  | N | 2010 | 2010 | 16302 | 0 | 0 | 0 | 0 | 0 | 0 | 0 | 2310 | SABINAL | L | WUG | MUNICIPAL | 526 | CITY | L | 232 | UVALDE | 20 | 0 | 0 | 0 | 0 | 0 | N
770 | DROUGHT MANAGEMENT | Drought management | L | 4 | DROUGHT MANAGEMENT | 12 | OTHER - DROUGHT MANAGEMENT | 1 | NO INFRASTRUCTURE | NO CAPITAL COSTS NOR DEBT SERVICE ASSOCIATED WITH THIS PROJECT. | 2132 | 4360 | DROUGHT MANAGEMENT | L | 232 | UVALDE | 21 | NUECES | 4 | DROUGHT MANAGEMENT | 1 | NO WATER QUALITY IMPROVEMENTS |  | 4672 | 1 | Drought management | 2558 | UVALDE | L | WUG | MUNICIPAL | 616 | CITY |  | N | 2010 | 2010 | 3371 | 0 | 0 | 0 | 0 | 0 | 0 | 0 | 2558 | UVALDE | L | WUG | MUNICIPAL | 616 | CITY | L | 232 | UVALDE | 304 | 0 | 0 | 0 | 0 | 0 | N
770 | DROUGHT MANAGEMENT | Drought management | L | 4 | DROUGHT MANAGEMENT | 12 | OTHER - DROUGHT MANAGEMENT | 1 | NO INFRASTRUCTURE | NO CAPITAL COSTS NOR DEBT SERVICE ASSOCIATED WITH THIS PROJECT. | 2129 | 4361 | DROUGHT MANAGEMENT | L | 247 | WILSON | 19 | SAN ANTONIO | 4 | DROUGHT MANAGEMENT | 1 | NO WATER QUALITY IMPROVEMENTS |  | 3193 | 1 | Drought management | 2395 | SS WSC | L | WUG | MUNICIPAL | 4346 | UTILITY |  | N | 2010 | 2010 | 86090 | 0 | 0 | 0 | 0 | 0 | 0 | 0 | 2395 | SS WSC | L | WUG | MUNICIPAL | 4346 | UTILITY | L | 247 | WILSON | 78 | 0 | 0 | 0 | 0 | 0 | N
124 | EDWARDS AQUIFER RECHARGE - TYPE 2 PROJECTS | Edwards Aquifer recharge - Type 2 projects | L | 1 | AQUIFER STORAGE AND RECOVERY | 10 | OTHER - ASR | 6 | OTHER INFRASTRUCTURE |  | 547 | 4066 | GUADALUPE RIVER RUN-OF-RIVER RECHARGE | L | 105 | HAYS | 18 | GUADALUPE | 0 | SURFACE WATER | 1 | NO WATER QUALITY IMPROVEMENTS |  | 6128 | 1 | Edwards Aquifer recharge - Type 2 projects | 2610 | SAN ANTONIO WATER SYSTEM | L | WWP | WWP | N/A | N/A |  | Y | 2060 | 2060 | 0 | 0 | 0 | 0 | 0 | 14031672 | 0 | 0 | 126 | SAN ANTONIO | L | WUG | MUNICIPAL | 530 | CITY | L | 15 | BEXAR | 0 | 0 | 0 | 0 | 0 | 8126 | N
124 | EDWARDS AQUIFER RECHARGE - TYPE 2 PROJECTS | Edwards Aquifer recharge - Type 2 projects | L | 1 | AQUIFER STORAGE AND RECOVERY | 10 | OTHER - ASR | 6 | OTHER INFRASTRUCTURE |  | 550 | 4067 | SAN ANTONIO RIVER RUN-OF-RIVER RECHARGE | L | 15 | BEXAR | 19 | SAN ANTONIO | 0 | SURFACE WATER | 1 | NO WATER QUALITY IMPROVEMENTS |  | 3195 | 1 | Edwards Aquifer recharge - Type 2 projects | 2610 | SAN ANTONIO WATER SYSTEM | L | WWP | WWP | N/A | N/A |  | N | 2020 | 2020 | 0 | 11940000 | 11940000 | 11117000 | 11117000 | 23243328 | 527643000 | 20 | 126 | SAN ANTONIO | L | WUG | MUNICIPAL | 530 | CITY | L | 15 | BEXAR | 0 | 13451 | 13451 | 13451 | 13451 | 13451 | N
106 | EDWARDS TRANSFERS | Edwards transfers | L | 5 | EXISTING SOURCE OR EXPANDED USE OF AN EXISTING SOURCE (SURFACE WATER OR GROUNDWATER) | 6 | GROUNDWATER | 1 | NO INFRASTRUCTURE | THERE ARE NO CAPITAL COSTS NOR DEBT SERVICE ASSOCIATED WITH THIS PROJECT. | 2141 | 1693 | EDWARDS-BFZ AQUIFER | L | 7 | ATASCOSA | 21 | NUECES | 1 | GROUNDWATER | 1 | NO WATER QUALITY IMPROVEMENTS |  | 4353 | 1 | Edwards transfers | 1611 | LYTLE | L | WUG | MUNICIPAL | 374 | CITY |  | N | 2010 | 2010 | 64014 | 69008 | 73548 | 76726 | 81266 | 85352 | 0 | 0 | 1611 | LYTLE | L | WUG | MUNICIPAL | 374 | CITY | L | 7 | ATASCOSA | 122 | 133 | 143 | 149 | 158 | 166 | N
106 | EDWARDS TRANSFERS | Edwards transfers | L | 5 | EXISTING SOURCE OR EXPANDED USE OF AN EXISTING SOURCE (SURFACE WATER OR GROUNDWATER) | 6 | GROUNDWATER | 1 | NO INFRASTRUCTURE | THERE ARE NO CAPITAL COSTS NOR DEBT SERVICE ASSOCIATED WITH THIS PROJECT. | 2141 | 1693 | EDWARDS-BFZ AQUIFER | L | 7 | ATASCOSA | 21 | NUECES | 1 | GROUNDWATER | 1 | NO WATER QUALITY IMPROVEMENTS |  | 4353 | 1 | Edwards transfers | 1611 | LYTLE | L | WUG | MUNICIPAL | 374 | CITY |  | N | 2010 | 2010 | 64014 | 69008 | 73548 | 76726 | 81266 | 85352 | 0 | 0 | 1611 | LYTLE | L | WUG | MUNICIPAL | 374 | CITY | L | 15 | BEXAR | 3 | 5 | 6 | 8 | 9 | 10 | N
106 | EDWARDS TRANSFERS | Edwards transfers | L | 5 | EXISTING SOURCE OR EXPANDED USE OF AN EXISTING SOURCE (SURFACE WATER OR GROUNDWATER) | 6 | GROUNDWATER | 1 | NO INFRASTRUCTURE | THERE ARE NO CAPITAL COSTS NOR DEBT SERVICE ASSOCIATED WITH THIS PROJECT. | 2141 | 1693 | EDWARDS-BFZ AQUIFER | L | 7 | ATASCOSA | 21 | NUECES | 1 | GROUNDWATER | 1 | NO WATER QUALITY IMPROVEMENTS |  | 4353 | 1 | Edwards transfers | 1611 | LYTLE | L | WUG | MUNICIPAL | 374 | CITY |  | N | 2010 | 2010 | 64014 | 69008 | 73548 | 76726 | 81266 | 85352 | 0 | 0 | 1611 | LYTLE | L | WUG | MUNICIPAL | 374 | CITY | L | 163 | MEDINA | 16 | 14 | 13 | 12 | 12 | 12 | N
106 | EDWARDS TRANSFERS | Edwards transfers | L | 5 | EXISTING SOURCE OR EXPANDED USE OF AN EXISTING SOURCE (SURFACE WATER OR GROUNDWATER) | 6 | GROUNDWATER | 1 | NO INFRASTRUCTURE | THERE ARE NO CAPITAL COSTS NOR DEBT SERVICE ASSOCIATED WITH THIS PROJECT. | 431 | 1671 | EDWARDS-BFZ AQUIFER | L | 15 | BEXAR | 19 | SAN ANTONIO | 1 | GROUNDWATER | 1 | NO WATER QUALITY IMPROVEMENTS |  | 3360 | 1 | Edwards transfers | 11 | BEXAR MET WATER DISTRICT | L | BOTH | MUNICIPAL | 4018 | UTILITY |  | N | 2010 | 2010 | 1362000 | 1362000 | 1362000 | 1362000 | 1362000 | 1362000 | 0 | 0 | 945 | HILL COUNTRY VILLAGE | L | WUG | MUNICIPAL | 778 | CITY | L | 15 | BEXAR | 730 | 727 | 723 | 720 | 718 | 718 | N
106 | EDWARDS TRANSFERS | Edwards transfers | L | 5 | EXISTING SOURCE OR EXPANDED USE OF AN EXISTING SOURCE (SURFACE WATER OR GROUNDWATER) | 6 | GROUNDWATER | 1 | NO INFRASTRUCTURE | THERE ARE NO CAPITAL COSTS NOR DEBT SERVICE ASSOCIATED WITH THIS PROJECT. | 431 | 1671 | EDWARDS-BFZ AQUIFER | L | 15 | BEXAR | 19 | SAN ANTONIO | 1 | GROUNDWATER | 1 | NO WATER QUALITY IMPROVEMENTS |  | 3360 | 1 | Edwards transfers | 11 | BEXAR MET WATER DISTRICT | L | BOTH | MUNICIPAL | 4018 | UTILITY |  | N | 2010 | 2010 | 1362000 | 1362000 | 1362000 | 1362000 | 1362000 | 1362000 | 0 | 0 | 954 | HOLLYWOOD PARK | L | WUG | MUNICIPAL | 281 | CITY | L | 15 | BEXAR | 1969 | 2044 | 2113 | 2166 | 2220 | 2271 | N
106 | EDWARDS TRANSFERS | Edwards transfers | L | 5 | EXISTING SOURCE OR EXPANDED USE OF AN EXISTING SOURCE (SURFACE WATER OR GROUNDWATER) | 6 | GROUNDWATER | 1 | NO INFRASTRUCTURE | THERE ARE NO CAPITAL COSTS NOR DEBT SERVICE ASSOCIATED WITH THIS PROJECT. | 431 | 1671 | EDWARDS-BFZ AQUIFER | L | 15 | BEXAR | 19 | SAN ANTONIO | 1 | GROUNDWATER | 1 | NO WATER QUALITY IMPROVEMENTS |  | 3360 | 1 | Edwards transfers | 11 | BEXAR MET WATER DISTRICT | L | BOTH | MUNICIPAL | 4018 | UTILITY |  | N | 2010 | 2010 | 1362000 | 1362000 | 1362000 | 1362000 | 1362000 | 1362000 | 0 | 0 | 126 | SAN ANTONIO | L | WUG | MUNICIPAL | 530 | CITY | L | 15 | BEXAR | 301 | 229 | 164 | 114 | 62 | 11 | N
106 | EDWARDS TRANSFERS | Edwards transfers | L | 5 | EXISTING SOURCE OR EXPANDED USE OF AN EXISTING SOURCE (SURFACE WATER OR GROUNDWATER) | 6 | GROUNDWATER | 1 | NO INFRASTRUCTURE | THERE ARE NO CAPITAL COSTS NOR DEBT SERVICE ASSOCIATED WITH THIS PROJECT. | 431 | 1671 | EDWARDS-BFZ AQUIFER | L | 15 | BEXAR | 19 | SAN ANTONIO | 1 | GROUNDWATER | 1 | NO WATER QUALITY IMPROVEMENTS |  | 3360 | 1 | Edwards transfers | 945 | HILL COUNTRY VILLAGE | L | WUG | MUNICIPAL | 778 | CITY |  | N | 2010 | 2010 | 769508 | 760329 | 417990 | 335501 | 278097 | 27786 | 0 | 0 | 945 | HILL COUNTRY VILLAGE | L | WUG | MUNICIPAL | 778 | CITY | L | 15 | BEXAR | 730 | 727 | 723 | 720 | 718 | 718 | Y
106 | EDWARDS TRANSFERS | Edwards transfers | L | 5 | EXISTING SOURCE OR EXPANDED USE OF AN EXISTING SOURCE (SURFACE WATER OR GROUNDWATER) | 6 | GROUNDWATER | 1 | NO INFRASTRUCTURE | THERE ARE NO CAPITAL COSTS NOR DEBT SERVICE ASSOCIATED WITH THIS PROJECT. | 431 | 1671 | EDWARDS-BFZ AQUIFER | L | 15 | BEXAR | 19 | SAN ANTONIO | 1 | GROUNDWATER | 1 | NO WATER QUALITY IMPROVEMENTS |  | 3360 | 1 | Edwards transfers | 954 | HOLLYWOOD PARK | L | WUG | MUNICIPAL | 281 | CITY |  | N | 2010 | 2010 | 2075564 | 2137706 | 1221595 | 1009299 | 859854 | 878624 | 0 | 0 | 954 | HOLLYWOOD PARK | L | WUG | MUNICIPAL | 281 | CITY | L | 15 | BEXAR | 1969 | 2044 | 2113 | 2166 | 2220 | 2271 | Y
106 | EDWARDS TRANSFERS | Edwards transfers | L | 5 | EXISTING SOURCE OR EXPANDED USE OF AN EXISTING SOURCE (SURFACE WATER OR GROUNDWATER) | 6 | GROUNDWATER | 1 | NO INFRASTRUCTURE | THERE ARE NO CAPITAL COSTS NOR DEBT SERVICE ASSOCIATED WITH THIS PROJECT. | 431 | 1671 | EDWARDS-BFZ AQUIFER | L | 15 | BEXAR | 19 | SAN ANTONIO | 1 | GROUNDWATER | 1 | NO WATER QUALITY IMPROVEMENTS |  | 3362 | 1 | Edwards transfers | 1269 | KIRBY | L | WUG | MUNICIPAL | 325 | CITY |  | N | 2010 | 2010 | 152090 | 151636 | 152998 | 150274 | 155722 | 165256 | 0 | 0 | 1269 | KIRBY | L | WUG | MUNICIPAL | 325 | CITY | L | 15 | BEXAR | 335 | 334 | 337 | 331 | 343 | 364 | N
106 | EDWARDS TRANSFERS | Edwards transfers | L | 5 | EXISTING SOURCE OR EXPANDED USE OF AN EXISTING SOURCE (SURFACE WATER OR GROUNDWATER) | 6 | GROUNDWATER | 1 | NO INFRASTRUCTURE | THERE ARE NO CAPITAL COSTS NOR DEBT SERVICE ASSOCIATED WITH THIS PROJECT. | 431 | 1671 | EDWARDS-BFZ AQUIFER | L | 15 | BEXAR | 19 | SAN ANTONIO | 1 | GROUNDWATER | 1 | NO WATER QUALITY IMPROVEMENTS |  | 3294 | 1 | Edwards transfers | 2610 | SAN ANTONIO WATER SYSTEM | L | WWP | WWP | N/A | N/A |  | N | 2010 | 2010 | 290106 | 290106 | 290106 | 290106 | 290106 | 290106 | 0 | 0 | 126 | SAN ANTONIO | L | WUG | MUNICIPAL | 530 | CITY | L | 15 | BEXAR | 639 | 639 | 639 | 639 | 639 | 639 | N
106 | EDWARDS TRANSFERS | Edwards transfers | L | 5 | EXISTING SOURCE OR EXPANDED USE OF AN EXISTING SOURCE (SURFACE WATER OR GROUNDWATER) | 6 | GROUNDWATER | 1 | NO INFRASTRUCTURE | THERE ARE NO CAPITAL COSTS NOR DEBT SERVICE ASSOCIATED WITH THIS PROJECT. | 431 | 1671 | EDWARDS-BFZ AQUIFER | L | 15 | BEXAR | 19 | SAN ANTONIO | 1 | GROUNDWATER | 1 | NO WATER QUALITY IMPROVEMENTS |  | 3363 | 1 | Edwards transfers | 2556 | UNIVERSAL CITY | L | WUG | MUNICIPAL | 614 | CITY |  | N | 2010 | 2010 | 51302 | 191134 | 308720 | 286020 | 275124 | 275124 | 0 | 0 | 2556 | UNIVERSAL CITY | L | WUG | MUNICIPAL | 614 | CITY | L | 15 | BEXAR | 113 | 421 | 680 | 630 | 606 | 606 | N
106 | EDWARDS TRANSFERS | Edwards transfers | L | 5 | EXISTING SOURCE OR EXPANDED USE OF AN EXISTING SOURCE (SURFACE WATER OR GROUNDWATER) | 6 | GROUNDWATER | 1 | NO INFRASTRUCTURE | THERE ARE NO CAPITAL COSTS NOR DEBT SERVICE ASSOCIATED WITH THIS PROJECT. | 431 | 1671 | EDWARDS-BFZ AQUIFER | L | 15 | BEXAR | 19 | SAN ANTONIO | 1 | GROUNDWATER | 1 | NO WATER QUALITY IMPROVEMENTS |  | 3294 | 1 | Edwards transfers | 2630 | WINDCREST | L | WUG | MUNICIPAL | 658 | CITY |  | N | 2010 | 2010 | 106690 | 106690 | 106690 | 106690 | 106690 | 106690 | 0 | 0 | 2630 | WINDCREST | L | WUG | MUNICIPAL | 658 | CITY | L | 15 | BEXAR | 235 | 235 | 235 | 235 | 235 | 235 | N
106 | EDWARDS TRANSFERS | Edwards transfers | L | 5 | EXISTING SOURCE OR EXPANDED USE OF AN EXISTING SOURCE (SURFACE WATER OR GROUNDWATER) | 6 | GROUNDWATER | 1 | NO INFRASTRUCTURE | THERE ARE NO CAPITAL COSTS NOR DEBT SERVICE ASSOCIATED WITH THIS PROJECT. | 433 | 1711 | EDWARDS-BFZ AQUIFER | L | 163 | MEDINA | 21 | NUECES | 1 | GROUNDWATER | 1 | NO WATER QUALITY IMPROVEMENTS |  | 3294 | 1 | Edwards transfers | 1630 | MANUFACTURING, BEXAR | L | WUG | MANUFACTURING | 1001 | N/A |  | N | 2050 | 2050 | 0 | 0 | 0 | 0 | 250519 | 779959 | 0 | 0 | 1630 | MANUFACTURING, BEXAR | L | WUG | MANUFACTURING | 1001 | N/A | L | 15 | BEXAR | 0 | 0 | 0 | 0 | 379 | 643 | Y
106 | EDWARDS TRANSFERS | Edwards transfers | L | 5 | EXISTING SOURCE OR EXPANDED USE OF AN EXISTING SOURCE (SURFACE WATER OR GROUNDWATER) | 6 | GROUNDWATER | 1 | NO INFRASTRUCTURE | THERE ARE NO CAPITAL COSTS NOR DEBT SERVICE ASSOCIATED WITH THIS PROJECT. | 433 | 1711 | EDWARDS-BFZ AQUIFER | L | 163 | MEDINA | 21 | NUECES | 1 | GROUNDWATER | 1 | NO WATER QUALITY IMPROVEMENTS |  | 3294 | 1 | Edwards transfers | 2610 | SAN ANTONIO WATER SYSTEM | L | WWP | WWP | N/A | N/A |  | N | 2050 | 2050 | 4291662 | 4291662 | 4291662 | 4291662 | 4291662 | 4291662 | 0 | 0 | 1630 | MANUFACTURING, BEXAR | L | WUG | MANUFACTURING | 1001 | N/A | L | 15 | BEXAR | 0 | 0 | 0 | 0 | 379 | 643 | N
106 | EDWARDS TRANSFERS | Edwards transfers | L | 5 | EXISTING SOURCE OR EXPANDED USE OF AN EXISTING SOURCE (SURFACE WATER OR GROUNDWATER) | 6 | GROUNDWATER | 1 | NO INFRASTRUCTURE | THERE ARE NO CAPITAL COSTS NOR DEBT SERVICE ASSOCIATED WITH THIS PROJECT. | 433 | 1711 | EDWARDS-BFZ AQUIFER | L | 163 | MEDINA | 21 | NUECES | 1 | GROUNDWATER | 1 | NO WATER QUALITY IMPROVEMENTS |  | 3294 | 1 | Edwards transfers | 2610 | SAN ANTONIO WATER SYSTEM | L | WWP | WWP | N/A | N/A |  | N | 2010 | 2010 | 4291662 | 4291662 | 4291662 | 4291662 | 4291662 | 4291662 | 0 | 0 | 126 | SAN ANTONIO | L | WUG | MUNICIPAL | 530 | CITY | L | 15 | BEXAR | 9453 | 9453 | 9453 | 9453 | 9074 | 8810 | N
106 | EDWARDS TRANSFERS | Edwards transfers | L | 5 | EXISTING SOURCE OR EXPANDED USE OF AN EXISTING SOURCE (SURFACE WATER OR GROUNDWATER) | 6 | GROUNDWATER | 1 | NO INFRASTRUCTURE | THERE ARE NO CAPITAL COSTS NOR DEBT SERVICE ASSOCIATED WITH THIS PROJECT. | 432 | 1682 | EDWARDS-BFZ AQUIFER | L | 163 | MEDINA | 19 | SAN ANTONIO | 1 | GROUNDWATER | 1 | NO WATER QUALITY IMPROVEMENTS |  | 3294 | 1 | Edwards transfers | 2610 | SAN ANTONIO WATER SYSTEM | L | WWP | WWP | N/A | N/A |  | N | 2010 | 2010 | 3784998 | 3784998 | 3784998 | 3784998 | 3784998 | 3784998 | 0 | 0 | 126 | SAN ANTONIO | L | WUG | MUNICIPAL | 530 | CITY | L | 15 | BEXAR | 8337 | 8337 | 8337 | 8337 | 8337 | 8337 | N
106 | EDWARDS TRANSFERS | Edwards transfers | L | 5 | EXISTING SOURCE OR EXPANDED USE OF AN EXISTING SOURCE (SURFACE WATER OR GROUNDWATER) | 6 | GROUNDWATER | 1 | NO INFRASTRUCTURE | THERE ARE NO CAPITAL COSTS NOR DEBT SERVICE ASSOCIATED WITH THIS PROJECT. | 432 | 1682 | EDWARDS-BFZ AQUIFER | L | 163 | MEDINA | 19 | SAN ANTONIO | 1 | GROUNDWATER | 1 | NO WATER QUALITY IMPROVEMENTS |  | 3364 | 1 | Edwards transfers | 2581 | WATER SERVICES INC | L | WUG | MUNICIPAL | 4375 | UTILITY |  | N | 2010 | 2010 | 266498 | 328242 | 383176 | 429030 | 468074 | 506664 | 0 | 0 | 2581 | WATER SERVICES INC | L | WUG | MUNICIPAL | 4375 | UTILITY | L | 15 | BEXAR | 222 | 248 | 245 | 224 | 188 | 135 | N
106 | EDWARDS TRANSFERS | Edwards transfers | L | 5 | EXISTING SOURCE OR EXPANDED USE OF AN EXISTING SOURCE (SURFACE WATER OR GROUNDWATER) | 6 | GROUNDWATER | 1 | NO INFRASTRUCTURE | THERE ARE NO CAPITAL COSTS NOR DEBT SERVICE ASSOCIATED WITH THIS PROJECT. | 432 | 1682 | EDWARDS-BFZ AQUIFER | L | 163 | MEDINA | 19 | SAN ANTONIO | 1 | GROUNDWATER | 1 | NO WATER QUALITY IMPROVEMENTS |  | 3364 | 1 | Edwards transfers | 2581 | WATER SERVICES INC | L | WUG | MUNICIPAL | 4375 | UTILITY |  | N | 2010 | 2010 | 266498 | 328242 | 383176 | 429030 | 468074 | 506664 | 0 | 0 | 2581 | WATER SERVICES INC | L | WUG | MUNICIPAL | 4375 | UTILITY | L | 46 | COMAL | 295 | 389 | 496 | 602 | 710 | 832 | N
106 | EDWARDS TRANSFERS | Edwards transfers | L | 5 | EXISTING SOURCE OR EXPANDED USE OF AN EXISTING SOURCE (SURFACE WATER OR GROUNDWATER) | 6 | GROUNDWATER | 1 | NO INFRASTRUCTURE | THERE ARE NO CAPITAL COSTS NOR DEBT SERVICE ASSOCIATED WITH THIS PROJECT. | 432 | 1682 | EDWARDS-BFZ AQUIFER | L | 163 | MEDINA | 19 | SAN ANTONIO | 1 | GROUNDWATER | 1 | NO WATER QUALITY IMPROVEMENTS |  | 3364 | 1 | Edwards transfers | 2581 | WATER SERVICES INC | L | WUG | MUNICIPAL | 4375 | UTILITY |  | N | 2010 | 2010 | 266498 | 328242 | 383176 | 429030 | 468074 | 506664 | 0 | 0 | 2581 | WATER SERVICES INC | L | WUG | MUNICIPAL | 4375 | UTILITY | L | 94 | GUADALUPE | 29 | 36 | 44 | 52 | 60 | 70 | N
106 | EDWARDS TRANSFERS | Edwards transfers | L | 5 | EXISTING SOURCE OR EXPANDED USE OF AN EXISTING SOURCE (SURFACE WATER OR GROUNDWATER) | 6 | GROUNDWATER | 1 | NO INFRASTRUCTURE | THERE ARE NO CAPITAL COSTS NOR DEBT SERVICE ASSOCIATED WITH THIS PROJECT. | 432 | 1682 | EDWARDS-BFZ AQUIFER | L | 163 | MEDINA | 19 | SAN ANTONIO | 1 | GROUNDWATER | 1 | NO WATER QUALITY IMPROVEMENTS |  | 3364 | 1 | Edwards transfers | 2581 | WATER SERVICES INC | L | WUG | MUNICIPAL | 4375 | UTILITY |  | N | 2010 | 2010 | 266498 | 328242 | 383176 | 429030 | 468074 | 506664 | 0 | 0 | 2581 | WATER SERVICES INC | L | WUG | MUNICIPAL | 4375 | UTILITY | L | 130 | KENDALL | 41 | 50 | 59 | 67 | 73 | 79 | N
106 | EDWARDS TRANSFERS | Edwards transfers | L | 5 | EXISTING SOURCE OR EXPANDED USE OF AN EXISTING SOURCE (SURFACE WATER OR GROUNDWATER) | 6 | GROUNDWATER | 1 | NO INFRASTRUCTURE | THERE ARE NO CAPITAL COSTS NOR DEBT SERVICE ASSOCIATED WITH THIS PROJECT. | 434 | 1715 | EDWARDS-BFZ AQUIFER | L | 232 | UVALDE | 21 | NUECES | 1 | GROUNDWATER | 1 | NO WATER QUALITY IMPROVEMENTS |  | 4470 | 1 | Edwards transfers | 169 | ALAMO HEIGHTS | L | WUG | MUNICIPAL | 4 | CITY |  | N | 2010 | 2010 | 268768 | 297370 | 298278 | 296462 | 302818 | 313714 | 0 | 0 | 169 | ALAMO HEIGHTS | L | WUG | MUNICIPAL | 4 | CITY | L | 15 | BEXAR | 592 | 655 | 657 | 653 | 667 | 691 | N
106 | EDWARDS TRANSFERS | Edwards transfers | L | 5 | EXISTING SOURCE OR EXPANDED USE OF AN EXISTING SOURCE (SURFACE WATER OR GROUNDWATER) | 6 | GROUNDWATER | 1 | NO INFRASTRUCTURE | THERE ARE NO CAPITAL COSTS NOR DEBT SERVICE ASSOCIATED WITH THIS PROJECT. | 434 | 1715 | EDWARDS-BFZ AQUIFER | L | 232 | UVALDE | 21 | NUECES | 1 | GROUNDWATER | 1 | NO WATER QUALITY IMPROVEMENTS |  | 4600 | 1 | Edwards transfers | 204 | ATASCOSA RURAL WSC | L | WUG | MUNICIPAL | 4008 | UTILITY |  | N | 2010 | 2010 | 247884 | 325518 | 394526 | 452184 | 502124 | 552972 | 0 | 0 | 204 | ATASCOSA RURAL WSC | L | WUG | MUNICIPAL | 4008 | UTILITY | L | 15 | BEXAR | 546 | 717 | 869 | 996 | 1106 | 1218 | N
106 | EDWARDS TRANSFERS | Edwards transfers | L | 5 | EXISTING SOURCE OR EXPANDED USE OF AN EXISTING SOURCE (SURFACE WATER OR GROUNDWATER) | 6 | GROUNDWATER | 1 | NO INFRASTRUCTURE | THERE ARE NO CAPITAL COSTS NOR DEBT SERVICE ASSOCIATED WITH THIS PROJECT. | 434 | 1715 | EDWARDS-BFZ AQUIFER | L | 232 | UVALDE | 21 | NUECES | 1 | GROUNDWATER | 1 | NO WATER QUALITY IMPROVEMENTS |  | 4279 | 1 | Edwards transfers | 335 | CASTROVILLE | L | WUG | MUNICIPAL | 101 | CITY |  | N | 2010 | 2010 | 133476 | 162078 | 188864 | 212472 | 236988 | 261050 | 0 | 0 | 335 | CASTROVILLE | L | WUG | MUNICIPAL | 101 | CITY | L | 163 | MEDINA | 294 | 357 | 416 | 468 | 522 | 575 | N
106 | EDWARDS TRANSFERS | Edwards transfers | L | 5 | EXISTING SOURCE OR EXPANDED USE OF AN EXISTING SOURCE (SURFACE WATER OR GROUNDWATER) | 6 | GROUNDWATER | 1 | NO INFRASTRUCTURE | THERE ARE NO CAPITAL COSTS NOR DEBT SERVICE ASSOCIATED WITH THIS PROJECT. | 434 | 1715 | EDWARDS-BFZ AQUIFER | L | 232 | UVALDE | 21 | NUECES | 1 | GROUNDWATER | 1 | NO WATER QUALITY IMPROVEMENTS |  | 3294 | 1 | Edwards transfers | 426 | COUNTY-OTHER, BEXAR | L | WUG | MUNICIPAL | 757 | COUNTY-OTHER |  | N | 2040 | 2040 | 0 | 0 | 0 | 176851 | 266493 | 794571 | 0 | 0 | 426 | COUNTY-OTHER, BEXAR | L | WUG | MUNICIPAL | 757 | COUNTY-OTHER | L | 15 | BEXAR | 0 | 0 | 0 | 127 | 403 | 655 | Y
106 | EDWARDS TRANSFERS | Edwards transfers | L | 5 | EXISTING SOURCE OR EXPANDED USE OF AN EXISTING SOURCE (SURFACE WATER OR GROUNDWATER) | 6 | GROUNDWATER | 1 | NO INFRASTRUCTURE | THERE ARE NO CAPITAL COSTS NOR DEBT SERVICE ASSOCIATED WITH THIS PROJECT. | 434 | 1715 | EDWARDS-BFZ AQUIFER | L | 232 | UVALDE | 21 | NUECES | 1 | GROUNDWATER | 1 | NO WATER QUALITY IMPROVEMENTS |  | 4343 | 1 | Edwards transfers | 574 | COUNTY-OTHER, MEDINA | L | WUG | MUNICIPAL | 757 | COUNTY-OTHER |  | N | 2020 | 2020 | 0 | 107144 | 239712 | 357298 | 478970 | 588384 | 0 | 0 | 574 | COUNTY-OTHER, MEDINA | L | WUG | MUNICIPAL | 757 | COUNTY-OTHER | L | 163 | MEDINA | 0 | 236 | 528 | 787 | 1055 | 1296 | N
106 | EDWARDS TRANSFERS | Edwards transfers | L | 5 | EXISTING SOURCE OR EXPANDED USE OF AN EXISTING SOURCE (SURFACE WATER OR GROUNDWATER) | 6 | GROUNDWATER | 1 | NO INFRASTRUCTURE | THERE ARE NO CAPITAL COSTS NOR DEBT SERVICE ASSOCIATED WITH THIS PROJECT. | 434 | 1715 | EDWARDS-BFZ AQUIFER | L | 232 | UVALDE | 21 | NUECES | 1 | GROUNDWATER | 1 | NO WATER QUALITY IMPROVEMENTS |  | 3294 | 1 | Edwards transfers | 729 | EAST CENTRAL WSC | L | WUG | MUNICIPAL | 4095 | UTILITY |  | N | 2010 | 2010 | 1222248 | 1804294 | 3575516 | 3119269 | 1481249 | 2717313 | 0 | 0 | 729 | EAST CENTRAL WSC | L | WUG | MUNICIPAL | 4095 | UTILITY | L | 15 | BEXAR | 1837 | 1837 | 1837 | 1837 | 1837 | 1837 | Y
106 | EDWARDS TRANSFERS | Edwards transfers | L | 5 | EXISTING SOURCE OR EXPANDED USE OF AN EXISTING SOURCE (SURFACE WATER OR GROUNDWATER) | 6 | GROUNDWATER | 1 | NO INFRASTRUCTURE | THERE ARE NO CAPITAL COSTS NOR DEBT SERVICE ASSOCIATED WITH THIS PROJECT. | 434 | 1715 | EDWARDS-BFZ AQUIFER | L | 232 | UVALDE | 21 | NUECES | 1 | GROUNDWATER | 1 | NO WATER QUALITY IMPROVEMENTS |  | 3294 | 1 | Edwards transfers | 729 | EAST CENTRAL WSC | L | WUG | MUNICIPAL | 4095 | UTILITY |  | N | 2010 | 2010 | 1222248 | 1804294 | 3575516 | 3119269 | 1481249 | 2717313 | 0 | 0 | 729 | EAST CENTRAL WSC | L | WUG | MUNICIPAL | 4095 | UTILITY | L | 94 | GUADALUPE | 224 | 224 | 224 | 224 | 224 | 224 | Y
106 | EDWARDS TRANSFERS | Edwards transfers | L | 5 | EXISTING SOURCE OR EXPANDED USE OF AN EXISTING SOURCE (SURFACE WATER OR GROUNDWATER) | 6 | GROUNDWATER | 1 | NO INFRASTRUCTURE | THERE ARE NO CAPITAL COSTS NOR DEBT SERVICE ASSOCIATED WITH THIS PROJECT. | 434 | 1715 | EDWARDS-BFZ AQUIFER | L | 232 | UVALDE | 21 | NUECES | 1 | GROUNDWATER | 1 | NO WATER QUALITY IMPROVEMENTS |  | 3294 | 1 | Edwards transfers | 729 | EAST CENTRAL WSC | L | WUG | MUNICIPAL | 4095 | UTILITY |  | N | 2010 | 2010 | 1222248 | 1804294 | 3575516 | 3119269 | 1481249 | 2717313 | 0 | 0 | 729 | EAST CENTRAL WSC | L | WUG | MUNICIPAL | 4095 | UTILITY | L | 247 | WILSON | 179 | 179 | 179 | 179 | 179 | 179 | Y
106 | EDWARDS TRANSFERS | Edwards transfers | L | 5 | EXISTING SOURCE OR EXPANDED USE OF AN EXISTING SOURCE (SURFACE WATER OR GROUNDWATER) | 6 | GROUNDWATER | 1 | NO INFRASTRUCTURE | THERE ARE NO CAPITAL COSTS NOR DEBT SERVICE ASSOCIATED WITH THIS PROJECT. | 434 | 1715 | EDWARDS-BFZ AQUIFER | L | 232 | UVALDE | 21 | NUECES | 1 | GROUNDWATER | 1 | NO WATER QUALITY IMPROVEMENTS |  | 4547 | 1 | Edwards transfers | 731 | EAST MEDINA SUD | L | WUG | MUNICIPAL | 4097 | UTILITY |  | N | 2020 | 2020 | 0 | 47216 | 97156 | 137562 | 180238 | 222914 | 0 | 0 | 731 | EAST MEDINA SUD | L | WUG | MUNICIPAL | 4097 | UTILITY | L | 163 | MEDINA | 0 | 104 | 214 | 303 | 397 | 491 | N
106 | EDWARDS TRANSFERS | Edwards transfers | L | 5 | EXISTING SOURCE OR EXPANDED USE OF AN EXISTING SOURCE (SURFACE WATER OR GROUNDWATER) | 6 | GROUNDWATER | 1 | NO INFRASTRUCTURE | THERE ARE NO CAPITAL COSTS NOR DEBT SERVICE ASSOCIATED WITH THIS PROJECT. | 434 | 1715 | EDWARDS-BFZ AQUIFER | L | 232 | UVALDE | 21 | NUECES | 1 | GROUNDWATER | 1 | NO WATER QUALITY IMPROVEMENTS |  | 4395 | 1 | Edwards transfers | 956 | HONDO | L | WUG | MUNICIPAL | 282 | CITY |  | N | 2010 | 2010 | 144826 | 243344 | 335960 | 413140 | 491682 | 568408 | 0 | 0 | 956 | HONDO | L | WUG | MUNICIPAL | 282 | CITY | L | 163 | MEDINA | 319 | 536 | 740 | 910 | 1083 | 1252 | N
106 | EDWARDS TRANSFERS | Edwards transfers | L | 5 | EXISTING SOURCE OR EXPANDED USE OF AN EXISTING SOURCE (SURFACE WATER OR GROUNDWATER) | 6 | GROUNDWATER | 1 | NO INFRASTRUCTURE | THERE ARE NO CAPITAL COSTS NOR DEBT SERVICE ASSOCIATED WITH THIS PROJECT. | 434 | 1715 | EDWARDS-BFZ AQUIFER | L | 232 | UVALDE | 21 | NUECES | 1 | GROUNDWATER | 1 | NO WATER QUALITY IMPROVEMENTS |  | 4449 | 1 | Edwards transfers | 1286 | LACOSTE | L | WUG | MUNICIPAL | 786 | CITY |  | N | 2010 | 2010 | 41768 | 49486 | 57204 | 62652 | 69008 | 76272 | 0 | 0 | 1286 | LACOSTE | L | WUG | MUNICIPAL | 786 | CITY | L | 163 | MEDINA | 92 | 109 | 126 | 138 | 152 | 168 | N
106 | EDWARDS TRANSFERS | Edwards transfers | L | 5 | EXISTING SOURCE OR EXPANDED USE OF AN EXISTING SOURCE (SURFACE WATER OR GROUNDWATER) | 6 | GROUNDWATER | 1 | NO INFRASTRUCTURE | THERE ARE NO CAPITAL COSTS NOR DEBT SERVICE ASSOCIATED WITH THIS PROJECT. | 434 | 1715 | EDWARDS-BFZ AQUIFER | L | 232 | UVALDE | 21 | NUECES | 1 | GROUNDWATER | 1 | NO WATER QUALITY IMPROVEMENTS |  | 3294 | 1 | Edwards transfers | 1630 | MANUFACTURING, BEXAR | L | WUG | MANUFACTURING | 1001 | N/A |  | N | 2020 | 2020 | 0 | 702765 | 4585308 | 9574089 | 9580534 | 17260990 | 0 | 0 | 1630 | MANUFACTURING, BEXAR | L | WUG | MANUFACTURING | 1001 | N/A | L | 15 | BEXAR | 0 | 873 | 2873 | 6873 | 14494 | 14230 | Y
106 | EDWARDS TRANSFERS | Edwards transfers | L | 5 | EXISTING SOURCE OR EXPANDED USE OF AN EXISTING SOURCE (SURFACE WATER OR GROUNDWATER) | 6 | GROUNDWATER | 1 | NO INFRASTRUCTURE | THERE ARE NO CAPITAL COSTS NOR DEBT SERVICE ASSOCIATED WITH THIS PROJECT. | 434 | 1715 | EDWARDS-BFZ AQUIFER | L | 232 | UVALDE | 21 | NUECES | 1 | GROUNDWATER | 1 | NO WATER QUALITY IMPROVEMENTS |  | 4513 | 1 | Edwards transfers | 2102 | NATALIA | L | WUG | MUNICIPAL | 425 | CITY |  | N | 2010 | 2010 | 88076 | 108052 | 126666 | 142556 | 158446 | 173882 | 0 | 0 | 2102 | NATALIA | L | WUG | MUNICIPAL | 425 | CITY | L | 163 | MEDINA | 194 | 238 | 279 | 314 | 349 | 383 | N
106 | EDWARDS TRANSFERS | Edwards transfers | L | 5 | EXISTING SOURCE OR EXPANDED USE OF AN EXISTING SOURCE (SURFACE WATER OR GROUNDWATER) | 6 | GROUNDWATER | 1 | NO INFRASTRUCTURE | THERE ARE NO CAPITAL COSTS NOR DEBT SERVICE ASSOCIATED WITH THIS PROJECT. | 434 | 1715 | EDWARDS-BFZ AQUIFER | L | 232 | UVALDE | 21 | NUECES | 1 | GROUNDWATER | 1 | NO WATER QUALITY IMPROVEMENTS |  | 4552 | 1 | Edwards transfers | 2310 | SABINAL | L | WUG | MUNICIPAL | 526 | CITY |  | N | 2010 | 2010 | 57658 | 55842 | 53572 | 51302 | 49486 | 49486 | 0 | 0 | 2310 | SABINAL | L | WUG | MUNICIPAL | 526 | CITY | L | 232 | UVALDE | 127 | 123 | 118 | 113 | 109 | 109 | N
106 | EDWARDS TRANSFERS | Edwards transfers | L | 5 | EXISTING SOURCE OR EXPANDED USE OF AN EXISTING SOURCE (SURFACE WATER OR GROUNDWATER) | 6 | GROUNDWATER | 1 | NO INFRASTRUCTURE | THERE ARE NO CAPITAL COSTS NOR DEBT SERVICE ASSOCIATED WITH THIS PROJECT. | 434 | 1715 | EDWARDS-BFZ AQUIFER | L | 232 | UVALDE | 21 | NUECES | 1 | GROUNDWATER | 1 | NO WATER QUALITY IMPROVEMENTS |  | 3294 | 1 | Edwards transfers | 2610 | SAN ANTONIO WATER SYSTEM | L | WWP | WWP | N/A | N/A |  | N | 2040 | 2040 | 7947724 | 7947724 | 7947724 | 7947724 | 7947724 | 7947724 | 0 | 0 | 426 | COUNTY-OTHER, BEXAR | L | WUG | MUNICIPAL | 757 | COUNTY-OTHER | L | 15 | BEXAR | 0 | 0 | 0 | 127 | 403 | 655 | N
106 | EDWARDS TRANSFERS | Edwards transfers | L | 5 | EXISTING SOURCE OR EXPANDED USE OF AN EXISTING SOURCE (SURFACE WATER OR GROUNDWATER) | 6 | GROUNDWATER | 1 | NO INFRASTRUCTURE | THERE ARE NO CAPITAL COSTS NOR DEBT SERVICE ASSOCIATED WITH THIS PROJECT. | 434 | 1715 | EDWARDS-BFZ AQUIFER | L | 232 | UVALDE | 21 | NUECES | 1 | GROUNDWATER | 1 | NO WATER QUALITY IMPROVEMENTS |  | 3294 | 1 | Edwards transfers | 2610 | SAN ANTONIO WATER SYSTEM | L | WWP | WWP | N/A | N/A |  | N | 2010 | 2010 | 7947724 | 7947724 | 7947724 | 7947724 | 7947724 | 7947724 | 0 | 0 | 729 | EAST CENTRAL WSC | L | WUG | MUNICIPAL | 4095 | UTILITY | L | 15 | BEXAR | 1837 | 1837 | 1837 | 1837 | 1837 | 1837 | N
106 | EDWARDS TRANSFERS | Edwards transfers | L | 5 | EXISTING SOURCE OR EXPANDED USE OF AN EXISTING SOURCE (SURFACE WATER OR GROUNDWATER) | 6 | GROUNDWATER | 1 | NO INFRASTRUCTURE | THERE ARE NO CAPITAL COSTS NOR DEBT SERVICE ASSOCIATED WITH THIS PROJECT. | 434 | 1715 | EDWARDS-BFZ AQUIFER | L | 232 | UVALDE | 21 | NUECES | 1 | GROUNDWATER | 1 | NO WATER QUALITY IMPROVEMENTS |  | 3294 | 1 | Edwards transfers | 2610 | SAN ANTONIO WATER SYSTEM | L | WWP | WWP | N/A | N/A |  | N | 2010 | 2010 | 7947724 | 7947724 | 7947724 | 7947724 | 7947724 | 7947724 | 0 | 0 | 729 | EAST CENTRAL WSC | L | WUG | MUNICIPAL | 4095 | UTILITY | L | 94 | GUADALUPE | 224 | 224 | 224 | 224 | 224 | 224 | N
106 | EDWARDS TRANSFERS | Edwards transfers | L | 5 | EXISTING SOURCE OR EXPANDED USE OF AN EXISTING SOURCE (SURFACE WATER OR GROUNDWATER) | 6 | GROUNDWATER | 1 | NO INFRASTRUCTURE | THERE ARE NO CAPITAL COSTS NOR DEBT SERVICE ASSOCIATED WITH THIS PROJECT. | 434 | 1715 | EDWARDS-BFZ AQUIFER | L | 232 | UVALDE | 21 | NUECES | 1 | GROUNDWATER | 1 | NO WATER QUALITY IMPROVEMENTS |  | 3294 | 1 | Edwards transfers | 2610 | SAN ANTONIO WATER SYSTEM | L | WWP | WWP | N/A | N/A |  | N | 2010 | 2010 | 7947724 | 7947724 | 7947724 | 7947724 | 7947724 | 7947724 | 0 | 0 | 729 | EAST CENTRAL WSC | L | WUG | MUNICIPAL | 4095 | UTILITY | L | 247 | WILSON | 179 | 179 | 179 | 179 | 179 | 179 | N
106 | EDWARDS TRANSFERS | Edwards transfers | L | 5 | EXISTING SOURCE OR EXPANDED USE OF AN EXISTING SOURCE (SURFACE WATER OR GROUNDWATER) | 6 | GROUNDWATER | 1 | NO INFRASTRUCTURE | THERE ARE NO CAPITAL COSTS NOR DEBT SERVICE ASSOCIATED WITH THIS PROJECT. | 434 | 1715 | EDWARDS-BFZ AQUIFER | L | 232 | UVALDE | 21 | NUECES | 1 | GROUNDWATER | 1 | NO WATER QUALITY IMPROVEMENTS |  | 3294 | 1 | Edwards transfers | 2610 | SAN ANTONIO WATER SYSTEM | L | WWP | WWP | N/A | N/A |  | N | 2020 | 2020 | 7947724 | 7947724 | 7947724 | 7947724 | 7947724 | 7947724 | 0 | 0 | 1630 | MANUFACTURING, BEXAR | L | WUG | MANUFACTURING | 1001 | N/A | L | 15 | BEXAR | 0 | 873 | 2873 | 6873 | 14494 | 14230 | N
106 | EDWARDS TRANSFERS | Edwards transfers | L | 5 | EXISTING SOURCE OR EXPANDED USE OF AN EXISTING SOURCE (SURFACE WATER OR GROUNDWATER) | 6 | GROUNDWATER | 1 | NO INFRASTRUCTURE | THERE ARE NO CAPITAL COSTS NOR DEBT SERVICE ASSOCIATED WITH THIS PROJECT. | 434 | 1715 | EDWARDS-BFZ AQUIFER | L | 232 | UVALDE | 21 | NUECES | 1 | GROUNDWATER | 1 | NO WATER QUALITY IMPROVEMENTS |  | 3294 | 1 | Edwards transfers | 2610 | SAN ANTONIO WATER SYSTEM | L | WWP | WWP | N/A | N/A |  | N | 2010 | 2010 | 7947724 | 7947724 | 7947724 | 7947724 | 7947724 | 7947724 | 0 | 0 | 126 | SAN ANTONIO | L | WUG | MUNICIPAL | 530 | CITY | L | 15 | BEXAR | 14946 | 14057 | 12045 | 7909 | 0 | 0 | N
106 | EDWARDS TRANSFERS | Edwards transfers | L | 5 | EXISTING SOURCE OR EXPANDED USE OF AN EXISTING SOURCE (SURFACE WATER OR GROUNDWATER) | 6 | GROUNDWATER | 1 | NO INFRASTRUCTURE | THERE ARE NO CAPITAL COSTS NOR DEBT SERVICE ASSOCIATED WITH THIS PROJECT. | 434 | 1715 | EDWARDS-BFZ AQUIFER | L | 232 | UVALDE | 21 | NUECES | 1 | GROUNDWATER | 1 | NO WATER QUALITY IMPROVEMENTS |  | 3294 | 1 | Edwards transfers | 2610 | SAN ANTONIO WATER SYSTEM | L | WWP | WWP | N/A | N/A |  | N | 2010 | 2010 | 7947724 | 7947724 | 7947724 | 7947724 | 7947724 | 7947724 | 0 | 0 | 2352 | SHAVANO PARK | L | WUG | MUNICIPAL | 744 | CITY | L | 15 | BEXAR | 320 | 336 | 348 | 357 | 369 | 381 | N
106 | EDWARDS TRANSFERS | Edwards transfers | L | 5 | EXISTING SOURCE OR EXPANDED USE OF AN EXISTING SOURCE (SURFACE WATER OR GROUNDWATER) | 6 | GROUNDWATER | 1 | NO INFRASTRUCTURE | THERE ARE NO CAPITAL COSTS NOR DEBT SERVICE ASSOCIATED WITH THIS PROJECT. | 434 | 1715 | EDWARDS-BFZ AQUIFER | L | 232 | UVALDE | 21 | NUECES | 1 | GROUNDWATER | 1 | NO WATER QUALITY IMPROVEMENTS |  | 3294 | 1 | Edwards transfers | 2610 | SAN ANTONIO WATER SYSTEM | L | WWP | WWP | N/A | N/A |  | N | 2010 | 2010 | 7947724 | 7947724 | 7947724 | 7947724 | 7947724 | 7947724 | 0 | 0 | 2630 | WINDCREST | L | WUG | MUNICIPAL | 658 | CITY | L | 15 | BEXAR | 0 | 0 | 0 | 0 | 0 | 0 | N
106 | EDWARDS TRANSFERS | Edwards transfers | L | 5 | EXISTING SOURCE OR EXPANDED USE OF AN EXISTING SOURCE (SURFACE WATER OR GROUNDWATER) | 6 | GROUNDWATER | 1 | NO INFRASTRUCTURE | THERE ARE NO CAPITAL COSTS NOR DEBT SERVICE ASSOCIATED WITH THIS PROJECT. | 434 | 1715 | EDWARDS-BFZ AQUIFER | L | 232 | UVALDE | 21 | NUECES | 1 | GROUNDWATER | 1 | NO WATER QUALITY IMPROVEMENTS |  | 3294 | 1 | Edwards transfers | 2352 | SHAVANO PARK | L | WUG | MUNICIPAL | 744 | CITY |  | N | 2010 | 2010 | 174607 | 270644 | 555482 | 497134 | 244009 | 462186 | 0 | 0 | 2352 | SHAVANO PARK | L | WUG | MUNICIPAL | 744 | CITY | L | 15 | BEXAR | 320 | 336 | 348 | 357 | 369 | 381 | Y
106 | EDWARDS TRANSFERS | Edwards transfers | L | 5 | EXISTING SOURCE OR EXPANDED USE OF AN EXISTING SOURCE (SURFACE WATER OR GROUNDWATER) | 6 | GROUNDWATER | 1 | NO INFRASTRUCTURE | THERE ARE NO CAPITAL COSTS NOR DEBT SERVICE ASSOCIATED WITH THIS PROJECT. | 434 | 1715 | EDWARDS-BFZ AQUIFER | L | 232 | UVALDE | 21 | NUECES | 1 | GROUNDWATER | 1 | NO WATER QUALITY IMPROVEMENTS |  | 4557 | 1 | Edwards transfers | 2558 | UVALDE | L | WUG | MUNICIPAL | 616 | CITY |  | N | 2010 | 2010 | 1440088 | 1456886 | 1465966 | 1467782 | 1468690 | 1481402 | 0 | 0 | 2558 | UVALDE | L | WUG | MUNICIPAL | 616 | CITY | L | 232 | UVALDE | 3172 | 3209 | 3229 | 3233 | 3235 | 3263 | N
106 | EDWARDS TRANSFERS | Edwards transfers | L | 5 | EXISTING SOURCE OR EXPANDED USE OF AN EXISTING SOURCE (SURFACE WATER OR GROUNDWATER) | 6 | GROUNDWATER | 1 | NO INFRASTRUCTURE | THERE ARE NO CAPITAL COSTS NOR DEBT SERVICE ASSOCIATED WITH THIS PROJECT. | 434 | 1715 | EDWARDS-BFZ AQUIFER | L | 232 | UVALDE | 21 | NUECES | 1 | GROUNDWATER | 1 | NO WATER QUALITY IMPROVEMENTS |  | 4295 | 1 | Edwards transfers | 2651 | YANCEY WSC | L | WUG | MUNICIPAL | 4407 | UTILITY |  | N | 2010 | 2010 | 97156 | 179330 | 255148 | 322340 | 386354 | 447190 | 0 | 0 | 2651 | YANCEY WSC | L | WUG | MUNICIPAL | 4407 | UTILITY | L | 163 | MEDINA | 214 | 395 | 562 | 710 | 851 | 985 | N
100 | EMERGENCY INTERCONNECT MILLERS CREEK RESERVOIR | Emergency interconnect Millers Creek Reservoir | B | 6 | NEW SURFACE WATER OR NEW GROUNDWATER SOURCE | 4 | NEW MAJOR RESERVOIR | 2 | PIPELINE |  | 370 | 474 | MILLERS CREEK LAKE/RESERVOIR | G | 999 | RESERVOIR | 12 | BRAZOS | 0 | SURFACE WATER | 1 | NO WATER QUALITY IMPROVEMENTS |  | 2246 | 2 | Millers Creek augmentation | 423 | COUNTY-OTHER, BAYLOR | B | WUG | MUNICIPAL | 757 | COUNTY-OTHER |  | N | 2010 | 2010 | 313000 | 313000 | 250000 | 250000 | 250000 | 250000 | 714000 | 20 | 423 | COUNTY-OTHER, BAYLOR | B | WUG | MUNICIPAL | 757 | COUNTY-OTHER | B | 12 | BAYLOR | 250 | 250 | 250 | 250 | 250 | 250 | Y
97 | ENCLOSE CANAL LATERALS IN PIPE | Enclose canal laterals in pipe | B | 3 | CONSERVATION | 2 | IRRIGATION CONSERVATION | 2 | PIPELINE |  | 644 | 68 | KEMP-DIVERSION LAKE/RESERVOIR SYSTEM | B | 999 | RESERVOIR | 2 | RED | 0 | SURFACE WATER | 1 | NO WATER QUALITY IMPROVEMENTS |  | 5175 | 1 | Enclose canal laterals in pipe | 1207 | IRRIGATION, WICHITA | B | WUG | IRRIGATION | 1004 | N/A |  | N | 2010 | 2010 | 674378 | 674378 | 6778 | 6778 | 6778 | 6778 | 7658469 | 20 | 1207 | IRRIGATION, WICHITA | B | WUG | IRRIGATION | 1004 | N/A | B | 243 | WICHITA | 13034 | 13034 | 13034 | 13034 | 13034 | 13034 | N
806 | ENHANCED MUNICIPAL AND INDUSTRIAL CONSERVATION | Enhanced municipal and industrial conservation | K | 3 | CONSERVATION | 1 | MUNICIPAL CONSERVATION | 1 | NO INFRASTRUCTURE |  | 2177 | 2683 | CONSERVATION | K | 227 | TRAVIS | 14 | COLORADO | 3 | CONSERVATION | 1 | NO WATER QUALITY IMPROVEMENTS |  | 3059 | 1 | Enhanced municipal and industrial conservation | 87 | LOWER COLORADO RIVER AUTHORITY | K | WWP | WWP | N/A | N/A |  | N | 2030 | 2030 | 0 | 0 | 800000 | 4000000 | 8000000 | 8000000 | 0 | 0 | 87 | LOWER COLORADO RIVER AUTHORITY - FUTURE CUSTOMER/SURPLUS SUPPLY | K | WWP | MUNICIPAL | N/A | N/A | K | 227 | TRAVIS | 0 | 0 | 2000 | 10000 | 20000 | 20000 | N
430 | ENNIS REUSE | Ennis reuse | C | 8 | REUSE | 7 | REUSE | 6 | OTHER INFRASTRUCTURE |  | 1138 | 1848 | INDIRECT REUSE | C | 70 | ELLIS | 8 | TRINITY | 2 | REUSE | 1 | NO WATER QUALITY IMPROVEMENTS |  | 4762 | 1 | Ennis reuse | 51 | ENNIS | C | BOTH | MUNICIPAL | 192 | CITY |  | N | 2040 | 2040 | 0 | 0 | 0 | 4908000 | 4908000 | 4908000 | 31779000 | 30 | 51 | ENNIS | C | BOTH | MUNICIPAL | 192 | CITY | C | 70 | ELLIS | 0 | 0 | 0 | 333 | 2199 | 3696 | N
51 | EXPAND EXISTING GROUNDWATER WELLS | Expand existing groundwater wells | M | 5 | EXISTING SOURCE OR EXPANDED USE OF AN EXISTING SOURCE (SURFACE WATER OR GROUNDWATER) | 6 | GROUNDWATER | 5 | PIPELINE, WATER TREATMENT PLANT, AND OTHER |  | 242 | 1726 | GULF COAST AQUIFER | M | 31 | CAMERON | 22 | NUECES-RIO GRANDE | 1 | GROUNDWATER | 1 | NO WATER QUALITY IMPROVEMENTS |  | 6090 | 1 | Expand existing groundwater wells | 300 | BROWNSVILLE | M | WUG | MUNICIPAL | 80 | CITY |  | N | 2020 | 2020 | 520912 | 1162750 | 1162750 | 1162750 | 1162750 | 1162750 | 1132260.54 | 20 | 300 | BROWNSVILLE | M | WUG | MUNICIPAL | 80 | CITY | M | 31 | CAMERON | 0 | 1000 | 1000 | 1000 | 1000 | 1000 | N
51 | EXPAND EXISTING GROUNDWATER WELLS | Expand existing groundwater wells | M | 5 | EXISTING SOURCE OR EXPANDED USE OF AN EXISTING SOURCE (SURFACE WATER OR GROUNDWATER) | 6 | GROUNDWATER | 5 | PIPELINE, WATER TREATMENT PLANT, AND OTHER |  | 242 | 1726 | GULF COAST AQUIFER | M | 31 | CAMERON | 22 | NUECES-RIO GRANDE | 1 | GROUNDWATER | 1 | NO WATER QUALITY IMPROVEMENTS |  | 6088 | 1 | Expand existing groundwater wells | 1277 | LA FERIA | M | WUG | MUNICIPAL | 333 | CITY |  | N | 2020 | 2020 | 0 | 2149.6 | 2149.6 | 2149.6 | 2149.6 | 2149.6 | 11322.61 | 20 | 1277 | LA FERIA | M | WUG | MUNICIPAL | 333 | CITY | M | 31 | CAMERON | 0 | 10 | 10 | 10 | 10 | 10 | N
51 | EXPAND EXISTING GROUNDWATER WELLS | Expand existing groundwater wells | M | 5 | EXISTING SOURCE OR EXPANDED USE OF AN EXISTING SOURCE (SURFACE WATER OR GROUNDWATER) | 6 | GROUNDWATER | 5 | PIPELINE, WATER TREATMENT PLANT, AND OTHER |  | 242 | 1726 | GULF COAST AQUIFER | M | 31 | CAMERON | 22 | NUECES-RIO GRANDE | 1 | GROUNDWATER | 1 | NO WATER QUALITY IMPROVEMENTS |  | 6110 | 1 | Expand existing groundwater wells | 1642 | MANUFACTURING, CAMERON | M | WUG | MANUFACTURING | 1001 | N/A |  | N | 2010 | 2010 | 214960 | 214960 | 214960 | 214960 | 214960 | 214960 | 1132260.54 | 20 | 1642 | MANUFACTURING, CAMERON | M | WUG | MANUFACTURING | 1001 | N/A | M | 31 | CAMERON | 1000 | 1000 | 1000 | 1000 | 1000 | 1000 | N
51 | EXPAND EXISTING GROUNDWATER WELLS | Expand existing groundwater wells | M | 5 | EXISTING SOURCE OR EXPANDED USE OF AN EXISTING SOURCE (SURFACE WATER OR GROUNDWATER) | 6 | GROUNDWATER | 5 | PIPELINE, WATER TREATMENT PLANT, AND OTHER |  | 242 | 1726 | GULF COAST AQUIFER | M | 31 | CAMERON | 22 | NUECES-RIO GRANDE | 1 | GROUNDWATER | 1 | NO WATER QUALITY IMPROVEMENTS |  | 6105 | 1 | Expand existing groundwater wells | 1839 | MILITARY HIGHWAY WSC | M | BOTH | MUNICIPAL | 4255 | UTILITY |  | N | 2020 | 2020 | 0 | 26870 | 53740 | 80610 | 107480 | 134350 | 707662.84 | 20 | 1839 | MILITARY HIGHWAY WSC | M | BOTH | MUNICIPAL | 4255 | UTILITY | M | 31 | CAMERON | 0 | 125 | 250 | 375 | 500 | 625 | N
51 | EXPAND EXISTING GROUNDWATER WELLS | Expand existing groundwater wells | M | 5 | EXISTING SOURCE OR EXPANDED USE OF AN EXISTING SOURCE (SURFACE WATER OR GROUNDWATER) | 6 | GROUNDWATER | 5 | PIPELINE, WATER TREATMENT PLANT, AND OTHER |  | 242 | 1726 | GULF COAST AQUIFER | M | 31 | CAMERON | 22 | NUECES-RIO GRANDE | 1 | GROUNDWATER | 1 | NO WATER QUALITY IMPROVEMENTS |  | 6115 | 1 | Expand existing groundwater wells | 2235 | PRIMERA | M | WUG | MUNICIPAL | 735 | CITY |  | N | 2010 | 2010 | 15047.2 | 19346.4 | 25795.2 | 33963.68 | 33963.68 | 36113.28 | 190219.77 | 20 | 2235 | PRIMERA | M | WUG | MUNICIPAL | 735 | CITY | M | 31 | CAMERON | 70 | 90 | 120 | 158 | 158 | 168 | N
51 | EXPAND EXISTING GROUNDWATER WELLS | Expand existing groundwater wells | M | 5 | EXISTING SOURCE OR EXPANDED USE OF AN EXISTING SOURCE (SURFACE WATER OR GROUNDWATER) | 6 | GROUNDWATER | 5 | PIPELINE, WATER TREATMENT PLANT, AND OTHER |  | 242 | 1726 | GULF COAST AQUIFER | M | 31 | CAMERON | 22 | NUECES-RIO GRANDE | 1 | GROUNDWATER | 1 | NO WATER QUALITY IMPROVEMENTS |  | 6116 | 1 | Expand existing groundwater wells | 2409 | STEAM ELECTRIC POWER, CAMERON | M | WUG | STEAM ELECTRIC | 1002 | N/A |  | N | 2050 | 2050 | 0 | 0 | 0 | 0 | 5803.92 | 30954.24 | 163045.52 | 20 | 2409 | STEAM ELECTRIC POWER, CAMERON | M | WUG | STEAM ELECTRIC | 1002 | N/A | M | 31 | CAMERON | 0 | 0 | 0 | 0 | 27 | 144 | N
51 | EXPAND EXISTING GROUNDWATER WELLS | Expand existing groundwater wells | M | 5 | EXISTING SOURCE OR EXPANDED USE OF AN EXISTING SOURCE (SURFACE WATER OR GROUNDWATER) | 6 | GROUNDWATER | 5 | PIPELINE, WATER TREATMENT PLANT, AND OTHER |  | 246 | 1727 | GULF COAST AQUIFER | M | 108 | HIDALGO | 22 | NUECES-RIO GRANDE | 1 | GROUNDWATER | 1 | NO WATER QUALITY IMPROVEMENTS |  | 6106 | 1 | Expand existing groundwater wells | 519 | COUNTY-OTHER, HIDALGO | M | WUG | MUNICIPAL | 757 | COUNTY-OTHER |  | N | 2020 | 2020 | 0 | 234091.44 | 405629.52 | 829960.56 | 880906.08 | 943459.44 | 4969491.52 | 20 | 519 | COUNTY-OTHER, HIDALGO | M | WUG | MUNICIPAL | 757 | COUNTY-OTHER | M | 108 | HIDALGO | 0 | 1089 | 1887 | 3861 | 4098 | 4389 | N
51 | EXPAND EXISTING GROUNDWATER WELLS | Expand existing groundwater wells | M | 5 | EXISTING SOURCE OR EXPANDED USE OF AN EXISTING SOURCE (SURFACE WATER OR GROUNDWATER) | 6 | GROUNDWATER | 5 | PIPELINE, WATER TREATMENT PLANT, AND OTHER |  | 246 | 1727 | GULF COAST AQUIFER | M | 108 | HIDALGO | 22 | NUECES-RIO GRANDE | 1 | GROUNDWATER | 1 | NO WATER QUALITY IMPROVEMENTS |  | 6108 | 1 | Expand existing groundwater wells | 718 | DONNA | M | WUG | MUNICIPAL | 168 | CITY |  | N | 2020 | 2020 | 0 | 5374 | 5374 | 5374 | 5374 | 5374 | 28306.51 | 20 | 718 | DONNA | M | WUG | MUNICIPAL | 168 | CITY | M | 108 | HIDALGO | 0 | 25 | 25 | 25 | 25 | 25 | N
51 | EXPAND EXISTING GROUNDWATER WELLS | Expand existing groundwater wells | M | 5 | EXISTING SOURCE OR EXPANDED USE OF AN EXISTING SOURCE (SURFACE WATER OR GROUNDWATER) | 6 | GROUNDWATER | 5 | PIPELINE, WATER TREATMENT PLANT, AND OTHER |  | 246 | 1727 | GULF COAST AQUIFER | M | 108 | HIDALGO | 22 | NUECES-RIO GRANDE | 1 | GROUNDWATER | 1 | NO WATER QUALITY IMPROVEMENTS |  | 6109 | 1 | Expand existing groundwater wells | 940 | HIDALGO | M | WUG | MUNICIPAL | 275 | CITY |  | N | 2010 | 2010 | 23645.6 | 50515.6 | 71796.64 | 91787.92 | 108769.76 | 125751.6 | 662372.42 | 20 | 940 | HIDALGO | M | WUG | MUNICIPAL | 275 | CITY | M | 108 | HIDALGO | 110 | 235 | 334 | 427 | 506 | 585 | N
51 | EXPAND EXISTING GROUNDWATER WELLS | Expand existing groundwater wells | M | 5 | EXISTING SOURCE OR EXPANDED USE OF AN EXISTING SOURCE (SURFACE WATER OR GROUNDWATER) | 6 | GROUNDWATER | 5 | PIPELINE, WATER TREATMENT PLANT, AND OTHER |  | 246 | 1727 | GULF COAST AQUIFER | M | 108 | HIDALGO | 22 | NUECES-RIO GRANDE | 1 | GROUNDWATER | 1 | NO WATER QUALITY IMPROVEMENTS |  | 6111 | 1 | Expand existing groundwater wells | 1693 | MANUFACTURING, HIDALGO | M | WUG | MANUFACTURING | 1001 | N/A |  | N | 2050 | 2050 | 0 | 0 | 0 | 0 | 21496 | 42992 | 226452.11 | 20 | 1693 | MANUFACTURING, HIDALGO | M | WUG | MANUFACTURING | 1001 | N/A | M | 108 | HIDALGO | 0 | 0 | 0 | 0 | 100 | 200 | N
51 | EXPAND EXISTING GROUNDWATER WELLS | Expand existing groundwater wells | M | 5 | EXISTING SOURCE OR EXPANDED USE OF AN EXISTING SOURCE (SURFACE WATER OR GROUNDWATER) | 6 | GROUNDWATER | 5 | PIPELINE, WATER TREATMENT PLANT, AND OTHER |  | 246 | 1727 | GULF COAST AQUIFER | M | 108 | HIDALGO | 22 | NUECES-RIO GRANDE | 1 | GROUNDWATER | 1 | NO WATER QUALITY IMPROVEMENTS |  | 6112 | 1 | Expand existing groundwater wells | 96 | MCALLEN | M | BOTH | MUNICIPAL | 376 | CITY |  | N | 2030 | 2030 | 0 | 0 | 104685.52 | 133060.24 | 203137.2 | 331683.28 | 1747078.02 | 20 | 96 | MCALLEN | M | BOTH | MUNICIPAL | 376 | CITY | M | 108 | HIDALGO | 0 | 0 | 487 | 619 | 945 | 1543 | N
51 | EXPAND EXISTING GROUNDWATER WELLS | Expand existing groundwater wells | M | 5 | EXISTING SOURCE OR EXPANDED USE OF AN EXISTING SOURCE (SURFACE WATER OR GROUNDWATER) | 6 | GROUNDWATER | 5 | PIPELINE, WATER TREATMENT PLANT, AND OTHER |  | 246 | 1727 | GULF COAST AQUIFER | M | 108 | HIDALGO | 22 | NUECES-RIO GRANDE | 1 | GROUNDWATER | 1 | NO WATER QUALITY IMPROVEMENTS |  | 6113 | 1 | Expand existing groundwater wells | 1827 | MERCEDES | M | WUG | MUNICIPAL | 397 | CITY |  | N | 2020 | 2020 | 0 | 120377.6 | 120377.6 | 120377.6 | 120377.6 | 120377.6 | 634065.9 | 20 | 1827 | MERCEDES | M | WUG | MUNICIPAL | 397 | CITY | M | 108 | HIDALGO | 0 | 560 | 560 | 560 | 560 | 560 | N
51 | EXPAND EXISTING GROUNDWATER WELLS | Expand existing groundwater wells | M | 5 | EXISTING SOURCE OR EXPANDED USE OF AN EXISTING SOURCE (SURFACE WATER OR GROUNDWATER) | 6 | GROUNDWATER | 5 | PIPELINE, WATER TREATMENT PLANT, AND OTHER |  | 246 | 1727 | GULF COAST AQUIFER | M | 108 | HIDALGO | 22 | NUECES-RIO GRANDE | 1 | GROUNDWATER | 1 | NO WATER QUALITY IMPROVEMENTS |  | 6105 | 1 | Expand existing groundwater wells | 1839 | MILITARY HIGHWAY WSC | M | BOTH | MUNICIPAL | 4255 | UTILITY |  | N | 2020 | 2020 | 0 | 26870 | 53740 | 80610 | 107480 | 134350 | 707662.84 | 20 | 1839 | MILITARY HIGHWAY WSC | M | BOTH | MUNICIPAL | 4255 | UTILITY | M | 108 | HIDALGO | 0 | 125 | 250 | 375 | 500 | 625 | N
51 | EXPAND EXISTING GROUNDWATER WELLS | Expand existing groundwater wells | M | 5 | EXISTING SOURCE OR EXPANDED USE OF AN EXISTING SOURCE (SURFACE WATER OR GROUNDWATER) | 6 | GROUNDWATER | 5 | PIPELINE, WATER TREATMENT PLANT, AND OTHER |  | 246 | 1727 | GULF COAST AQUIFER | M | 108 | HIDALGO | 22 | NUECES-RIO GRANDE | 1 | GROUNDWATER | 1 | NO WATER QUALITY IMPROVEMENTS |  | 6114 | 1 | Expand existing groundwater wells | 2197 | PHARR | M | WUG | MUNICIPAL | 463 | CITY |  | N | 2010 | 2010 | 21496 | 32244 | 37618 | 42992 | 48366 | 53740 | 283065.14 | 20 | 2197 | PHARR | M | WUG | MUNICIPAL | 463 | CITY | M | 108 | HIDALGO | 100 | 150 | 175 | 200 | 225 | 250 | N
51 | EXPAND EXISTING GROUNDWATER WELLS | Expand existing groundwater wells | M | 5 | EXISTING SOURCE OR EXPANDED USE OF AN EXISTING SOURCE (SURFACE WATER OR GROUNDWATER) | 6 | GROUNDWATER | 5 | PIPELINE, WATER TREATMENT PLANT, AND OTHER |  | 246 | 1727 | GULF COAST AQUIFER | M | 108 | HIDALGO | 22 | NUECES-RIO GRANDE | 1 | GROUNDWATER | 1 | NO WATER QUALITY IMPROVEMENTS |  | 6117 | 1 | Expand existing groundwater wells | 2590 | WESLACO | M | WUG | MUNICIPAL | 638 | CITY |  | N | 2040 | 2040 | 0 | 0 | 0 | 21496 | 92217.84 | 193249.04 | 1017902.23 | 20 | 2590 | WESLACO | M | WUG | MUNICIPAL | 638 | CITY | M | 108 | HIDALGO | 0 | 0 | 0 | 100 | 429 | 899 | N
51 | EXPAND EXISTING GROUNDWATER WELLS | Expand existing groundwater wells | M | 5 | EXISTING SOURCE OR EXPANDED USE OF AN EXISTING SOURCE (SURFACE WATER OR GROUNDWATER) | 6 | GROUNDWATER | 5 | PIPELINE, WATER TREATMENT PLANT, AND OTHER |  | 160 | 1737 | GULF COAST AQUIFER | M | 108 | HIDALGO | 23 | RIO GRANDE | 1 | GROUNDWATER | 1 | NO WATER QUALITY IMPROVEMENTS |  | 6067 | 1 | Expand existing groundwater wells | 940 | HIDALGO | M | WUG | MUNICIPAL | 275 | CITY |  | N | 2010 | 2010 | 429.92 | 3869.28 | 4299.2 | 5803.92 | 10533.04 | 15262.16 | 80390.5 | 20 | 940 | HIDALGO | M | WUG | MUNICIPAL | 275 | CITY | M | 108 | HIDALGO | 2 | 18 | 20 | 27 | 49 | 71 | N
51 | EXPAND EXISTING GROUNDWATER WELLS | Expand existing groundwater wells | M | 5 | EXISTING SOURCE OR EXPANDED USE OF AN EXISTING SOURCE (SURFACE WATER OR GROUNDWATER) | 6 | GROUNDWATER | 5 | PIPELINE, WATER TREATMENT PLANT, AND OTHER |  | 247 | 1729 | GULF COAST AQUIFER | M | 124 | JIM HOGG | 22 | NUECES-RIO GRANDE | 1 | GROUNDWATER | 1 | NO WATER QUALITY IMPROVEMENTS |  | 6107 | 1 | Expand existing groundwater wells | 535 | COUNTY-OTHER, JIM HOGG | M | WUG | MUNICIPAL | 757 | COUNTY-OTHER |  | N | 2010 | 2010 | 12897.6 | 14187.36 | 15047.2 | 15692.08 | 15262.16 | 13972.4 | 73596.94 | 20 | 535 | COUNTY-OTHER, JIM HOGG | M | WUG | MUNICIPAL | 757 | COUNTY-OTHER | M | 124 | JIM HOGG | 60 | 66 | 70 | 73 | 71 | 65 | N
51 | EXPAND EXISTING GROUNDWATER WELLS | Expand existing groundwater wells | M | 5 | EXISTING SOURCE OR EXPANDED USE OF AN EXISTING SOURCE (SURFACE WATER OR GROUNDWATER) | 6 | GROUNDWATER | 5 | PIPELINE, WATER TREATMENT PLANT, AND OTHER |  | 251 | 1741 | GULF COAST AQUIFER | M | 214 | STARR | 23 | RIO GRANDE | 1 | GROUNDWATER | 1 | NO WATER QUALITY IMPROVEMENTS |  | 6068 | 1 | Expand existing groundwater wells | 625 | COUNTY-OTHER, STARR | M | WUG | MUNICIPAL | 757 | COUNTY-OTHER |  | N | 2010 | 2010 | 339636.8 | 541914.16 | 523642.56 | 513109.52 | 503006.4 | 490323.76 | 2582686.3 | 20 | 625 | COUNTY-OTHER, STARR | M | WUG | MUNICIPAL | 757 | COUNTY-OTHER | M | 214 | STARR | 1580 | 2521 | 2436 | 2387 | 2340 | 2281 | N
51 | EXPAND EXISTING GROUNDWATER WELLS | Expand existing groundwater wells | M | 5 | EXISTING SOURCE OR EXPANDED USE OF AN EXISTING SOURCE (SURFACE WATER OR GROUNDWATER) | 6 | GROUNDWATER | 5 | PIPELINE, WATER TREATMENT PLANT, AND OTHER |  | 251 | 1741 | GULF COAST AQUIFER | M | 214 | STARR | 23 | RIO GRANDE | 1 | GROUNDWATER | 1 | NO WATER QUALITY IMPROVEMENTS |  | 6069 | 1 | Expand existing groundwater wells | 1279 | LA GRULLA | M | WUG | MUNICIPAL | 335 | CITY |  | N | 2010 | 2010 | 10748 | 16122 | 24075.52 | 33318.8 | 34178.64 | 39337.68 | 207203.68 | 20 | 1279 | LA GRULLA | M | WUG | MUNICIPAL | 335 | CITY | M | 214 | STARR | 50 | 75 | 112 | 155 | 159 | 183 | N
51 | EXPAND EXISTING GROUNDWATER WELLS | Expand existing groundwater wells | M | 5 | EXISTING SOURCE OR EXPANDED USE OF AN EXISTING SOURCE (SURFACE WATER OR GROUNDWATER) | 6 | GROUNDWATER | 5 | PIPELINE, WATER TREATMENT PLANT, AND OTHER |  | 251 | 1741 | GULF COAST AQUIFER | M | 214 | STARR | 23 | RIO GRANDE | 1 | GROUNDWATER | 1 | NO WATER QUALITY IMPROVEMENTS |  | 6070 | 1 | Expand existing groundwater wells | 2271 | RIO GRANDE CITY | M | WUG | MUNICIPAL | 502 | CITY |  | N | 2020 | 2020 | 0 | 2149.6 | 10748 | 10748 | 18701.52 | 24720.4 | 130209.96 | 20 | 2271 | RIO GRANDE CITY | M | WUG | MUNICIPAL | 502 | CITY | M | 214 | STARR | 0 | 10 | 50 | 50 | 87 | 115 | N
51 | EXPAND EXISTING GROUNDWATER WELLS | Expand existing groundwater wells | M | 5 | EXISTING SOURCE OR EXPANDED USE OF AN EXISTING SOURCE (SURFACE WATER OR GROUNDWATER) | 6 | GROUNDWATER | 5 | PIPELINE, WATER TREATMENT PLANT, AND OTHER |  | 1677 | 1725 | OTHER AQUIFER | M | 240 | WEBB | 21 | NUECES | 1 | GROUNDWATER | 1 | NO WATER QUALITY IMPROVEMENTS |  | 6086 | 1 | Expand existing groundwater wells | 1306 | LAREDO | M | WUG | MUNICIPAL | 347 | CITY |  | N | 2030 | 2030 | 0 | 0 | 732583.68 | 733013.6 | 733013.6 | 733443.52 | 3863272.97 | 20 | 1306 | LAREDO | M | WUG | MUNICIPAL | 347 | CITY | M | 240 | WEBB | 0 | 0 | 3408 | 3410 | 3410 | 3412 | N
51 | EXPAND EXISTING GROUNDWATER WELLS | Expand existing groundwater wells | M | 5 | EXISTING SOURCE OR EXPANDED USE OF AN EXISTING SOURCE (SURFACE WATER OR GROUNDWATER) | 6 | GROUNDWATER | 5 | PIPELINE, WATER TREATMENT PLANT, AND OTHER |  | 1677 | 1725 | OTHER AQUIFER | M | 240 | WEBB | 21 | NUECES | 1 | GROUNDWATER | 1 | NO WATER QUALITY IMPROVEMENTS |  | 6086 | 1 | Expand existing groundwater wells | 2477 | STEAM ELECTRIC POWER, WEBB | M | WUG | STEAM ELECTRIC | 1002 | N/A |  | N | 2050 | 2050 | 0 | 0 | 0 | 0 | 19346.4 | 54814.8 | 0 | 0 | 2477 | STEAM ELECTRIC POWER, WEBB | M | WUG | STEAM ELECTRIC | 1002 | N/A | M | 240 | WEBB | 0 | 0 | 0 | 0 | 90 | 255 | N
51 | EXPAND EXISTING GROUNDWATER WELLS | Expand existing groundwater wells | M | 5 | EXISTING SOURCE OR EXPANDED USE OF AN EXISTING SOURCE (SURFACE WATER OR GROUNDWATER) | 6 | GROUNDWATER | 5 | PIPELINE, WATER TREATMENT PLANT, AND OTHER |  | 1674 | 1745 | OTHER AQUIFER | M | 240 | WEBB | 23 | RIO GRANDE | 1 | GROUNDWATER | 1 | NO WATER QUALITY IMPROVEMENTS |  | 6063 | 1 | Expand existing groundwater wells | 1306 | LAREDO | M | WUG | MUNICIPAL | 347 | CITY |  | N | 2010 | 2010 | 171968 | 171753.04 | 969899.52 | 969469.6 | 969254.64 | 968609.76 | 5101966 | 20 | 1306 | LAREDO | M | WUG | MUNICIPAL | 347 | CITY | M | 240 | WEBB | 800 | 799 | 4512 | 4510 | 4509 | 4506 | N
51 | EXPAND EXISTING GROUNDWATER WELLS | Expand existing groundwater wells | M | 5 | EXISTING SOURCE OR EXPANDED USE OF AN EXISTING SOURCE (SURFACE WATER OR GROUNDWATER) | 6 | GROUNDWATER | 5 | PIPELINE, WATER TREATMENT PLANT, AND OTHER |  | 1680 | 3995 | YEGUA-JACKSON AQUIFER | M | 214 | STARR | 23 | RIO GRANDE | 1 | GROUNDWATER | 1 | NO WATER QUALITY IMPROVEMENTS |  | 6061 | 1 | Expand existing groundwater wells | 625 | COUNTY-OTHER, STARR | M | WUG | MUNICIPAL | 757 | COUNTY-OTHER |  | N | 2020 | 2020 | 0 | 144883.04 | 93077.68 | 251503.2 | 319430.56 | 345870.64 | 1821807.21 | 20 | 625 | COUNTY-OTHER, STARR | M | WUG | MUNICIPAL | 757 | COUNTY-OTHER | M | 214 | STARR | 0 | 674 | 433 | 1170 | 1486 | 1609 | N
453 | EXPAND LOCAL SURFACE WATER SUPPLIES | Expand local surface water supplies | I | 6 | NEW SURFACE WATER OR NEW GROUNDWATER SOURCE | 5 | OTHER SURFACE WATER | 6 | OTHER INFRASTRUCTURE |  | 1359 | 572 | LIVESTOCK LOCAL SUPPLY | I | 3 | ANGELINA | 6 | NECHES | 0 | SURFACE WATER | 1 | NO WATER QUALITY IMPROVEMENTS |  | 2346 | 1 | Expand local surface water supplies | 1334 | LIVESTOCK, ANGELINA | I | WUG | LIVESTOCK | 1005 | N/A |  | N | 2040 | 2040 | 0 | 0 | 0 | 14700 | 14700 | 0 | 168800 | 20 | 1334 | LIVESTOCK, ANGELINA | I | WUG | LIVESTOCK | 1005 | N/A | I | 3 | ANGELINA | 0 | 0 | 0 | 90 | 90 | 90 | N
453 | EXPAND LOCAL SURFACE WATER SUPPLIES | Expand local surface water supplies | I | 6 | NEW SURFACE WATER OR NEW GROUNDWATER SOURCE | 5 | OTHER SURFACE WATER | 6 | OTHER INFRASTRUCTURE |  | 993 | 561 | LIVESTOCK LOCAL SUPPLY | I | 202 | SABINE | 5 | SABINE | 0 | SURFACE WATER | 1 | NO WATER QUALITY IMPROVEMENTS |  | 5291 | 1 | Expand local surface water supplies | 1533 | LIVESTOCK, SABINE | I | WUG | LIVESTOCK | 1005 | N/A |  | N | 2010 | 2010 | 8200 | 16400 | 8200 | 16400 | 16400 | 16400 | 562700 | 20 | 1533 | LIVESTOCK, SABINE | I | WUG | LIVESTOCK | 1005 | N/A | I | 202 | SABINE | 50 | 100 | 107 | 200 | 210 | 300 | N
453 | EXPAND LOCAL SURFACE WATER SUPPLIES | Expand local surface water supplies | I | 6 | NEW SURFACE WATER OR NEW GROUNDWATER SOURCE | 5 | OTHER SURFACE WATER | 6 | OTHER INFRASTRUCTURE |  | 994 | 611 | LIVESTOCK LOCAL SUPPLY | I | 203 | SAN AUGUSTINE | 6 | NECHES | 0 | SURFACE WATER | 1 | NO WATER QUALITY IMPROVEMENTS |  | 2347 | 1 | Expand local surface water supplies | 1534 | LIVESTOCK, SAN AUGUSTINE | I | WUG | LIVESTOCK | 1005 | N/A |  | N | 2020 | 2020 | 0 | 8200 | 16400 | 24600 | 16400 | 16400 | 562700 | 20 | 1534 | LIVESTOCK, SAN AUGUSTINE | I | WUG | LIVESTOCK | 1005 | N/A | I | 203 | SAN AUGUSTINE | 0 | 50 | 100 | 200 | 200 | 300 | N
453 | EXPAND LOCAL SURFACE WATER SUPPLIES | Expand local surface water supplies | I | 6 | NEW SURFACE WATER OR NEW GROUNDWATER SOURCE | 5 | OTHER SURFACE WATER | 6 | OTHER INFRASTRUCTURE |  | 995 | 564 | LIVESTOCK LOCAL SUPPLY | I | 210 | SHELBY | 5 | SABINE | 0 | SURFACE WATER | 1 | NO WATER QUALITY IMPROVEMENTS |  | 5292 | 1 | Expand local surface water supplies | 1541 | LIVESTOCK, SHELBY | I | WUG | LIVESTOCK | 1005 | N/A |  | N | 2030 | 2030 | 0 | 0 | 60100 | 60100 | 60100 | 60100 | 689600 | 20 | 1541 | LIVESTOCK, SHELBY | I | WUG | LIVESTOCK | 1005 | N/A | I | 210 | SHELBY | 0 | 0 | 500 | 500 | 500 | 500 | N
829 | EXPAND SUPPLY FROM STPNOC RESERVOIR | Expand supply from South Texas Project Nuclear Operating Company Reservoir | K | 5 | EXISTING SOURCE OR EXPANDED USE OF AN EXISTING SOURCE (SURFACE WATER OR GROUNDWATER) | 5 | OTHER SURFACE WATER | 1 | NO INFRASTRUCTURE |  | 2293 | 4386 | OTHER LOCAL SUPPLY | K | 161 | MATAGORDA | 14 | COLORADO | 0 | SURFACE WATER | 1 | NO WATER QUALITY IMPROVEMENTS |  | 3337 | 1 | Expand supply from South Texas Project Nuclear Operating Company Reservoir | 2452 | STEAM ELECTRIC POWER, MATAGORDA | K | WUG | STEAM ELECTRIC | 1002 | N/A |  | N | 2010 | 2010 | 0 | 0 | 0 | 0 | 0 | 0 | 0 | 0 | 2452 | STEAM ELECTRIC POWER, MATAGORDA | K | WUG | STEAM ELECTRIC | 1002 | N/A | K | 161 | MATAGORDA | 193 | 0 | 0 | 0 | 0 | 0 | N
678 | EXPANDED USE OF GW | Expanded use of groundwater | H | 5 | EXISTING SOURCE OR EXPANDED USE OF AN EXISTING SOURCE (SURFACE WATER OR GROUNDWATER) | 6 | GROUNDWATER | 6 | OTHER INFRASTRUCTURE |  | 1840 | 1433 | CARRIZO-WILCOX AQUIFER | H | 145 | LEON | 12 | BRAZOS | 1 | GROUNDWATER | 1 | NO WATER QUALITY IMPROVEMENTS |  | 2047 | 1 | Expanded use of groundwater | 556 | COUNTY-OTHER, LEON | H | WUG | MUNICIPAL | 757 | COUNTY-OTHER |  | N | 2020 | 2020 | 0 | 7972 | 9869 | 4891 | 3349 | 3570 | 61271 | 20 | 556 | COUNTY-OTHER, LEON | H | WUG | MUNICIPAL | 757 | COUNTY-OTHER | H | 145 | LEON | 0 | 21 | 26 | 17 | 10 | 13 | N
678 | EXPANDED USE OF GW | Expanded use of groundwater | H | 5 | EXISTING SOURCE OR EXPANDED USE OF AN EXISTING SOURCE (SURFACE WATER OR GROUNDWATER) | 6 | GROUNDWATER | 6 | OTHER INFRASTRUCTURE |  | 1840 | 1433 | CARRIZO-WILCOX AQUIFER | H | 145 | LEON | 12 | BRAZOS | 1 | GROUNDWATER | 1 | NO WATER QUALITY IMPROVEMENTS |  | 2048 | 1 | Expanded use of groundwater | 1717 | MANUFACTURING, LEON | H | WUG | MANUFACTURING | 1001 | N/A |  | N | 2030 | 2030 | 0 | 0 | 23599 | 56892 | 71015 | 83436 | 626603 | 20 | 1717 | MANUFACTURING, LEON | H | WUG | MANUFACTURING | 1001 | N/A | H | 145 | LEON | 0 | 0 | 105 | 234 | 291 | 390 | N
678 | EXPANDED USE OF GW | Expanded use of groundwater | H | 5 | EXISTING SOURCE OR EXPANDED USE OF AN EXISTING SOURCE (SURFACE WATER OR GROUNDWATER) | 6 | GROUNDWATER | 6 | OTHER INFRASTRUCTURE |  | 1810 | 1395 | CARRIZO-WILCOX AQUIFER | H | 145 | LEON | 8 | TRINITY | 1 | GROUNDWATER | 1 | NO WATER QUALITY IMPROVEMENTS |  | 4951 | 1 | Expanded use of groundwater | 309 | BUFFALO | H | WUG | MUNICIPAL | 83 | CITY |  | N | 2020 | 2020 | 0 | 13665 | 20118 | 12428 | 8566 | 8787 | 124896 | 20 | 309 | BUFFALO | H | WUG | MUNICIPAL | 83 | CITY | H | 145 | LEON | 0 | 36 | 53 | 49 | 44 | 47 | N
678 | EXPANDED USE OF GW | Expanded use of groundwater | H | 5 | EXISTING SOURCE OR EXPANDED USE OF AN EXISTING SOURCE (SURFACE WATER OR GROUNDWATER) | 6 | GROUNDWATER | 6 | OTHER INFRASTRUCTURE |  | 1810 | 1395 | CARRIZO-WILCOX AQUIFER | H | 145 | LEON | 8 | TRINITY | 1 | GROUNDWATER | 1 | NO WATER QUALITY IMPROVEMENTS |  | 4952 | 1 | Expanded use of groundwater | 339 | CENTERVILLE | H | WUG | MUNICIPAL | 105 | CITY |  | N | 2020 | 2020 | 0 | 5314 | 7971 | 4874 | 3289 | 3362 | 49488 | 20 | 339 | CENTERVILLE | H | WUG | MUNICIPAL | 105 | CITY | H | 145 | LEON | 0 | 14 | 21 | 18 | 16 | 17 | N
678 | EXPANDED USE OF GW | Expanded use of groundwater | H | 5 | EXISTING SOURCE OR EXPANDED USE OF AN EXISTING SOURCE (SURFACE WATER OR GROUNDWATER) | 6 | GROUNDWATER | 6 | OTHER INFRASTRUCTURE |  | 1810 | 1395 | CARRIZO-WILCOX AQUIFER | H | 145 | LEON | 8 | TRINITY | 1 | GROUNDWATER | 1 | NO WATER QUALITY IMPROVEMENTS |  | 4948 | 1 | Expanded use of groundwater | 556 | COUNTY-OTHER, LEON | H | WUG | MUNICIPAL | 757 | COUNTY-OTHER |  | N | 2020 | 2020 | 0 | 2657 | 3138 | 1479 | 1058 | 1132 | 19638 | 20 | 556 | COUNTY-OTHER, LEON | H | WUG | MUNICIPAL | 757 | COUNTY-OTHER | H | 145 | LEON | 0 | 7 | 8 | 5 | 3 | 4 | N
678 | EXPANDED USE OF GW | Expanded use of groundwater | H | 5 | EXISTING SOURCE OR EXPANDED USE OF AN EXISTING SOURCE (SURFACE WATER OR GROUNDWATER) | 6 | GROUNDWATER | 6 | OTHER INFRASTRUCTURE |  | 1810 | 1395 | CARRIZO-WILCOX AQUIFER | H | 145 | LEON | 8 | TRINITY | 1 | GROUNDWATER | 1 | NO WATER QUALITY IMPROVEMENTS |  | 4957 | 1 | Expanded use of groundwater | 782 | FLO COMMUNITY WSC | H | WUG | MUNICIPAL | 4114 | UTILITY |  | N | 2020 | 2020 | 0 | 40606 | 60724 | 38452 | 26458 | 27047 | 376981 | 20 | 782 | FLO COMMUNITY WSC | H | WUG | MUNICIPAL | 4114 | UTILITY | H | 145 | LEON | 0 | 107 | 160 | 156 | 141 | 149 | N
678 | EXPANDED USE OF GW | Expanded use of groundwater | H | 5 | EXISTING SOURCE OR EXPANDED USE OF AN EXISTING SOURCE (SURFACE WATER OR GROUNDWATER) | 6 | GROUNDWATER | 6 | OTHER INFRASTRUCTURE |  | 1810 | 1395 | CARRIZO-WILCOX AQUIFER | H | 145 | LEON | 8 | TRINITY | 1 | GROUNDWATER | 1 | NO WATER QUALITY IMPROVEMENTS |  | 4960 | 1 | Expanded use of groundwater | 1233 | JEWETT | H | WUG | MUNICIPAL | 887 | CITY | Capital Cost: $96,618 (TRINITY Basin), $30,635 (BRAZOS Basin) | N | 2020 | 2020 | 0 | 13285 | 20498 | 13234 | 9035 | 9256 | 127253 | 20 | 1233 | JEWETT | H | WUG | MUNICIPAL | 887 | CITY | H | 145 | LEON | 0 | 35 | 54 | 53 | 49 | 52 | N
678 | EXPANDED USE OF GW | Expanded use of groundwater | H | 5 | EXISTING SOURCE OR EXPANDED USE OF AN EXISTING SOURCE (SURFACE WATER OR GROUNDWATER) | 6 | GROUNDWATER | 6 | OTHER INFRASTRUCTURE |  | 1810 | 1395 | CARRIZO-WILCOX AQUIFER | H | 145 | LEON | 8 | TRINITY | 1 | GROUNDWATER | 1 | NO WATER QUALITY IMPROVEMENTS |  | 2048 | 1 | Expanded use of groundwater | 1717 | MANUFACTURING, LEON | H | WUG | MANUFACTURING | 1001 | N/A |  | N | 2020 | 2020 | 0 | 48571 | 72405 | 60637 | 64103 | 65007 | 781199 | 20 | 1717 | MANUFACTURING, LEON | H | WUG | MANUFACTURING | 1001 | N/A | H | 145 | LEON | 0 | 128 | 148 | 145 | 202 | 201 | N
678 | EXPANDED USE OF GW | Expanded use of groundwater | H | 5 | EXISTING SOURCE OR EXPANDED USE OF AN EXISTING SOURCE (SURFACE WATER OR GROUNDWATER) | 6 | GROUNDWATER | 6 | OTHER INFRASTRUCTURE |  | 1810 | 1395 | CARRIZO-WILCOX AQUIFER | H | 145 | LEON | 8 | TRINITY | 1 | GROUNDWATER | 1 | NO WATER QUALITY IMPROVEMENTS |  | 4964 | 1 | Expanded use of groundwater | 2128 | NORMANGEE | H | WUG | MUNICIPAL | 927 | CITY | Capital Cost: $37,705 (TRINITY Basin), $16,496 (BRAZOS Basin) | N | 2020 | 2020 | 0 | 5694 | 8730 | 5426 | 3636 | 3783 | 54201 | 20 | 2128 | NORMANGEE | H | WUG | MUNICIPAL | 927 | CITY | H | 145 | LEON | 0 | 15 | 23 | 20 | 18 | 20 | N
678 | EXPANDED USE OF GW | Expanded use of groundwater | H | 5 | EXISTING SOURCE OR EXPANDED USE OF AN EXISTING SOURCE (SURFACE WATER OR GROUNDWATER) | 6 | GROUNDWATER | 6 | OTHER INFRASTRUCTURE |  | 1825 | 1436 | CARRIZO-WILCOX AQUIFER | H | 157 | MADISON | 12 | BRAZOS | 1 | GROUNDWATER | 1 | NO WATER QUALITY IMPROVEMENTS |  | 2049 | 1 | Expanded use of groundwater | 1726 | MANUFACTURING, MADISON | H | WUG | MANUFACTURING | 1001 | N/A |  | N | 2030 | 2030 | 0 | 0 | 9067 | 17824 | 17433 | 17081 | 163246 | 20 | 1726 | MANUFACTURING, MADISON | H | WUG | MANUFACTURING | 1001 | N/A | H | 157 | MADISON | 0 | 0 | 41 | 68 | 61 | 61 | N
678 | EXPANDED USE OF GW | Expanded use of groundwater | H | 5 | EXISTING SOURCE OR EXPANDED USE OF AN EXISTING SOURCE (SURFACE WATER OR GROUNDWATER) | 6 | GROUNDWATER | 6 | OTHER INFRASTRUCTURE |  | 1841 | 1398 | CARRIZO-WILCOX AQUIFER | H | 157 | MADISON | 8 | TRINITY | 1 | GROUNDWATER | 1 | NO WATER QUALITY IMPROVEMENTS |  | 4947 | 1 | Expanded use of groundwater | 568 | COUNTY-OTHER, MADISON | H | WUG | MUNICIPAL | 757 | COUNTY-OTHER |  | N | 2020 | 2020 | 0 | 18979 | 35648 | 22209 | 9288 | 9288 | 217858 | 20 | 568 | COUNTY-OTHER, MADISON | H | WUG | MUNICIPAL | 757 | COUNTY-OTHER | H | 157 | MADISON | 0 | 50 | 100 | 57 | 0 | 0 | N
678 | EXPANDED USE OF GW | Expanded use of groundwater | H | 5 | EXISTING SOURCE OR EXPANDED USE OF AN EXISTING SOURCE (SURFACE WATER OR GROUNDWATER) | 6 | GROUNDWATER | 6 | OTHER INFRASTRUCTURE |  | 1841 | 1398 | CARRIZO-WILCOX AQUIFER | H | 157 | MADISON | 8 | TRINITY | 1 | GROUNDWATER | 1 | NO WATER QUALITY IMPROVEMENTS |  | 2049 | 1 | Expanded use of groundwater | 1726 | MANUFACTURING, MADISON | H | WUG | MANUFACTURING | 1001 | N/A |  | N | 2020 | 2020 | 0 | 11008 | 12190 | 7032 | 10569 | 17066 | 153599 | 20 | 1726 | MANUFACTURING, MADISON | H | WUG | MANUFACTURING | 1001 | N/A | H | 157 | MADISON | 0 | 29 | 15 | 11 | 41 | 72 | N
678 | EXPANDED USE OF GW | Expanded use of groundwater | H | 5 | EXISTING SOURCE OR EXPANDED USE OF AN EXISTING SOURCE (SURFACE WATER OR GROUNDWATER) | 6 | GROUNDWATER | 6 | OTHER INFRASTRUCTURE |  | 1841 | 1398 | CARRIZO-WILCOX AQUIFER | H | 157 | MADISON | 8 | TRINITY | 1 | GROUNDWATER | 1 | NO WATER QUALITY IMPROVEMENTS |  | 4964 | 1 | Expanded use of groundwater | 2128 | NORMANGEE | H | WUG | MUNICIPAL | 927 | CITY |  | N | 2020 | 2020 | 0 | 759 | 1138 | 727 | 901 | 901 | 9427 | 20 | 2128 | NORMANGEE | H | WUG | MUNICIPAL | 927 | CITY | H | 157 | MADISON | 0 | 2 | 3 | 3 | 4 | 4 | N
678 | EXPANDED USE OF GW | Expanded use of groundwater | H | 5 | EXISTING SOURCE OR EXPANDED USE OF AN EXISTING SOURCE (SURFACE WATER OR GROUNDWATER) | 6 | GROUNDWATER | 6 | OTHER INFRASTRUCTURE |  | 1806 | 1429 | GULF COAST AQUIFER | H | 8 | AUSTIN | 12 | BRAZOS | 1 | GROUNDWATER | 1 | NO WATER QUALITY IMPROVEMENTS |  | 2217 | 1 | Expanded use of groundwater | 239 | BELLVILLE | H | WUG | MUNICIPAL | 48 | CITY |  | N | 2020 | 2020 | 0 | 107986 | 178914 | 156897 | 137485 | 147750 | 1640915 | 20 | 239 | BELLVILLE | H | WUG | MUNICIPAL | 48 | CITY | H | 8 | AUSTIN | 0 | 285 | 472 | 568 | 618 | 697 | N
678 | EXPANDED USE OF GW | Expanded use of groundwater | H | 5 | EXISTING SOURCE OR EXPANDED USE OF AN EXISTING SOURCE (SURFACE WATER OR GROUNDWATER) | 6 | GROUNDWATER | 6 | OTHER INFRASTRUCTURE |  | 1806 | 1429 | GULF COAST AQUIFER | H | 8 | AUSTIN | 12 | BRAZOS | 1 | GROUNDWATER | 1 | NO WATER QUALITY IMPROVEMENTS |  | 2218 | 1 | Expanded use of groundwater | 1625 | MANUFACTURING, AUSTIN | H | WUG | MANUFACTURING | 1001 | N/A |  | N | 2020 | 2020 | 0 | 7213 | 13666 | 15456 | 16898 | 21788 | 200308 | 20 | 1625 | MANUFACTURING, AUSTIN | H | WUG | MANUFACTURING | 1001 | N/A | H | 8 | AUSTIN | 0 | 19 | 36 | 51 | 64 | 85 | N
678 | EXPANDED USE OF GW | Expanded use of groundwater | H | 5 | EXISTING SOURCE OR EXPANDED USE OF AN EXISTING SOURCE (SURFACE WATER OR GROUNDWATER) | 6 | GROUNDWATER | 6 | OTHER INFRASTRUCTURE |  | 1806 | 1429 | GULF COAST AQUIFER | H | 8 | AUSTIN | 12 | BRAZOS | 1 | GROUNDWATER | 1 | NO WATER QUALITY IMPROVEMENTS |  | 2219 | 1 | Expanded use of groundwater | 1850 | MINING, AUSTIN | H | WUG | MINING | 1003 | N/A |  | N | 2020 | 2020 | 0 | 1519 | 2657 | 2594 | 2737 | 3086 | 30635 | 20 | 1850 | MINING, AUSTIN | H | WUG | MINING | 1003 | N/A | H | 8 | AUSTIN | 0 | 4 | 7 | 9 | 11 | 13 | N
678 | EXPANDED USE OF GW | Expanded use of groundwater | H | 5 | EXISTING SOURCE OR EXPANDED USE OF AN EXISTING SOURCE (SURFACE WATER OR GROUNDWATER) | 6 | GROUNDWATER | 6 | OTHER INFRASTRUCTURE |  | 1806 | 1429 | GULF COAST AQUIFER | H | 8 | AUSTIN | 12 | BRAZOS | 1 | GROUNDWATER | 1 | NO WATER QUALITY IMPROVEMENTS |  | 2220 | 1 | Expanded use of groundwater | 2320 | SAN FELIPE | H | WUG | MUNICIPAL | 954 | CITY |  | N | 2020 | 2020 | 0 | 7972 | 13286 | 12009 | 10271 | 10905 | 122542 | 20 | 2320 | SAN FELIPE | H | WUG | MUNICIPAL | 954 | CITY | H | 8 | AUSTIN | 0 | 21 | 35 | 43 | 46 | 52 | N
678 | EXPANDED USE OF GW | Expanded use of groundwater | H | 5 | EXISTING SOURCE OR EXPANDED USE OF AN EXISTING SOURCE (SURFACE WATER OR GROUNDWATER) | 6 | GROUNDWATER | 6 | OTHER INFRASTRUCTURE |  | 1806 | 1429 | GULF COAST AQUIFER | H | 8 | AUSTIN | 12 | BRAZOS | 1 | GROUNDWATER | 1 | NO WATER QUALITY IMPROVEMENTS |  | 2221 | 1 | Expanded use of groundwater | 2341 | SEALY | H | WUG | MUNICIPAL | 549 | CITY |  | N | 2020 | 2020 | 0 | 0 | 0 | 0 | 0 | 0 | 0 | 0 | 2341 | SEALY | H | WUG | MUNICIPAL | 549 | CITY | H | 8 | AUSTIN | 0 | 360 | 608 | 725 | 785 | 888 | N
678 | EXPANDED USE OF GW | Expanded use of groundwater | H | 5 | EXISTING SOURCE OR EXPANDED USE OF AN EXISTING SOURCE (SURFACE WATER OR GROUNDWATER) | 6 | GROUNDWATER | 6 | OTHER INFRASTRUCTURE |  | 1812 | 1441 | GULF COAST AQUIFER | H | 8 | AUSTIN | 13 | BRAZOS-COLORADO | 1 | GROUNDWATER | 1 | NO WATER QUALITY IMPROVEMENTS |  | 2382 | 1 | Expanded use of groundwater | 419 | COUNTY-OTHER, AUSTIN | H | WUG | MUNICIPAL | 757 | COUNTY-OTHER |  | N | 2020 | 2020 | 0 | 9869 | 17082 | 14777 | 12392 | 14164 | 155533 | 20 | 419 | COUNTY-OTHER, AUSTIN | H | WUG | MUNICIPAL | 757 | COUNTY-OTHER | H | 8 | AUSTIN | 0 | 26 | 45 | 53 | 57 | 66 | N
678 | EXPANDED USE OF GW | Expanded use of groundwater | H | 5 | EXISTING SOURCE OR EXPANDED USE OF AN EXISTING SOURCE (SURFACE WATER OR GROUNDWATER) | 6 | GROUNDWATER | 6 | OTHER INFRASTRUCTURE |  | 1812 | 1441 | GULF COAST AQUIFER | H | 8 | AUSTIN | 13 | BRAZOS-COLORADO | 1 | GROUNDWATER | 1 | NO WATER QUALITY IMPROVEMENTS |  | 2383 | 1 | Expanded use of groundwater | 1625 | MANUFACTURING, AUSTIN | H | WUG | MANUFACTURING | 1001 | N/A |  | N | 2020 | 2020 | 0 | 1519 | 2657 | 3353 | 3875 | 4572 | 42418 | 20 | 1625 | MANUFACTURING, AUSTIN | H | WUG | MANUFACTURING | 1001 | N/A | H | 8 | AUSTIN | 0 | 4 | 7 | 11 | 14 | 18 | N
678 | EXPANDED USE OF GW | Expanded use of groundwater | H | 5 | EXISTING SOURCE OR EXPANDED USE OF AN EXISTING SOURCE (SURFACE WATER OR GROUNDWATER) | 6 | GROUNDWATER | 6 | OTHER INFRASTRUCTURE |  | 1812 | 1441 | GULF COAST AQUIFER | H | 8 | AUSTIN | 13 | BRAZOS-COLORADO | 1 | GROUNDWATER | 1 | NO WATER QUALITY IMPROVEMENTS |  | 2384 | 1 | Expanded use of groundwater | 1850 | MINING, AUSTIN | H | WUG | MINING | 1003 | N/A |  | N | 2050 | 2050 | 0 | 0 | 0 | 0 | 379 | 379 | 2357 | 20 | 1850 | MINING, AUSTIN | H | WUG | MINING | 1003 | N/A | H | 8 | AUSTIN | 0 | 0 | 0 | 0 | 1 | 1 | N
678 | EXPANDED USE OF GW | Expanded use of groundwater | H | 5 | EXISTING SOURCE OR EXPANDED USE OF AN EXISTING SOURCE (SURFACE WATER OR GROUNDWATER) | 6 | GROUNDWATER | 6 | OTHER INFRASTRUCTURE |  | 1812 | 1441 | GULF COAST AQUIFER | H | 8 | AUSTIN | 13 | BRAZOS-COLORADO | 1 | GROUNDWATER | 1 | NO WATER QUALITY IMPROVEMENTS |  | 2385 | 1 | Expanded use of groundwater | 2576 | WALLIS | H | WUG | MUNICIPAL | 630 | CITY |  | N | 2020 | 2020 | 0 | 6074 | 9111 | 7721 | 6837 | 7707 | 84837 | 20 | 2576 | WALLIS | H | WUG | MUNICIPAL | 630 | CITY | H | 8 | AUSTIN | 0 | 16 | 24 | 29 | 31 | 36 | N
678 | EXPANDED USE OF GW | Expanded use of groundwater | H | 5 | EXISTING SOURCE OR EXPANDED USE OF AN EXISTING SOURCE (SURFACE WATER OR GROUNDWATER) | 6 | GROUNDWATER | 6 | OTHER INFRASTRUCTURE |  | 1815 | 1444 | GULF COAST AQUIFER | H | 8 | AUSTIN | 14 | COLORADO | 1 | GROUNDWATER | 1 | NO WATER QUALITY IMPROVEMENTS |  | 3302 | 1 | Expanded use of groundwater | 419 | COUNTY-OTHER, AUSTIN | H | WUG | MUNICIPAL | 757 | COUNTY-OTHER |  | N | 2020 | 2020 | 0 | 1138 | 1897 | 1281 | 1249 | 1628 | 16497 | 20 | 419 | COUNTY-OTHER, AUSTIN | H | WUG | MUNICIPAL | 757 | COUNTY-OTHER | H | 8 | AUSTIN | 0 | 3 | 5 | 5 | 6 | 7 | N
678 | EXPANDED USE OF GW | Expanded use of groundwater | H | 5 | EXISTING SOURCE OR EXPANDED USE OF AN EXISTING SOURCE (SURFACE WATER OR GROUNDWATER) | 6 | GROUNDWATER | 6 | OTHER INFRASTRUCTURE |  | 1815 | 1444 | GULF COAST AQUIFER | H | 8 | AUSTIN | 14 | COLORADO | 1 | GROUNDWATER | 1 | NO WATER QUALITY IMPROVEMENTS |  | 3303 | 1 | Expanded use of groundwater | 1850 | MINING, AUSTIN | H | WUG | MINING | 1003 | N/A |  | N | 2020 | 2020 | 0 | 379 | 379 | 552 | 552 | 347 | 4714 | 20 | 1850 | MINING, AUSTIN | H | WUG | MINING | 1003 | N/A | H | 8 | AUSTIN | 0 | 1 | 1 | 2 | 2 | 2 | N
678 | EXPANDED USE OF GW | Expanded use of groundwater | H | 5 | EXISTING SOURCE OR EXPANDED USE OF AN EXISTING SOURCE (SURFACE WATER OR GROUNDWATER) | 6 | GROUNDWATER | 6 | OTHER INFRASTRUCTURE |  | 1807 | 1430 | GULF COAST AQUIFER | H | 20 | BRAZORIA | 12 | BRAZOS | 1 | GROUNDWATER | 1 | NO WATER QUALITY IMPROVEMENTS |  | 2222 | 1 | Expanded use of groundwater | 211 | BAILEY'S PRAIRIE | H | WUG | MUNICIPAL | 817 | CITY |  | N | 2050 | 2050 | 0 | 0 | 0 | 0 | 379 | 379 | 2357 | 20 | 211 | BAILEY'S PRAIRIE | H | WUG | MUNICIPAL | 817 | CITY | H | 20 | BRAZORIA | 0 | 0 | 0 | 0 | 1 | 1 | N
678 | EXPANDED USE OF GW | Expanded use of groundwater | H | 5 | EXISTING SOURCE OR EXPANDED USE OF AN EXISTING SOURCE (SURFACE WATER OR GROUNDWATER) | 6 | GROUNDWATER | 6 | OTHER INFRASTRUCTURE |  | 1807 | 1430 | GULF COAST AQUIFER | H | 20 | BRAZORIA | 12 | BRAZOS | 1 | GROUNDWATER | 1 | NO WATER QUALITY IMPROVEMENTS |  | 2223 | 1 | Expanded use of groundwater | 282 | BRAZORIA COUNTY MUD #2 | H | WUG | MUNICIPAL | 4031 | UTILITY |  | N | 2020 | 2020 | 0 | 143771 | 307431 | 376005 | 446571 | 533228 | 4836230 | 20 | 282 | BRAZORIA COUNTY MUD #2 | H | WUG | MUNICIPAL | 4031 | UTILITY | H | 20 | BRAZORIA | 0 | 380 | 813 | 1200 | 1621 | 2060 | N
678 | EXPANDED USE OF GW | Expanded use of groundwater | H | 5 | EXISTING SOURCE OR EXPANDED USE OF AN EXISTING SOURCE (SURFACE WATER OR GROUNDWATER) | 6 | GROUNDWATER | 6 | OTHER INFRASTRUCTURE |  | 1807 | 1430 | GULF COAST AQUIFER | H | 20 | BRAZORIA | 12 | BRAZOS | 1 | GROUNDWATER | 1 | NO WATER QUALITY IMPROVEMENTS |  | 2224 | 1 | Expanded use of groundwater | 815 | FREEPORT | H | WUG | MUNICIPAL | 217 | CITY |  | N | 2020 | 2020 | 0 | 3416 | 8730 | 10297 | 10837 | 12026 | 115472 | 20 | 815 | FREEPORT | H | WUG | MUNICIPAL | 217 | CITY | H | 20 | BRAZORIA | 0 | 9 | 23 | 32 | 41 | 49 | N
678 | EXPANDED USE OF GW | Expanded use of groundwater | H | 5 | EXISTING SOURCE OR EXPANDED USE OF AN EXISTING SOURCE (SURFACE WATER OR GROUNDWATER) | 6 | GROUNDWATER | 6 | OTHER INFRASTRUCTURE |  | 1807 | 1430 | GULF COAST AQUIFER | H | 20 | BRAZORIA | 12 | BRAZOS | 1 | GROUNDWATER | 1 | NO WATER QUALITY IMPROVEMENTS |  | 2225 | 1 | Expanded use of groundwater | 2501 | SURFSIDE BEACH | H | WUG | MUNICIPAL | 967 | CITY |  | N | 2020 | 2020 | 0 | 4175 | 11008 | 15581 | 19096 | 23750 | 207377 | 20 | 2501 | SURFSIDE BEACH | H | WUG | MUNICIPAL | 967 | CITY | H | 20 | BRAZORIA | 0 | 11 | 29 | 47 | 66 | 88 | N
678 | EXPANDED USE OF GW | Expanded use of groundwater | H | 5 | EXISTING SOURCE OR EXPANDED USE OF AN EXISTING SOURCE (SURFACE WATER OR GROUNDWATER) | 6 | GROUNDWATER | 6 | OTHER INFRASTRUCTURE |  | 1807 | 1430 | GULF COAST AQUIFER | H | 20 | BRAZORIA | 12 | BRAZOS | 1 | GROUNDWATER | 1 | NO WATER QUALITY IMPROVEMENTS |  | 2226 | 1 | Expanded use of groundwater | 2564 | VARNER CREEK UD | H | WUG | MUNICIPAL | 4370 | UTILITY |  | N | 2020 | 2020 | 0 | 17081 | 40994 | 53764 | 64355 | 78249 | 697489 | 20 | 2564 | VARNER CREEK UD | H | WUG | MUNICIPAL | 4370 | UTILITY | H | 20 | BRAZORIA | 0 | 45 | 108 | 166 | 228 | 296 | N
678 | EXPANDED USE OF GW | Expanded use of groundwater | H | 5 | EXISTING SOURCE OR EXPANDED USE OF AN EXISTING SOURCE (SURFACE WATER OR GROUNDWATER) | 6 | GROUNDWATER | 6 | OTHER INFRASTRUCTURE |  | 1808 | 1442 | GULF COAST AQUIFER | H | 20 | BRAZORIA | 13 | BRAZOS-COLORADO | 1 | GROUNDWATER | 1 | NO WATER QUALITY IMPROVEMENTS |  | 2386 | 1 | Expanded use of groundwater | 431 | COUNTY-OTHER, BRAZORIA | H | WUG | MUNICIPAL | 757 | COUNTY-OTHER |  | N | 2020 | 2020 | 0 | 53500 | 87279 | 76922 | 74581 | 81595 | 862310 | 20 | 431 | COUNTY-OTHER, BRAZORIA | H | WUG | MUNICIPAL | 757 | COUNTY-OTHER | H | 20 | BRAZORIA | 0 | 141 | 230 | 279 | 321 | 366 | N
678 | EXPANDED USE OF GW | Expanded use of groundwater | H | 5 | EXISTING SOURCE OR EXPANDED USE OF AN EXISTING SOURCE (SURFACE WATER OR GROUNDWATER) | 6 | GROUNDWATER | 6 | OTHER INFRASTRUCTURE |  | 1808 | 1442 | GULF COAST AQUIFER | H | 20 | BRAZORIA | 13 | BRAZOS-COLORADO | 1 | GROUNDWATER | 1 | NO WATER QUALITY IMPROVEMENTS |  | 2387 | 1 | Expanded use of groundwater | 1861 | MINING, BRAZORIA | H | WUG | MINING | 1003 | N/A |  | N | 2020 | 2020 | 0 | 50466 | 69066 | 58453 | 54840 | 46938 | 579586 | 20 | 1861 | MINING, BRAZORIA | H | WUG | MINING | 1003 | N/A | H | 20 | BRAZORIA | 0 | 133 | 182 | 226 | 243 | 246 | N
678 | EXPANDED USE OF GW | Expanded use of groundwater | H | 5 | EXISTING SOURCE OR EXPANDED USE OF AN EXISTING SOURCE (SURFACE WATER OR GROUNDWATER) | 6 | GROUNDWATER | 6 | OTHER INFRASTRUCTURE |  | 1808 | 1442 | GULF COAST AQUIFER | H | 20 | BRAZORIA | 13 | BRAZOS-COLORADO | 1 | GROUNDWATER | 1 | NO WATER QUALITY IMPROVEMENTS |  | 2388 | 1 | Expanded use of groundwater | 2162 | ORBIT SYSTEMS INC | H | WUG | MUNICIPAL | 4294 | UTILITY |  | N | 2020 | 2020 | 0 | 1897 | 4554 | 6564 | 7783 | 9555 | 84837 | 20 | 2162 | ORBIT SYSTEMS INC | H | WUG | MUNICIPAL | 4294 | UTILITY | H | 20 | BRAZORIA | 0 | 5 | 12 | 20 | 27 | 36 | N
678 | EXPANDED USE OF GW | Expanded use of groundwater | H | 5 | EXISTING SOURCE OR EXPANDED USE OF AN EXISTING SOURCE (SURFACE WATER OR GROUNDWATER) | 6 | GROUNDWATER | 6 | OTHER INFRASTRUCTURE |  | 1808 | 1442 | GULF COAST AQUIFER | H | 20 | BRAZORIA | 13 | BRAZOS-COLORADO | 1 | GROUNDWATER | 1 | NO WATER QUALITY IMPROVEMENTS |  | 2389 | 1 | Expanded use of groundwater | 2502 | SWEENY | H | WUG | MUNICIPAL | 590 | CITY |  | N | 2030 | 2030 | 0 | 0 | 6453 | 14046 | 22320 | 32635 | 249792 | 20 | 2502 | SWEENY | H | WUG | MUNICIPAL | 590 | CITY | H | 20 | BRAZORIA | 0 | 0 | 17 | 37 | 68 | 106 | N
678 | EXPANDED USE OF GW | Expanded use of groundwater | H | 5 | EXISTING SOURCE OR EXPANDED USE OF AN EXISTING SOURCE (SURFACE WATER OR GROUNDWATER) | 6 | GROUNDWATER | 6 | OTHER INFRASTRUCTURE |  | 1820 | 1423 | GULF COAST AQUIFER | H | 20 | BRAZORIA | 11 | SAN JACINTO-BRAZOS | 1 | GROUNDWATER | 1 | NO WATER QUALITY IMPROVEMENTS |  | 2463 | 1 | Expanded use of groundwater | 186 | ANGLETON | H | WUG | MUNICIPAL | 18 | CITY |  | N | 2020 | 2020 | 0 | 17462 | 22017 | 12271 | 11239 | 15035 | 167312 | 20 | 186 | ANGLETON | H | WUG | MUNICIPAL | 18 | CITY | H | 20 | BRAZORIA | 0 | 46 | 58 | 54 | 61 | 71 | N
678 | EXPANDED USE OF GW | Expanded use of groundwater | H | 5 | EXISTING SOURCE OR EXPANDED USE OF AN EXISTING SOURCE (SURFACE WATER OR GROUNDWATER) | 6 | GROUNDWATER | 6 | OTHER INFRASTRUCTURE |  | 1820 | 1423 | GULF COAST AQUIFER | H | 20 | BRAZORIA | 11 | SAN JACINTO-BRAZOS | 1 | GROUNDWATER | 1 | NO WATER QUALITY IMPROVEMENTS |  | 2222 | 1 | Expanded use of groundwater | 211 | BAILEY'S PRAIRIE | H | WUG | MUNICIPAL | 817 | CITY |  | N | 2020 | 2020 | 0 | 1138 | 1897 | 2041 | 2768 | 4254 | 35349 | 20 | 211 | BAILEY'S PRAIRIE | H | WUG | MUNICIPAL | 817 | CITY | H | 20 | BRAZORIA | 0 | 3 | 5 | 7 | 10 | 15 | N
678 | EXPANDED USE OF GW | Expanded use of groundwater | H | 5 | EXISTING SOURCE OR EXPANDED USE OF AN EXISTING SOURCE (SURFACE WATER OR GROUNDWATER) | 6 | GROUNDWATER | 6 | OTHER INFRASTRUCTURE |  | 1820 | 1423 | GULF COAST AQUIFER | H | 20 | BRAZORIA | 11 | SAN JACINTO-BRAZOS | 1 | GROUNDWATER | 1 | NO WATER QUALITY IMPROVEMENTS |  | 2464 | 1 | Expanded use of groundwater | 281 | BRAZORIA COUNTY MUD #1 | H | WUG | MUNICIPAL | 4030 | UTILITY |  | N | 2020 | 2020 | 0 | 113646 | 246132 | 300148 | 356778 | 428234 | 3874222 | 20 | 281 | BRAZORIA COUNTY MUD #1 | H | WUG | MUNICIPAL | 4030 | UTILITY | H | 20 | BRAZORIA | 0 | 300 | 650 | 955 | 1294 | 1648 | N
678 | EXPANDED USE OF GW | Expanded use of groundwater | H | 5 | EXISTING SOURCE OR EXPANDED USE OF AN EXISTING SOURCE (SURFACE WATER OR GROUNDWATER) | 6 | GROUNDWATER | 6 | OTHER INFRASTRUCTURE |  | 1820 | 1423 | GULF COAST AQUIFER | H | 20 | BRAZORIA | 11 | SAN JACINTO-BRAZOS | 1 | GROUNDWATER | 1 | NO WATER QUALITY IMPROVEMENTS |  | 2465 | 1 | Expanded use of groundwater | 283 | BRAZORIA COUNTY MUD #3 | H | WUG | MUNICIPAL | 4032 | UTILITY |  | N | 2020 | 2020 | 0 | 82284 | 177426 | 215930 | 256928 | 308635 | 2791390 | 20 | 283 | BRAZORIA COUNTY MUD #3 | H | WUG | MUNICIPAL | 4032 | UTILITY | H | 20 | BRAZORIA | 0 | 217 | 468 | 687 | 931 | 1186 | N
678 | EXPANDED USE OF GW | Expanded use of groundwater | H | 5 | EXISTING SOURCE OR EXPANDED USE OF AN EXISTING SOURCE (SURFACE WATER OR GROUNDWATER) | 6 | GROUNDWATER | 6 | OTHER INFRASTRUCTURE |  | 1820 | 1423 | GULF COAST AQUIFER | H | 20 | BRAZORIA | 11 | SAN JACINTO-BRAZOS | 1 | GROUNDWATER | 1 | NO WATER QUALITY IMPROVEMENTS |  | 2466 | 1 | Expanded use of groundwater | 297 | BROOKSIDE VILLAGE | H | WUG | MUNICIPAL | 78 | CITY |  | N | 2020 | 2020 | 0 | 5314 | 14804 | 21038 | 26531 | 34126 | 292211 | 20 | 297 | BROOKSIDE VILLAGE | H | WUG | MUNICIPAL | 78 | CITY | H | 20 | BRAZORIA | 0 | 14 | 39 | 63 | 91 | 124 | N
678 | EXPANDED USE OF GW | Expanded use of groundwater | H | 5 | EXISTING SOURCE OR EXPANDED USE OF AN EXISTING SOURCE (SURFACE WATER OR GROUNDWATER) | 6 | GROUNDWATER | 6 | OTHER INFRASTRUCTURE |  | 1820 | 1423 | GULF COAST AQUIFER | H | 20 | BRAZORIA | 11 | SAN JACINTO-BRAZOS | 1 | GROUNDWATER | 1 | NO WATER QUALITY IMPROVEMENTS |  | 2467 | 1 | Expanded use of groundwater | 373 | CLUTE | H | WUG | MUNICIPAL | 118 | CITY |  | N | 2030 | 2030 | 0 | 0 | 5314 | 7592 | 9271 | 12593 | 103689 | 20 | 373 | CLUTE | H | WUG | MUNICIPAL | 118 | CITY | H | 20 | BRAZORIA | 0 | 0 | 14 | 20 | 32 | 44 | N
678 | EXPANDED USE OF GW | Expanded use of groundwater | H | 5 | EXISTING SOURCE OR EXPANDED USE OF AN EXISTING SOURCE (SURFACE WATER OR GROUNDWATER) | 6 | GROUNDWATER | 6 | OTHER INFRASTRUCTURE |  | 1820 | 1423 | GULF COAST AQUIFER | H | 20 | BRAZORIA | 11 | SAN JACINTO-BRAZOS | 1 | GROUNDWATER | 1 | NO WATER QUALITY IMPROVEMENTS |  | 7039 | 1 | Expanded use of groundwater | 431 | COUNTY-OTHER, BRAZORIA | H | WUG | MUNICIPAL | 757 | COUNTY-OTHER |  | N | 2020 | 2020 | 0 | 646615 | 892067 | 562846 | 424269 | 406592 | 5683024 | 20 | 431 | COUNTY-OTHER, BRAZORIA | H | WUG | MUNICIPAL | 757 | COUNTY-OTHER | H | 20 | BRAZORIA | 0 | 1804 | 2457 | 2514 | 2437 | 2356 | N
678 | EXPANDED USE OF GW | Expanded use of groundwater | H | 5 | EXISTING SOURCE OR EXPANDED USE OF AN EXISTING SOURCE (SURFACE WATER OR GROUNDWATER) | 6 | GROUNDWATER | 6 | OTHER INFRASTRUCTURE |  | 1820 | 1423 | GULF COAST AQUIFER | H | 20 | BRAZORIA | 11 | SAN JACINTO-BRAZOS | 1 | GROUNDWATER | 1 | NO WATER QUALITY IMPROVEMENTS |  | 2468 | 1 | Expanded use of groundwater | 695 | DANBURY | H | WUG | MUNICIPAL | 693 | CITY |  | N | 2030 | 2030 | 0 | 0 | 2657 | 5313 | 8051 | 11927 | 91906 | 20 | 695 | DANBURY | H | WUG | MUNICIPAL | 693 | CITY | H | 20 | BRAZORIA | 0 | 0 | 7 | 14 | 25 | 39 | N
678 | EXPANDED USE OF GW | Expanded use of groundwater | H | 5 | EXISTING SOURCE OR EXPANDED USE OF AN EXISTING SOURCE (SURFACE WATER OR GROUNDWATER) | 6 | GROUNDWATER | 6 | OTHER INFRASTRUCTURE |  | 1820 | 1423 | GULF COAST AQUIFER | H | 20 | BRAZORIA | 11 | SAN JACINTO-BRAZOS | 1 | GROUNDWATER | 1 | NO WATER QUALITY IMPROVEMENTS |  | 2224 | 1 | Expanded use of groundwater | 815 | FREEPORT | H | WUG | MUNICIPAL | 217 | CITY |  | N | 2020 | 2020 | 0 | 17081 | 56930 | 71598 | 66351 | 66695 | 685679 | 20 | 815 | FREEPORT | H | WUG | MUNICIPAL | 217 | CITY | H | 20 | BRAZORIA | 0 | 45 | 150 | 213 | 256 | 291 | N
678 | EXPANDED USE OF GW | Expanded use of groundwater | H | 5 | EXISTING SOURCE OR EXPANDED USE OF AN EXISTING SOURCE (SURFACE WATER OR GROUNDWATER) | 6 | GROUNDWATER | 6 | OTHER INFRASTRUCTURE |  | 1820 | 1423 | GULF COAST AQUIFER | H | 20 | BRAZORIA | 11 | SAN JACINTO-BRAZOS | 1 | GROUNDWATER | 1 | NO WATER QUALITY IMPROVEMENTS |  | 2469 | 1 | Expanded use of groundwater | 947 | HILLCREST | H | WUG | MUNICIPAL | 881 | CITY |  | N | 2060 | 2060 | 0 | 0 | 0 | 0 | 0 | 379 | 2357 | 20 | 947 | HILLCREST | H | WUG | MUNICIPAL | 881 | CITY | H | 20 | BRAZORIA | 0 | 0 | 0 | 0 | 0 | 1 | N
678 | EXPANDED USE OF GW | Expanded use of groundwater | H | 5 | EXISTING SOURCE OR EXPANDED USE OF AN EXISTING SOURCE (SURFACE WATER OR GROUNDWATER) | 6 | GROUNDWATER | 6 | OTHER INFRASTRUCTURE |  | 1820 | 1423 | GULF COAST AQUIFER | H | 20 | BRAZORIA | 11 | SAN JACINTO-BRAZOS | 1 | GROUNDWATER | 1 | NO WATER QUALITY IMPROVEMENTS |  | 2470 | 1 | Expanded use of groundwater | 951 | HOLIDAY LAKES | H | WUG | MUNICIPAL | 779 | CITY |  | N | 2060 | 2060 | 0 | 0 | 0 | 0 | 0 | 379 | 2357 | 20 | 951 | HOLIDAY LAKES | H | WUG | MUNICIPAL | 779 | CITY | H | 20 | BRAZORIA | 0 | 0 | 0 | 0 | 0 | 1 | N
678 | EXPANDED USE OF GW | Expanded use of groundwater | H | 5 | EXISTING SOURCE OR EXPANDED USE OF AN EXISTING SOURCE (SURFACE WATER OR GROUNDWATER) | 6 | GROUNDWATER | 6 | OTHER INFRASTRUCTURE |  | 1820 | 1423 | GULF COAST AQUIFER | H | 20 | BRAZORIA | 11 | SAN JACINTO-BRAZOS | 1 | GROUNDWATER | 1 | NO WATER QUALITY IMPROVEMENTS |  | 2471 | 1 | Expanded use of groundwater | 977 | IOWA COLONY | H | WUG | MUNICIPAL | 885 | CITY |  | N | 2020 | 2020 | 0 | 1138 | 4175 | 6975 | 8747 | 10695 | 91907 | 20 | 977 | IOWA COLONY | H | WUG | MUNICIPAL | 885 | CITY | H | 20 | BRAZORIA | 0 | 3 | 11 | 20 | 29 | 39 | N
678 | EXPANDED USE OF GW | Expanded use of groundwater | H | 5 | EXISTING SOURCE OR EXPANDED USE OF AN EXISTING SOURCE (SURFACE WATER OR GROUNDWATER) | 6 | GROUNDWATER | 6 | OTHER INFRASTRUCTURE |  | 1820 | 1423 | GULF COAST AQUIFER | H | 20 | BRAZORIA | 11 | SAN JACINTO-BRAZOS | 1 | GROUNDWATER | 1 | NO WATER QUALITY IMPROVEMENTS |  | 2472 | 1 | Expanded use of groundwater | 998 | IRRIGATION, BRAZORIA | H | WUG | IRRIGATION | 1004 | N/A |  | N | 2030 | 2030 | 0 | 0 | 396199 | 352933 | 64069 | 37157 | 3277008 | 20 | 998 | IRRIGATION, BRAZORIA | H | WUG | IRRIGATION | 1004 | N/A | H | 20 | BRAZORIA | 0 | 0 | 4748 | 2105 | 1912 | 268 | N
678 | EXPANDED USE OF GW | Expanded use of groundwater | H | 5 | EXISTING SOURCE OR EXPANDED USE OF AN EXISTING SOURCE (SURFACE WATER OR GROUNDWATER) | 6 | GROUNDWATER | 6 | OTHER INFRASTRUCTURE |  | 1820 | 1423 | GULF COAST AQUIFER | H | 20 | BRAZORIA | 11 | SAN JACINTO-BRAZOS | 1 | GROUNDWATER | 1 | NO WATER QUALITY IMPROVEMENTS |  | 2473 | 1 | Expanded use of groundwater | 1293 | LAKE JACKSON | H | WUG | MUNICIPAL | 338 | CITY |  | N | 2020 | 2020 | 0 | 126085 | 179207 | 124243 | 98147 | 93234 | 1225716 | 20 | 1293 | LAKE JACKSON | H | WUG | MUNICIPAL | 338 | CITY | H | 20 | BRAZORIA | 0 | 333 | 473 | 508 | 515 | 521 | N
678 | EXPANDED USE OF GW | Expanded use of groundwater | H | 5 | EXISTING SOURCE OR EXPANDED USE OF AN EXISTING SOURCE (SURFACE WATER OR GROUNDWATER) | 6 | GROUNDWATER | 6 | OTHER INFRASTRUCTURE |  | 1820 | 1423 | GULF COAST AQUIFER | H | 20 | BRAZORIA | 11 | SAN JACINTO-BRAZOS | 1 | GROUNDWATER | 1 | NO WATER QUALITY IMPROVEMENTS |  | 2474 | 1 | Expanded use of groundwater | 1351 | LIVESTOCK, BRAZORIA | H | WUG | LIVESTOCK | 1005 | N/A |  | N | 2020 | 2020 | 0 | 1085 | 872 | 90 | 90 | 90 | 8972 | 20 | 1351 | LIVESTOCK, BRAZORIA | H | WUG | LIVESTOCK | 1005 | N/A | H | 20 | BRAZORIA | 0 | 13 | 0 | 0 | 0 | 0 | N
678 | EXPANDED USE OF GW | Expanded use of groundwater | H | 5 | EXISTING SOURCE OR EXPANDED USE OF AN EXISTING SOURCE (SURFACE WATER OR GROUNDWATER) | 6 | GROUNDWATER | 6 | OTHER INFRASTRUCTURE |  | 1820 | 1423 | GULF COAST AQUIFER | H | 20 | BRAZORIA | 11 | SAN JACINTO-BRAZOS | 1 | GROUNDWATER | 1 | NO WATER QUALITY IMPROVEMENTS |  | 7040 | 1 | Expanded use of groundwater | 1634 | MANUFACTURING, BRAZORIA | H | WUG | MANUFACTURING | 1001 | N/A |  | N | 2020 | 2020 | 0 | 150157 | 669196 | 979999 | 881316 | 838151 | 8782696 | 20 | 1634 | MANUFACTURING, BRAZORIA | H | WUG | MANUFACTURING | 1001 | N/A | H | 20 | BRAZORIA | 0 | 397 | 1821 | 2880 | 3364 | 3812 | N
678 | EXPANDED USE OF GW | Expanded use of groundwater | H | 5 | EXISTING SOURCE OR EXPANDED USE OF AN EXISTING SOURCE (SURFACE WATER OR GROUNDWATER) | 6 | GROUNDWATER | 6 | OTHER INFRASTRUCTURE |  | 1820 | 1423 | GULF COAST AQUIFER | H | 20 | BRAZORIA | 11 | SAN JACINTO-BRAZOS | 1 | GROUNDWATER | 1 | NO WATER QUALITY IMPROVEMENTS |  | 2475 | 1 | Expanded use of groundwater | 1796 | MANVEL | H | WUG | MUNICIPAL | 721 | CITY |  | N | 2020 | 2020 | 0 | 8730 | 9490 | 4544 | 3838 | 3617 | 58914 | 20 | 1796 | MANVEL | H | WUG | MUNICIPAL | 721 | CITY | H | 20 | BRAZORIA | 0 | 23 | 25 | 22 | 18 | 15 | N
678 | EXPANDED USE OF GW | Expanded use of groundwater | H | 5 | EXISTING SOURCE OR EXPANDED USE OF AN EXISTING SOURCE (SURFACE WATER OR GROUNDWATER) | 6 | GROUNDWATER | 6 | OTHER INFRASTRUCTURE |  | 1820 | 1423 | GULF COAST AQUIFER | H | 20 | BRAZORIA | 11 | SAN JACINTO-BRAZOS | 1 | GROUNDWATER | 1 | NO WATER QUALITY IMPROVEMENTS |  | 2476 | 1 | Expanded use of groundwater | 1861 | MINING, BRAZORIA | H | WUG | MINING | 1003 | N/A |  | N | 2020 | 2020 | 0 | 13286 | 22396 | 19381 | 15968 | 14087 | 176740 | 20 | 1861 | MINING, BRAZORIA | H | WUG | MINING | 1003 | N/A | H | 20 | BRAZORIA | 0 | 35 | 59 | 70 | 74 | 75 | N
678 | EXPANDED USE OF GW | Expanded use of groundwater | H | 5 | EXISTING SOURCE OR EXPANDED USE OF AN EXISTING SOURCE (SURFACE WATER OR GROUNDWATER) | 6 | GROUNDWATER | 6 | OTHER INFRASTRUCTURE |  | 1820 | 1423 | GULF COAST AQUIFER | H | 20 | BRAZORIA | 11 | SAN JACINTO-BRAZOS | 1 | GROUNDWATER | 1 | NO WATER QUALITY IMPROVEMENTS |  | 2477 | 1 | Expanded use of groundwater | 2162 | ORBIT SYSTEMS INC | H | WUG | MUNICIPAL | 4294 | UTILITY |  | N | 2020 | 2020 | 0 | 23533 | 47066 | 57483 | 68279 | 83834 | 756390 | 20 | 2162 | ORBIT SYSTEMS INC | H | WUG | MUNICIPAL | 4294 | UTILITY | H | 20 | BRAZORIA | 0 | 62 | 124 | 185 | 247 | 321 | N
678 | EXPANDED USE OF GW | Expanded use of groundwater | H | 5 | EXISTING SOURCE OR EXPANDED USE OF AN EXISTING SOURCE (SURFACE WATER OR GROUNDWATER) | 6 | GROUNDWATER | 6 | OTHER INFRASTRUCTURE |  | 1820 | 1423 | GULF COAST AQUIFER | H | 20 | BRAZORIA | 11 | SAN JACINTO-BRAZOS | 1 | GROUNDWATER | 1 | NO WATER QUALITY IMPROVEMENTS |  | 2478 | 1 | Expanded use of groundwater | 2166 | OYSTER CREEK | H | WUG | MUNICIPAL | 730 | CITY |  | N | 2020 | 2020 | 0 | 5694 | 9110 | 7166 | 6076 | 5839 | 70697 | 20 | 2166 | OYSTER CREEK | H | WUG | MUNICIPAL | 730 | CITY | H | 20 | BRAZORIA | 0 | 15 | 24 | 27 | 29 | 30 | N
678 | EXPANDED USE OF GW | Expanded use of groundwater | H | 5 | EXISTING SOURCE OR EXPANDED USE OF AN EXISTING SOURCE (SURFACE WATER OR GROUNDWATER) | 6 | GROUNDWATER | 6 | OTHER INFRASTRUCTURE |  | 1820 | 1423 | GULF COAST AQUIFER | H | 20 | BRAZORIA | 11 | SAN JACINTO-BRAZOS | 1 | GROUNDWATER | 1 | NO WATER QUALITY IMPROVEMENTS |  | 2479 | 1 | Expanded use of groundwater | 2184 | PEARLAND | H | WUG | MUNICIPAL | 457 | CITY |  | N | 2030 | 2030 | 0 | 0 | 159162 | 429585 | 550755 | 548837 | 4852720 | 20 | 2184 | PEARLAND | H | WUG | MUNICIPAL | 457 | CITY | H | 20 | BRAZORIA | 0 | 0 | 421 | 1142 | 1692 | 2074 | N
678 | EXPANDED USE OF GW | Expanded use of groundwater | H | 5 | EXISTING SOURCE OR EXPANDED USE OF AN EXISTING SOURCE (SURFACE WATER OR GROUNDWATER) | 6 | GROUNDWATER | 6 | OTHER INFRASTRUCTURE |  | 1820 | 1423 | GULF COAST AQUIFER | H | 20 | BRAZORIA | 11 | SAN JACINTO-BRAZOS | 1 | GROUNDWATER | 1 | NO WATER QUALITY IMPROVEMENTS |  | 2480 | 1 | Expanded use of groundwater | 2268 | RICHWOOD | H | WUG | MUNICIPAL | 501 | CITY |  | N | 2020 | 2020 | 0 | 5694 | 7591 | 4888 | 4240 | 4413 | 54202 | 20 | 2268 | RICHWOOD | H | WUG | MUNICIPAL | 501 | CITY | H | 20 | BRAZORIA | 0 | 15 | 20 | 21 | 22 | 23 | N
678 | EXPANDED USE OF GW | Expanded use of groundwater | H | 5 | EXISTING SOURCE OR EXPANDED USE OF AN EXISTING SOURCE (SURFACE WATER OR GROUNDWATER) | 6 | GROUNDWATER | 6 | OTHER INFRASTRUCTURE |  | 1820 | 1423 | GULF COAST AQUIFER | H | 20 | BRAZORIA | 11 | SAN JACINTO-BRAZOS | 1 | GROUNDWATER | 1 | NO WATER QUALITY IMPROVEMENTS |  | 2481 | 1 | Expanded use of groundwater | 2388 | SOUTHWEST UTILITIES | H | WUG | MUNICIPAL | 4343 | UTILITY |  | N | 2040 | 2040 | 0 | 0 | 0 | 379 | 1138 | 2452 | 16496 | 20 | 2388 | SOUTHWEST UTILITIES | H | WUG | MUNICIPAL | 4343 | UTILITY | H | 20 | BRAZORIA | 0 | 0 | 0 | 1 | 3 | 7 | N
678 | EXPANDED USE OF GW | Expanded use of groundwater | H | 5 | EXISTING SOURCE OR EXPANDED USE OF AN EXISTING SOURCE (SURFACE WATER OR GROUNDWATER) | 6 | GROUNDWATER | 6 | OTHER INFRASTRUCTURE |  | 1823 | 1390 | GULF COAST AQUIFER | H | 36 | CHAMBERS | 7 | NECHES-TRINITY | 1 | GROUNDWATER | 1 | NO WATER QUALITY IMPROVEMENTS |  | 5322 | 1 | Expanded use of groundwater | 1875 | MINING, CHAMBERS | H | WUG | MINING | 1003 | N/A |  | N | 2020 | 2020 | 0 | 354 | 1095 | 1373 | 1658 | 1835 | 12664 | 20 | 1875 | MINING, CHAMBERS | H | WUG | MINING | 1003 | N/A | H | 36 | CHAMBERS | 0 | 2 | 7 | 8 | 10 | 11 | N
678 | EXPANDED USE OF GW | Expanded use of groundwater | H | 5 | EXISTING SOURCE OR EXPANDED USE OF AN EXISTING SOURCE (SURFACE WATER OR GROUNDWATER) | 6 | GROUNDWATER | 6 | OTHER INFRASTRUCTURE |  | 1801 | 1393 | GULF COAST AQUIFER | H | 36 | CHAMBERS | 8 | TRINITY | 1 | GROUNDWATER | 1 | NO WATER QUALITY IMPROVEMENTS |  | 1356 | 1 | Expanded use of groundwater | 229 | BEACH CITY | H | WUG | MUNICIPAL | 822 | CITY |  | N | 2020 | 2020 | 0 | 147 | 221 | 295 | 442 | 516 | 0 | 0 | 229 | BEACH CITY | H | WUG | MUNICIPAL | 822 | CITY | H | 36 | CHAMBERS | 0 | 2 | 3 | 4 | 6 | 7 | N
678 | EXPANDED USE OF GW | Expanded use of groundwater | H | 5 | EXISTING SOURCE OR EXPANDED USE OF AN EXISTING SOURCE (SURFACE WATER OR GROUNDWATER) | 6 | GROUNDWATER | 6 | OTHER INFRASTRUCTURE |  | 1801 | 1393 | GULF COAST AQUIFER | H | 36 | CHAMBERS | 8 | TRINITY | 1 | GROUNDWATER | 1 | NO WATER QUALITY IMPROVEMENTS |  | 2418 | 1 | Expanded use of groundwater | 1875 | MINING, CHAMBERS | H | WUG | MINING | 1003 | N/A |  | N | 2020 | 2020 | 0 | 74715 | 115702 | 114351 | 128601 | 136669 | 1368583 | 20 | 1875 | MINING, CHAMBERS | H | WUG | MINING | 1003 | N/A | H | 36 | CHAMBERS | 0 | 197 | 305 | 408 | 504 | 581 | N
678 | EXPANDED USE OF GW | Expanded use of groundwater | H | 5 | EXISTING SOURCE OR EXPANDED USE OF AN EXISTING SOURCE (SURFACE WATER OR GROUNDWATER) | 6 | GROUNDWATER | 6 | OTHER INFRASTRUCTURE |  | 1801 | 1393 | GULF COAST AQUIFER | H | 36 | CHAMBERS | 8 | TRINITY | 1 | GROUNDWATER | 1 | NO WATER QUALITY IMPROVEMENTS |  | 1357 | 1 | Expanded use of groundwater | 2074 | MONT BELVIEU | H | WUG | MUNICIPAL | 413 | CITY |  | N | 2020 | 2020 | 0 | 2136 | 4125 | 5672 | 7293 | 8913 | 0 | 0 | 2074 | MONT BELVIEU | H | WUG | MUNICIPAL | 413 | CITY | H | 36 | CHAMBERS | 0 | 29 | 56 | 77 | 99 | 121 | N
678 | EXPANDED USE OF GW | Expanded use of groundwater | H | 5 | EXISTING SOURCE OR EXPANDED USE OF AN EXISTING SOURCE (SURFACE WATER OR GROUNDWATER) | 6 | GROUNDWATER | 6 | OTHER INFRASTRUCTURE |  | 1801 | 1393 | GULF COAST AQUIFER | H | 36 | CHAMBERS | 8 | TRINITY | 1 | GROUNDWATER | 1 | NO WATER QUALITY IMPROVEMENTS |  | 4965 | 1 | Expanded use of groundwater | 2152 | OLD RIVER-WINFREE | H | WUG | MUNICIPAL | 727 | CITY |  | N | 2050 | 2050 | 0 | 0 | 0 | 0 | 74 | 221 | 0 | 0 | 2152 | OLD RIVER-WINFREE | H | WUG | MUNICIPAL | 727 | CITY | H | 36 | CHAMBERS | 0 | 0 | 0 | 0 | 1 | 3 | N
678 | EXPANDED USE OF GW | Expanded use of groundwater | H | 5 | EXISTING SOURCE OR EXPANDED USE OF AN EXISTING SOURCE (SURFACE WATER OR GROUNDWATER) | 6 | GROUNDWATER | 6 | OTHER INFRASTRUCTURE |  | 1827 | 1413 | GULF COAST AQUIFER | H | 36 | CHAMBERS | 9 | TRINITY-SAN JACINTO | 1 | GROUNDWATER | 1 | NO WATER QUALITY IMPROVEMENTS |  | 1356 | 1 | Expanded use of groundwater | 229 | BEACH CITY | H | WUG | MUNICIPAL | 822 | CITY |  | N | 2020 | 2020 | 0 | 1621 | 2578 | 3241 | 3831 | 4273 | 0 | 0 | 229 | BEACH CITY | H | WUG | MUNICIPAL | 822 | CITY | H | 36 | CHAMBERS | 0 | 22 | 35 | 44 | 52 | 58 | N
678 | EXPANDED USE OF GW | Expanded use of groundwater | H | 5 | EXISTING SOURCE OR EXPANDED USE OF AN EXISTING SOURCE (SURFACE WATER OR GROUNDWATER) | 6 | GROUNDWATER | 6 | OTHER INFRASTRUCTURE |  | 1827 | 1413 | GULF COAST AQUIFER | H | 36 | CHAMBERS | 9 | TRINITY-SAN JACINTO | 1 | GROUNDWATER | 1 | NO WATER QUALITY IMPROVEMENTS |  | 1353 | 1 | Expanded use of groundwater | 1647 | MANUFACTURING, CHAMBERS | H | WUG | MANUFACTURING | 1001 | N/A |  | N | 2020 | 2020 | 0 | 72444 | 74722 | 34922 | 31110 | 30005 | 463884 | 20 | 1647 | MANUFACTURING, CHAMBERS | H | WUG | MANUFACTURING | 1001 | N/A | H | 36 | CHAMBERS | 0 | 191 | 197 | 189 | 154 | 139 | N
678 | EXPANDED USE OF GW | Expanded use of groundwater | H | 5 | EXISTING SOURCE OR EXPANDED USE OF AN EXISTING SOURCE (SURFACE WATER OR GROUNDWATER) | 6 | GROUNDWATER | 6 | OTHER INFRASTRUCTURE |  | 1827 | 1413 | GULF COAST AQUIFER | H | 36 | CHAMBERS | 9 | TRINITY-SAN JACINTO | 1 | GROUNDWATER | 1 | NO WATER QUALITY IMPROVEMENTS |  | 1354 | 1 | Expanded use of groundwater | 1875 | MINING, CHAMBERS | H | WUG | MINING | 1003 | N/A |  | N | 2020 | 2020 | 0 | 36157 | 30558 | 9367 | 9367 | 9367 | 221098 | 20 | 1875 | MINING, CHAMBERS | H | WUG | MINING | 1003 | N/A | H | 36 | CHAMBERS | 0 | 102 | 26 | 0 | 0 | 0 | N
678 | EXPANDED USE OF GW | Expanded use of groundwater | H | 5 | EXISTING SOURCE OR EXPANDED USE OF AN EXISTING SOURCE (SURFACE WATER OR GROUNDWATER) | 6 | GROUNDWATER | 6 | OTHER INFRASTRUCTURE |  | 1827 | 1413 | GULF COAST AQUIFER | H | 36 | CHAMBERS | 9 | TRINITY-SAN JACINTO | 1 | GROUNDWATER | 1 | NO WATER QUALITY IMPROVEMENTS |  | 1357 | 1 | Expanded use of groundwater | 2074 | MONT BELVIEU | H | WUG | MUNICIPAL | 413 | CITY |  | N | 2020 | 2020 | 0 | 1694 | 2799 | 3536 | 4125 | 4567 | 0 | 0 | 2074 | MONT BELVIEU | H | WUG | MUNICIPAL | 413 | CITY | H | 36 | CHAMBERS | 0 | 23 | 38 | 48 | 56 | 62 | N
678 | EXPANDED USE OF GW | Expanded use of groundwater | H | 5 | EXISTING SOURCE OR EXPANDED USE OF AN EXISTING SOURCE (SURFACE WATER OR GROUNDWATER) | 6 | GROUNDWATER | 6 | OTHER INFRASTRUCTURE |  | 1831 | 1431 | GULF COAST AQUIFER | H | 79 | FORT BEND | 12 | BRAZOS | 1 | GROUNDWATER | 1 | NO WATER QUALITY IMPROVEMENTS |  | 2232 | 1 | Expanded use of groundwater | 230 | BEASLEY | H | WUG | MUNICIPAL | 1012 | CITY |  | N | 2020 | 2020 | 0 | 379 | 757 | 1312 | 1866 | 2214 | 18853 | 20 | 230 | BEASLEY | H | WUG | MUNICIPAL | 1012 | CITY | H | 79 | FORT BEND | 0 | 1 | 2 | 4 | 6 | 8 | N
678 | EXPANDED USE OF GW | Expanded use of groundwater | H | 5 | EXISTING SOURCE OR EXPANDED USE OF AN EXISTING SOURCE (SURFACE WATER OR GROUNDWATER) | 6 | GROUNDWATER | 6 | OTHER INFRASTRUCTURE |  | 1831 | 1431 | GULF COAST AQUIFER | H | 79 | FORT BEND | 12 | BRAZOS | 1 | GROUNDWATER | 1 | NO WATER QUALITY IMPROVEMENTS |  | 2233 | 1 | Expanded use of groundwater | 2106 | NEEDVILLE | H | WUG | MUNICIPAL | 428 | CITY |  | N | 2020 | 2020 | 0 | 16322 | 36819 | 48861 | 66992 | 90231 | 754021 | 20 | 2106 | NEEDVILLE | H | WUG | MUNICIPAL | 428 | CITY | H | 79 | FORT BEND | 0 | 43 | 97 | 152 | 229 | 320 | N
678 | EXPANDED USE OF GW | Expanded use of groundwater | H | 5 | EXISTING SOURCE OR EXPANDED USE OF AN EXISTING SOURCE (SURFACE WATER OR GROUNDWATER) | 6 | GROUNDWATER | 6 | OTHER INFRASTRUCTURE |  | 1831 | 1431 | GULF COAST AQUIFER | H | 79 | FORT BEND | 12 | BRAZOS | 1 | GROUNDWATER | 1 | NO WATER QUALITY IMPROVEMENTS |  | 2234 | 1 | Expanded use of groundwater | 2678 | NORTH FORT BEND WATER AUTHORITY | H | BOTH | MUNICIPAL | 8004 | CRU |  | N | 2020 | 2020 | 0 | 56911 | 45861 | 15058 | 15058 | 15058 | 353311 | 20 | 2678 | NORTH FORT BEND WATER AUTHORITY | H | BOTH | MUNICIPAL | 8004 | CRU | H | 79 | FORT BEND | 0 | 150 | 0 | 0 | 0 | 0 | N
678 | EXPANDED USE OF GW | Expanded use of groundwater | H | 5 | EXISTING SOURCE OR EXPANDED USE OF AN EXISTING SOURCE (SURFACE WATER OR GROUNDWATER) | 6 | GROUNDWATER | 6 | OTHER INFRASTRUCTURE |  | 1831 | 1431 | GULF COAST AQUIFER | H | 79 | FORT BEND | 12 | BRAZOS | 1 | GROUNDWATER | 1 | NO WATER QUALITY IMPROVEMENTS |  | 2235 | 1 | Expanded use of groundwater | 2210 | PLEAK | H | WUG | MUNICIPAL | 1053 | CITY |  | N | 2020 | 2020 | 0 | 23913 | 68313 | 100149 | 136440 | 181238 | 1505149 | 20 | 2210 | PLEAK | H | WUG | MUNICIPAL | 1053 | CITY | H | 79 | FORT BEND | 0 | 63 | 180 | 298 | 457 | 639 | N
678 | EXPANDED USE OF GW | Expanded use of groundwater | H | 5 | EXISTING SOURCE OR EXPANDED USE OF AN EXISTING SOURCE (SURFACE WATER OR GROUNDWATER) | 6 | GROUNDWATER | 6 | OTHER INFRASTRUCTURE |  | 1831 | 1431 | GULF COAST AQUIFER | H | 79 | FORT BEND | 12 | BRAZOS | 1 | GROUNDWATER | 1 | NO WATER QUALITY IMPROVEMENTS |  | 2236 | 1 | Expanded use of groundwater | 2362 | SIMONTON | H | WUG | MUNICIPAL | 1062 | CITY |  | N | 2020 | 2020 | 0 | 29605 | 65660 | 72032 | 98054 | 139812 | 1163829 | 20 | 2362 | SIMONTON | H | WUG | MUNICIPAL | 1062 | CITY | H | 79 | FORT BEND | 0 | 78 | 173 | 232 | 352 | 494 | N
678 | EXPANDED USE OF GW | Expanded use of groundwater | H | 5 | EXISTING SOURCE OR EXPANDED USE OF AN EXISTING SOURCE (SURFACE WATER OR GROUNDWATER) | 6 | GROUNDWATER | 6 | OTHER INFRASTRUCTURE |  | 1832 | 1443 | GULF COAST AQUIFER | H | 79 | FORT BEND | 13 | BRAZOS-COLORADO | 1 | GROUNDWATER | 1 | NO WATER QUALITY IMPROVEMENTS |  | 2391 | 1 | Expanded use of groundwater | 230 | BEASLEY | H | WUG | MUNICIPAL | 1012 | CITY |  | N | 2020 | 2020 | 0 | 4175 | 9110 | 12164 | 17086 | 23320 | 193237 | 20 | 230 | BEASLEY | H | WUG | MUNICIPAL | 1012 | CITY | H | 79 | FORT BEND | 0 | 11 | 24 | 38 | 58 | 82 | N
678 | EXPANDED USE OF GW | Expanded use of groundwater | H | 5 | EXISTING SOURCE OR EXPANDED USE OF AN EXISTING SOURCE (SURFACE WATER OR GROUNDWATER) | 6 | GROUNDWATER | 6 | OTHER INFRASTRUCTURE |  | 1832 | 1443 | GULF COAST AQUIFER | H | 79 | FORT BEND | 13 | BRAZOS-COLORADO | 1 | GROUNDWATER | 1 | NO WATER QUALITY IMPROVEMENTS |  | 2392 | 1 | Expanded use of groundwater | 2674 | KENDLETON | H | WUG | MUNICIPAL | 1081 | CITY |  | N | 2020 | 2020 | 0 | 16322 | 37958 | 56831 | 80797 | 111716 | 914183 | 20 | 2674 | KENDLETON | H | WUG | MUNICIPAL | 1081 | CITY | H | 79 | FORT BEND | 0 | 43 | 100 | 173 | 267 | 388 | N
678 | EXPANDED USE OF GW | Expanded use of groundwater | H | 5 | EXISTING SOURCE OR EXPANDED USE OF AN EXISTING SOURCE (SURFACE WATER OR GROUNDWATER) | 6 | GROUNDWATER | 6 | OTHER INFRASTRUCTURE |  | 1832 | 1443 | GULF COAST AQUIFER | H | 79 | FORT BEND | 13 | BRAZOS-COLORADO | 1 | GROUNDWATER | 1 | NO WATER QUALITY IMPROVEMENTS |  | 2393 | 1 | Expanded use of groundwater | 1911 | MINING, FORT BEND | H | WUG | MINING | 1003 | N/A |  | N | 2020 | 2020 | 0 | 1519 | 1519 | 1456 | 1835 | 2183 | 21209 | 20 | 1911 | MINING, FORT BEND | H | WUG | MINING | 1003 | N/A | H | 79 | FORT BEND | 0 | 4 | 4 | 6 | 7 | 9 | N
678 | EXPANDED USE OF GW | Expanded use of groundwater | H | 5 | EXISTING SOURCE OR EXPANDED USE OF AN EXISTING SOURCE (SURFACE WATER OR GROUNDWATER) | 6 | GROUNDWATER | 6 | OTHER INFRASTRUCTURE |  | 1832 | 1443 | GULF COAST AQUIFER | H | 79 | FORT BEND | 13 | BRAZOS-COLORADO | 1 | GROUNDWATER | 1 | NO WATER QUALITY IMPROVEMENTS |  | 2394 | 1 | Expanded use of groundwater | 2106 | NEEDVILLE | H | WUG | MUNICIPAL | 428 | CITY |  | N | 2020 | 2020 | 0 | 20118 | 44789 | 59331 | 80895 | 108875 | 911848 | 20 | 2106 | NEEDVILLE | H | WUG | MUNICIPAL | 428 | CITY | H | 79 | FORT BEND | 0 | 53 | 118 | 185 | 277 | 387 | N
678 | EXPANDED USE OF GW | Expanded use of groundwater | H | 5 | EXISTING SOURCE OR EXPANDED USE OF AN EXISTING SOURCE (SURFACE WATER OR GROUNDWATER) | 6 | GROUNDWATER | 6 | OTHER INFRASTRUCTURE |  | 1813 | 1416 | GULF COAST AQUIFER | H | 79 | FORT BEND | 10 | SAN JACINTO | 1 | GROUNDWATER | 1 | NO WATER QUALITY IMPROVEMENTS |  | 1243 | 1 | Expanded use of groundwater | 2071 | MISSOURI CITY | H | BOTH | MUNICIPAL | 409 | CITY |  | N | 2010 | 2010 | 0 | 0 | 0 | 0 | 0 | 0 | 0 | 0 | 2071 | MISSOURI CITY | H | BOTH | MUNICIPAL | 409 | CITY | H | 79 | FORT BEND | 0 | 0 | 0 | 0 | 0 | 0 | N
678 | EXPANDED USE OF GW | Expanded use of groundwater | H | 5 | EXISTING SOURCE OR EXPANDED USE OF AN EXISTING SOURCE (SURFACE WATER OR GROUNDWATER) | 6 | GROUNDWATER | 6 | OTHER INFRASTRUCTURE |  | 1828 | 1425 | GULF COAST AQUIFER | H | 79 | FORT BEND | 11 | SAN JACINTO-BRAZOS | 1 | GROUNDWATER | 1 | NO WATER QUALITY IMPROVEMENTS |  | 2234 | 1 | Expanded use of groundwater | 2678 | NORTH FORT BEND WATER AUTHORITY | H | BOTH | MUNICIPAL | 8004 | CRU |  | N | 2020 | 2020 | 0 | 1918953 | 1634091 | 581471 | 577788 | 573957 | 12042199 | 20 | 2678 | NORTH FORT BEND WATER AUTHORITY | H | BOTH | MUNICIPAL | 8004 | CRU | H | 79 | FORT BEND | 0 | 6440 | 2725 | 2725 | 2725 | 2725 | N
678 | EXPANDED USE OF GW | Expanded use of groundwater | H | 5 | EXISTING SOURCE OR EXPANDED USE OF AN EXISTING SOURCE (SURFACE WATER OR GROUNDWATER) | 6 | GROUNDWATER | 6 | OTHER INFRASTRUCTURE |  | 1829 | 1391 | GULF COAST AQUIFER | H | 84 | GALVESTON | 7 | NECHES-TRINITY | 1 | GROUNDWATER | 1 | NO WATER QUALITY IMPROVEMENTS |  | 5323 | 1 | Expanded use of groundwater | 1916 | MINING, GALVESTON | H | WUG | MINING | 1003 | N/A |  | N | 2030 | 2030 | 0 | 0 | 379 | 379 | 174 | 174 | 2357 | 20 | 1916 | MINING, GALVESTON | H | WUG | MINING | 1003 | N/A | H | 84 | GALVESTON | 0 | 0 | 1 | 1 | 1 | 1 | N
678 | EXPANDED USE OF GW | Expanded use of groundwater | H | 5 | EXISTING SOURCE OR EXPANDED USE OF AN EXISTING SOURCE (SURFACE WATER OR GROUNDWATER) | 6 | GROUNDWATER | 6 | OTHER INFRASTRUCTURE |  | 1835 | 1426 | GULF COAST AQUIFER | H | 84 | GALVESTON | 11 | SAN JACINTO-BRAZOS | 1 | GROUNDWATER | 1 | NO WATER QUALITY IMPROVEMENTS |  | 2485 | 1 | Expanded use of groundwater | 227 | BAYOU VISTA | H | WUG | MUNICIPAL | 759 | CITY |  | N | 2020 | 2020 | 0 | 1138 | 1517 | 901 | 696 | 696 | 9427 | 20 | 227 | BAYOU VISTA | H | WUG | MUNICIPAL | 759 | CITY | H | 84 | GALVESTON | 0 | 3 | 4 | 4 | 4 | 4 | N
678 | EXPANDED USE OF GW | Expanded use of groundwater | H | 5 | EXISTING SOURCE OR EXPANDED USE OF AN EXISTING SOURCE (SURFACE WATER OR GROUNDWATER) | 6 | GROUNDWATER | 6 | OTHER INFRASTRUCTURE |  | 1835 | 1426 | GULF COAST AQUIFER | H | 84 | GALVESTON | 11 | SAN JACINTO-BRAZOS | 1 | GROUNDWATER | 1 | NO WATER QUALITY IMPROVEMENTS |  | 2486 | 1 | Expanded use of groundwater | 368 | CLEAR LAKE SHORES | H | WUG | MUNICIPAL | 764 | CITY |  | N | 2020 | 2020 | 0 | 74 | 74 | 74 | 74 | 74 | 0 | 0 | 368 | CLEAR LAKE SHORES | H | WUG | MUNICIPAL | 764 | CITY | H | 84 | GALVESTON | 0 | 1 | 1 | 1 | 1 | 1 | N
678 | EXPANDED USE OF GW | Expanded use of groundwater | H | 5 | EXISTING SOURCE OR EXPANDED USE OF AN EXISTING SOURCE (SURFACE WATER OR GROUNDWATER) | 6 | GROUNDWATER | 6 | OTHER INFRASTRUCTURE |  | 1835 | 1426 | GULF COAST AQUIFER | H | 84 | GALVESTON | 11 | SAN JACINTO-BRAZOS | 1 | GROUNDWATER | 1 | NO WATER QUALITY IMPROVEMENTS |  | 2487 | 1 | Expanded use of groundwater | 714 | DICKINSON | H | WUG | MUNICIPAL | 165 | CITY |  | N | 2020 | 2020 | 0 | 2431 | 3683 | 3683 | 3683 | 3683 | 0 | 0 | 714 | DICKINSON | H | WUG | MUNICIPAL | 165 | CITY | H | 84 | GALVESTON | 0 | 33 | 50 | 50 | 50 | 50 | N
678 | EXPANDED USE OF GW | Expanded use of groundwater | H | 5 | EXISTING SOURCE OR EXPANDED USE OF AN EXISTING SOURCE (SURFACE WATER OR GROUNDWATER) | 6 | GROUNDWATER | 6 | OTHER INFRASTRUCTURE |  | 1835 | 1426 | GULF COAST AQUIFER | H | 84 | GALVESTON | 11 | SAN JACINTO-BRAZOS | 1 | GROUNDWATER | 1 | NO WATER QUALITY IMPROVEMENTS |  | 2488 | 1 | Expanded use of groundwater | 817 | FRIENDSWOOD | H | WUG | MUNICIPAL | 219 | CITY |  | N | 2020 | 2020 | 0 | 10629 | 15184 | 9283 | 6966 | 6966 | 94262 | 20 | 817 | FRIENDSWOOD | H | WUG | MUNICIPAL | 219 | CITY | H | 84 | GALVESTON | 0 | 28 | 40 | 38 | 40 | 40 | N
678 | EXPANDED USE OF GW | Expanded use of groundwater | H | 5 | EXISTING SOURCE OR EXPANDED USE OF AN EXISTING SOURCE (SURFACE WATER OR GROUNDWATER) | 6 | GROUNDWATER | 6 | OTHER INFRASTRUCTURE |  | 1835 | 1426 | GULF COAST AQUIFER | H | 84 | GALVESTON | 11 | SAN JACINTO-BRAZOS | 1 | GROUNDWATER | 1 | NO WATER QUALITY IMPROVEMENTS |  | 2489 | 1 | Expanded use of groundwater | 826 | GALVESTON COUNTY MUD #1 | H | WUG | MUNICIPAL | 4135 | UTILITY |  | N | 2020 | 2020 | 0 | 1897 | 3035 | 2008 | 1392 | 1392 | 18853 | 20 | 826 | GALVESTON COUNTY MUD #1 | H | WUG | MUNICIPAL | 4135 | UTILITY | H | 84 | GALVESTON | 0 | 5 | 8 | 8 | 8 | 8 | N
678 | EXPANDED USE OF GW | Expanded use of groundwater | H | 5 | EXISTING SOURCE OR EXPANDED USE OF AN EXISTING SOURCE (SURFACE WATER OR GROUNDWATER) | 6 | GROUNDWATER | 6 | OTHER INFRASTRUCTURE |  | 1835 | 1426 | GULF COAST AQUIFER | H | 84 | GALVESTON | 11 | SAN JACINTO-BRAZOS | 1 | GROUNDWATER | 1 | NO WATER QUALITY IMPROVEMENTS |  | 2490 | 1 | Expanded use of groundwater | 827 | GALVESTON COUNTY WCID #12 | H | WUG | MUNICIPAL | 4136 | UTILITY |  | N | 2020 | 2020 | 0 | 1138 | 1517 | 901 | 696 | 696 | 9427 | 20 | 827 | GALVESTON COUNTY WCID #12 | H | WUG | MUNICIPAL | 4136 | UTILITY | H | 84 | GALVESTON | 0 | 3 | 4 | 4 | 4 | 4 | N
678 | EXPANDED USE OF GW | Expanded use of groundwater | H | 5 | EXISTING SOURCE OR EXPANDED USE OF AN EXISTING SOURCE (SURFACE WATER OR GROUNDWATER) | 6 | GROUNDWATER | 6 | OTHER INFRASTRUCTURE |  | 1835 | 1426 | GULF COAST AQUIFER | H | 84 | GALVESTON | 11 | SAN JACINTO-BRAZOS | 1 | GROUNDWATER | 1 | NO WATER QUALITY IMPROVEMENTS |  | 2491 | 1 | Expanded use of groundwater | 950 | HITCHCOCK | H | WUG | MUNICIPAL | 279 | CITY |  | N | 2020 | 2020 | 0 | 379 | 305 | 100 | 100 | 100 | 2357 | 20 | 950 | HITCHCOCK | H | WUG | MUNICIPAL | 279 | CITY | H | 84 | GALVESTON | 0 | 1 | 0 | 0 | 0 | 0 | N
678 | EXPANDED USE OF GW | Expanded use of groundwater | H | 5 | EXISTING SOURCE OR EXPANDED USE OF AN EXISTING SOURCE (SURFACE WATER OR GROUNDWATER) | 6 | GROUNDWATER | 6 | OTHER INFRASTRUCTURE |  | 1835 | 1426 | GULF COAST AQUIFER | H | 84 | GALVESTON | 11 | SAN JACINTO-BRAZOS | 1 | GROUNDWATER | 1 | NO WATER QUALITY IMPROVEMENTS |  | 2492 | 1 | Expanded use of groundwater | 1225 | JAMAICA BEACH | H | WUG | MUNICIPAL | 886 | CITY |  | N | 2020 | 2020 | 0 | 1519 | 2657 | 1835 | 1219 | 1219 | 16496 | 20 | 1225 | JAMAICA BEACH | H | WUG | MUNICIPAL | 886 | CITY | H | 84 | GALVESTON | 0 | 4 | 7 | 7 | 7 | 7 | N
678 | EXPANDED USE OF GW | Expanded use of groundwater | H | 5 | EXISTING SOURCE OR EXPANDED USE OF AN EXISTING SOURCE (SURFACE WATER OR GROUNDWATER) | 6 | GROUNDWATER | 6 | OTHER INFRASTRUCTURE |  | 1835 | 1426 | GULF COAST AQUIFER | H | 84 | GALVESTON | 11 | SAN JACINTO-BRAZOS | 1 | GROUNDWATER | 1 | NO WATER QUALITY IMPROVEMENTS |  | 2493 | 1 | Expanded use of groundwater | 1252 | KEMAH | H | WUG | MUNICIPAL | 316 | CITY |  | N | 2020 | 2020 | 0 | 295 | 516 | 516 | 516 | 516 | 0 | 0 | 1252 | KEMAH | H | WUG | MUNICIPAL | 316 | CITY | H | 84 | GALVESTON | 0 | 4 | 7 | 7 | 7 | 7 | N
678 | EXPANDED USE OF GW | Expanded use of groundwater | H | 5 | EXISTING SOURCE OR EXPANDED USE OF AN EXISTING SOURCE (SURFACE WATER OR GROUNDWATER) | 6 | GROUNDWATER | 6 | OTHER INFRASTRUCTURE |  | 1835 | 1426 | GULF COAST AQUIFER | H | 84 | GALVESTON | 11 | SAN JACINTO-BRAZOS | 1 | GROUNDWATER | 1 | NO WATER QUALITY IMPROVEMENTS |  | 2494 | 1 | Expanded use of groundwater | 1309 | LEAGUE CITY | H | WUG | MUNICIPAL | 350 | CITY |  | N | 2020 | 2020 | 0 | 5672 | 8766 | 8766 | 8766 | 8766 | 0 | 0 | 1309 | LEAGUE CITY | H | WUG | MUNICIPAL | 350 | CITY | H | 84 | GALVESTON | 0 | 77 | 119 | 119 | 119 | 119 | N
678 | EXPANDED USE OF GW | Expanded use of groundwater | H | 5 | EXISTING SOURCE OR EXPANDED USE OF AN EXISTING SOURCE (SURFACE WATER OR GROUNDWATER) | 6 | GROUNDWATER | 6 | OTHER INFRASTRUCTURE |  | 1835 | 1426 | GULF COAST AQUIFER | H | 84 | GALVESTON | 11 | SAN JACINTO-BRAZOS | 1 | GROUNDWATER | 1 | NO WATER QUALITY IMPROVEMENTS |  | 2495 | 1 | Expanded use of groundwater | 1415 | LIVESTOCK, GALVESTON | H | WUG | LIVESTOCK | 1005 | N/A |  | N | 2020 | 2020 | 0 | 835 | 2170 | 1568 | 605 | 605 | 17945 | 20 | 1415 | LIVESTOCK, GALVESTON | H | WUG | LIVESTOCK | 1005 | N/A | H | 84 | GALVESTON | 0 | 10 | 26 | 26 | 26 | 26 | N
678 | EXPANDED USE OF GW | Expanded use of groundwater | H | 5 | EXISTING SOURCE OR EXPANDED USE OF AN EXISTING SOURCE (SURFACE WATER OR GROUNDWATER) | 6 | GROUNDWATER | 6 | OTHER INFRASTRUCTURE |  | 1835 | 1426 | GULF COAST AQUIFER | H | 84 | GALVESTON | 11 | SAN JACINTO-BRAZOS | 1 | GROUNDWATER | 1 | NO WATER QUALITY IMPROVEMENTS |  | 2496 | 1 | Expanded use of groundwater | 1672 | MANUFACTURING, GALVESTON | H | WUG | MANUFACTURING | 1001 | N/A |  | N | 2020 | 2020 | 0 | 87959 | 228723 | 181113 | 104916 | 104916 | 1420055 | 20 | 1672 | MANUFACTURING, GALVESTON | H | WUG | MANUFACTURING | 1001 | N/A | H | 84 | GALVESTON | 0 | 232 | 604 | 604 | 604 | 604 | N
678 | EXPANDED USE OF GW | Expanded use of groundwater | H | 5 | EXISTING SOURCE OR EXPANDED USE OF AN EXISTING SOURCE (SURFACE WATER OR GROUNDWATER) | 6 | GROUNDWATER | 6 | OTHER INFRASTRUCTURE |  | 1835 | 1426 | GULF COAST AQUIFER | H | 84 | GALVESTON | 11 | SAN JACINTO-BRAZOS | 1 | GROUNDWATER | 1 | NO WATER QUALITY IMPROVEMENTS |  | 2497 | 1 | Expanded use of groundwater | 1916 | MINING, GALVESTON | H | WUG | MINING | 1003 | N/A |  | N | 2020 | 2020 | 0 | 74 | 74 | 74 | 74 | 74 | 0 | 0 | 1916 | MINING, GALVESTON | H | WUG | MINING | 1003 | N/A | H | 84 | GALVESTON | 0 | 1 | 1 | 1 | 1 | 1 | N
678 | EXPANDED USE OF GW | Expanded use of groundwater | H | 5 | EXISTING SOURCE OR EXPANDED USE OF AN EXISTING SOURCE (SURFACE WATER OR GROUNDWATER) | 6 | GROUNDWATER | 6 | OTHER INFRASTRUCTURE |  | 1835 | 1426 | GULF COAST AQUIFER | H | 84 | GALVESTON | 11 | SAN JACINTO-BRAZOS | 1 | GROUNDWATER | 1 | NO WATER QUALITY IMPROVEMENTS |  | 2498 | 1 | Expanded use of groundwater | 2323 | SAN LEON MUD | H | WUG | MUNICIPAL | 4329 | UTILITY |  | N | 2020 | 2020 | 0 | 1519 | 1897 | 1075 | 870 | 870 | 11783 | 20 | 2323 | SAN LEON MUD | H | WUG | MUNICIPAL | 4329 | UTILITY | H | 84 | GALVESTON | 0 | 4 | 5 | 5 | 5 | 5 | N
678 | EXPANDED USE OF GW | Expanded use of groundwater | H | 5 | EXISTING SOURCE OR EXPANDED USE OF AN EXISTING SOURCE (SURFACE WATER OR GROUNDWATER) | 6 | GROUNDWATER | 6 | OTHER INFRASTRUCTURE |  | 1835 | 1426 | GULF COAST AQUIFER | H | 84 | GALVESTON | 11 | SAN JACINTO-BRAZOS | 1 | GROUNDWATER | 1 | NO WATER QUALITY IMPROVEMENTS |  | 2499 | 1 | Expanded use of groundwater | 2425 | STEAM ELECTRIC POWER, GALVESTON | H | WUG | STEAM ELECTRIC | 1002 | N/A |  | N | 2020 | 2020 | 0 | 29540 | 34549 | 34549 | 34549 | 34549 | 0 | 0 | 2425 | STEAM ELECTRIC POWER, GALVESTON | H | WUG | STEAM ELECTRIC | 1002 | N/A | H | 84 | GALVESTON | 0 | 401 | 469 | 469 | 469 | 469 | N
678 | EXPANDED USE OF GW | Expanded use of groundwater | H | 5 | EXISTING SOURCE OR EXPANDED USE OF AN EXISTING SOURCE (SURFACE WATER OR GROUNDWATER) | 6 | GROUNDWATER | 6 | OTHER INFRASTRUCTURE |  | 1835 | 1426 | GULF COAST AQUIFER | H | 84 | GALVESTON | 11 | SAN JACINTO-BRAZOS | 1 | GROUNDWATER | 1 | NO WATER QUALITY IMPROVEMENTS |  | 2500 | 1 | Expanded use of groundwater | 2526 | TIKI ISLAND | H | WUG | MUNICIPAL | 973 | CITY |  | N | 2020 | 2020 | 0 | 1519 | 2278 | 1456 | 1045 | 1045 | 14139 | 20 | 2526 | TIKI ISLAND | H | WUG | MUNICIPAL | 973 | CITY | H | 84 | GALVESTON | 0 | 4 | 6 | 6 | 6 | 6 | N
678 | EXPANDED USE OF GW | Expanded use of groundwater | H | 5 | EXISTING SOURCE OR EXPANDED USE OF AN EXISTING SOURCE (SURFACE WATER OR GROUNDWATER) | 6 | GROUNDWATER | 6 | OTHER INFRASTRUCTURE |  | 1809 | 1417 | GULF COAST AQUIFER | H | 101 | HARRIS | 10 | SAN JACINTO | 1 | GROUNDWATER | 1 | NO WATER QUALITY IMPROVEMENTS |  | 1244 | 1 | Expanded use of groundwater | 228 | BAYTOWN | H | WUG | MUNICIPAL | 42 | CITY |  | N | 2020 | 2020 | 0 | 379 | 379 | 174 | 552 | 1312 | 9427 | 20 | 228 | BAYTOWN | H | WUG | MUNICIPAL | 42 | CITY | H | 101 | HARRIS | 0 | 1 | 1 | 1 | 2 | 4 | N
678 | EXPANDED USE OF GW | Expanded use of groundwater | H | 5 | EXISTING SOURCE OR EXPANDED USE OF AN EXISTING SOURCE (SURFACE WATER OR GROUNDWATER) | 6 | GROUNDWATER | 6 | OTHER INFRASTRUCTURE |  | 1809 | 1417 | GULF COAST AQUIFER | H | 101 | HARRIS | 10 | SAN JACINTO | 1 | GROUNDWATER | 1 | NO WATER QUALITY IMPROVEMENTS |  | 1245 | 1 | Expanded use of groundwater | 236 | BELLAIRE | H | WUG | MUNICIPAL | 46 | CITY |  | N | 2020 | 2020 | 0 | 19738 | 39475 | 28792 | 18109 | 18109 | 245070 | 20 | 236 | BELLAIRE | H | WUG | MUNICIPAL | 46 | CITY | H | 101 | HARRIS | 0 | 52 | 104 | 104 | 104 | 104 | N
678 | EXPANDED USE OF GW | Expanded use of groundwater | H | 5 | EXISTING SOURCE OR EXPANDED USE OF AN EXISTING SOURCE (SURFACE WATER OR GROUNDWATER) | 6 | GROUNDWATER | 6 | OTHER INFRASTRUCTURE |  | 1809 | 1417 | GULF COAST AQUIFER | H | 101 | HARRIS | 10 | SAN JACINTO | 1 | GROUNDWATER | 1 | NO WATER QUALITY IMPROVEMENTS |  | 1246 | 1 | Expanded use of groundwater | 367 | CLEAR BROOK CITY MUD WOODMEADOWS | H | WUG | MUNICIPAL | 4063 | UTILITY |  | N | 2020 | 2020 | 0 | 6833 | 14425 | 10727 | 6618 | 6618 | 89549 | 20 | 367 | CLEAR BROOK CITY MUD WOODMEADOWS | H | WUG | MUNICIPAL | 4063 | UTILITY | H | 101 | HARRIS | 0 | 18 | 38 | 38 | 38 | 38 | N
678 | EXPANDED USE OF GW | Expanded use of groundwater | H | 5 | EXISTING SOURCE OR EXPANDED USE OF AN EXISTING SOURCE (SURFACE WATER OR GROUNDWATER) | 6 | GROUNDWATER | 6 | OTHER INFRASTRUCTURE |  | 1809 | 1417 | GULF COAST AQUIFER | H | 101 | HARRIS | 10 | SAN JACINTO | 1 | GROUNDWATER | 1 | NO WATER QUALITY IMPROVEMENTS |  | 1247 | 1 | Expanded use of groundwater | 673 | CROSBY MUD | H | WUG | MUNICIPAL | 4078 | UTILITY |  | N | 2020 | 2020 | 0 | 5314 | 10249 | 7373 | 4702 | 4702 | 63627 | 20 | 673 | CROSBY MUD | H | WUG | MUNICIPAL | 4078 | UTILITY | H | 101 | HARRIS | 0 | 14 | 27 | 27 | 27 | 27 | N
678 | EXPANDED USE OF GW | Expanded use of groundwater | H | 5 | EXISTING SOURCE OR EXPANDED USE OF AN EXISTING SOURCE (SURFACE WATER OR GROUNDWATER) | 6 | GROUNDWATER | 6 | OTHER INFRASTRUCTURE |  | 1809 | 1417 | GULF COAST AQUIFER | H | 101 | HARRIS | 10 | SAN JACINTO | 1 | GROUNDWATER | 1 | NO WATER QUALITY IMPROVEMENTS |  | 1248 | 1 | Expanded use of groundwater | 705 | DEER PARK | H | WUG | MUNICIPAL | 154 | CITY |  | N | 2030 | 2030 | 0 | 0 | 759 | 759 | 348 | 348 | 4713 | 20 | 705 | DEER PARK | H | WUG | MUNICIPAL | 154 | CITY | H | 101 | HARRIS | 0 | 0 | 2 | 2 | 2 | 2 | N
678 | EXPANDED USE OF GW | Expanded use of groundwater | H | 5 | EXISTING SOURCE OR EXPANDED USE OF AN EXISTING SOURCE (SURFACE WATER OR GROUNDWATER) | 6 | GROUNDWATER | 6 | OTHER INFRASTRUCTURE |  | 1809 | 1417 | GULF COAST AQUIFER | H | 101 | HARRIS | 10 | SAN JACINTO | 1 | GROUNDWATER | 1 | NO WATER QUALITY IMPROVEMENTS |  | 1249 | 1 | Expanded use of groundwater | 825 | GALENA PARK | H | WUG | MUNICIPAL | 226 | CITY |  | N | 2030 | 2030 | 0 | 0 | 759 | 759 | 348 | 348 | 4713 | 20 | 825 | GALENA PARK | H | WUG | MUNICIPAL | 226 | CITY | H | 101 | HARRIS | 0 | 0 | 2 | 2 | 2 | 2 | N
678 | EXPANDED USE OF GW | Expanded use of groundwater | H | 5 | EXISTING SOURCE OR EXPANDED USE OF AN EXISTING SOURCE (SURFACE WATER OR GROUNDWATER) | 6 | GROUNDWATER | 6 | OTHER INFRASTRUCTURE |  | 1809 | 1417 | GULF COAST AQUIFER | H | 101 | HARRIS | 10 | SAN JACINTO | 1 | GROUNDWATER | 1 | NO WATER QUALITY IMPROVEMENTS |  | 1250 | 1 | Expanded use of groundwater | 887 | HARRIS COUNTY FWSD #6 | H | WUG | MUNICIPAL | 4151 | UTILITY |  | N | 2020 | 2020 | 0 | 1897 | 3416 | 2389 | 1567 | 1567 | 21209 | 20 | 887 | HARRIS COUNTY FWSD #6 | H | WUG | MUNICIPAL | 4151 | UTILITY | H | 101 | HARRIS | 0 | 5 | 9 | 9 | 9 | 9 | N
678 | EXPANDED USE OF GW | Expanded use of groundwater | H | 5 | EXISTING SOURCE OR EXPANDED USE OF AN EXISTING SOURCE (SURFACE WATER OR GROUNDWATER) | 6 | GROUNDWATER | 6 | OTHER INFRASTRUCTURE |  | 1809 | 1417 | GULF COAST AQUIFER | H | 101 | HARRIS | 10 | SAN JACINTO | 1 | GROUNDWATER | 1 | NO WATER QUALITY IMPROVEMENTS |  | 1251 | 1 | Expanded use of groundwater | 906 | HARRIS COUNTY MUD #53 | H | WUG | MUNICIPAL | 4186 | UTILITY |  | N | 2020 | 2020 | 0 | 34158 | 66040 | 47552 | 30296 | 30296 | 409976 | 20 | 906 | HARRIS COUNTY MUD #53 | H | WUG | MUNICIPAL | 4186 | UTILITY | H | 101 | HARRIS | 0 | 90 | 174 | 174 | 174 | 174 | N
678 | EXPANDED USE OF GW | Expanded use of groundwater | H | 5 | EXISTING SOURCE OR EXPANDED USE OF AN EXISTING SOURCE (SURFACE WATER OR GROUNDWATER) | 6 | GROUNDWATER | 6 | OTHER INFRASTRUCTURE |  | 1809 | 1417 | GULF COAST AQUIFER | H | 101 | HARRIS | 10 | SAN JACINTO | 1 | GROUNDWATER | 1 | NO WATER QUALITY IMPROVEMENTS |  | 1252 | 1 | Expanded use of groundwater | 908 | HARRIS COUNTY MUD #8 | H | WUG | MUNICIPAL | 4189 | UTILITY |  | N | 2020 | 2020 | 0 | 4555 | 8730 | 6265 | 4005 | 4005 | 54201 | 20 | 908 | HARRIS COUNTY MUD #8 | H | WUG | MUNICIPAL | 4189 | UTILITY | H | 101 | HARRIS | 0 | 12 | 23 | 23 | 23 | 23 | N
678 | EXPANDED USE OF GW | Expanded use of groundwater | H | 5 | EXISTING SOURCE OR EXPANDED USE OF AN EXISTING SOURCE (SURFACE WATER OR GROUNDWATER) | 6 | GROUNDWATER | 6 | OTHER INFRASTRUCTURE |  | 1809 | 1417 | GULF COAST AQUIFER | H | 101 | HARRIS | 10 | SAN JACINTO | 1 | GROUNDWATER | 1 | NO WATER QUALITY IMPROVEMENTS |  | 1253 | 1 | Expanded use of groundwater | 913 | HARRIS COUNTY WCID #21 | H | WUG | MUNICIPAL | 4196 | UTILITY |  | N | 2020 | 2020 | 0 | 1897 | 3416 | 2389 | 1567 | 1567 | 21209 | 20 | 913 | HARRIS COUNTY WCID #21 | H | WUG | MUNICIPAL | 4196 | UTILITY | H | 101 | HARRIS | 0 | 5 | 9 | 9 | 9 | 9 | N
678 | EXPANDED USE OF GW | Expanded use of groundwater | H | 5 | EXISTING SOURCE OR EXPANDED USE OF AN EXISTING SOURCE (SURFACE WATER OR GROUNDWATER) | 6 | GROUNDWATER | 6 | OTHER INFRASTRUCTURE |  | 1809 | 1417 | GULF COAST AQUIFER | H | 101 | HARRIS | 10 | SAN JACINTO | 1 | GROUNDWATER | 1 | NO WATER QUALITY IMPROVEMENTS |  | 1254 | 1 | Expanded use of groundwater | 914 | HARRIS COUNTY WCID #36 | H | WUG | MUNICIPAL | 4197 | UTILITY |  | N | 2020 | 2020 | 0 | 10249 | 15184 | 9637 | 6966 | 6966 | 94262 | 20 | 914 | HARRIS COUNTY WCID #36 | H | WUG | MUNICIPAL | 4197 | UTILITY | H | 101 | HARRIS | 0 | 27 | 40 | 40 | 40 | 40 | N
678 | EXPANDED USE OF GW | Expanded use of groundwater | H | 5 | EXISTING SOURCE OR EXPANDED USE OF AN EXISTING SOURCE (SURFACE WATER OR GROUNDWATER) | 6 | GROUNDWATER | 6 | OTHER INFRASTRUCTURE |  | 1809 | 1417 | GULF COAST AQUIFER | H | 101 | HARRIS | 10 | SAN JACINTO | 1 | GROUNDWATER | 1 | NO WATER QUALITY IMPROVEMENTS |  | 1255 | 1 | Expanded use of groundwater | 915 | HARRIS COUNTY WCID #50 | H | WUG | MUNICIPAL | 4198 | UTILITY |  | N | 2020 | 2020 | 0 | 1897 | 4175 | 3148 | 1915 | 1915 | 25922 | 20 | 915 | HARRIS COUNTY WCID #50 | H | WUG | MUNICIPAL | 4198 | UTILITY | H | 101 | HARRIS | 0 | 5 | 11 | 11 | 11 | 11 | N
678 | EXPANDED USE OF GW | Expanded use of groundwater | H | 5 | EXISTING SOURCE OR EXPANDED USE OF AN EXISTING SOURCE (SURFACE WATER OR GROUNDWATER) | 6 | GROUNDWATER | 6 | OTHER INFRASTRUCTURE |  | 1809 | 1417 | GULF COAST AQUIFER | H | 101 | HARRIS | 10 | SAN JACINTO | 1 | GROUNDWATER | 1 | NO WATER QUALITY IMPROVEMENTS |  | 1256 | 1 | Expanded use of groundwater | 917 | HARRIS COUNTY WCID #84 | H | WUG | MUNICIPAL | 4200 | UTILITY |  | N | 2030 | 2030 | 0 | 0 | 379 | 379 | 174 | 174 | 2357 | 20 | 917 | HARRIS COUNTY WCID #84 | H | WUG | MUNICIPAL | 4200 | UTILITY | H | 101 | HARRIS | 0 | 0 | 1 | 1 | 1 | 1 | N
678 | EXPANDED USE OF GW | Expanded use of groundwater | H | 5 | EXISTING SOURCE OR EXPANDED USE OF AN EXISTING SOURCE (SURFACE WATER OR GROUNDWATER) | 6 | GROUNDWATER | 6 | OTHER INFRASTRUCTURE |  | 1809 | 1417 | GULF COAST AQUIFER | H | 101 | HARRIS | 10 | SAN JACINTO | 1 | GROUNDWATER | 1 | NO WATER QUALITY IMPROVEMENTS |  | 1242 | 1 | Expanded use of groundwater | 76 | HOUSTON | H | BOTH | MUNICIPAL | 285 | CITY |  | N | 2020 | 2020 | 0 | 78500 | 128587 | 86098 | 58988 | 58988 | 798300 | 20 | 76 | HOUSTON | H | BOTH | MUNICIPAL | 285 | CITY | H | 101 | HARRIS | 0 | 7605 | 14647 | 14647 | 14647 | 14647 | N
678 | EXPANDED USE OF GW | Expanded use of groundwater | H | 5 | EXISTING SOURCE OR EXPANDED USE OF AN EXISTING SOURCE (SURFACE WATER OR GROUNDWATER) | 6 | GROUNDWATER | 6 | OTHER INFRASTRUCTURE |  | 1809 | 1417 | GULF COAST AQUIFER | H | 101 | HARRIS | 10 | SAN JACINTO | 1 | GROUNDWATER | 1 | NO WATER QUALITY IMPROVEMENTS |  | 1257 | 1 | Expanded use of groundwater | 967 | HUNTERS CREEK VILLAGE | H | WUG | MUNICIPAL | 290 | CITY |  | N | 2020 | 2020 | 0 | 9110 | 17840 | 12909 | 8184 | 8184 | 110758 | 20 | 967 | HUNTERS CREEK VILLAGE | H | WUG | MUNICIPAL | 290 | CITY | H | 101 | HARRIS | 0 | 24 | 47 | 47 | 47 | 47 | N
678 | EXPANDED USE OF GW | Expanded use of groundwater | H | 5 | EXISTING SOURCE OR EXPANDED USE OF AN EXISTING SOURCE (SURFACE WATER OR GROUNDWATER) | 6 | GROUNDWATER | 6 | OTHER INFRASTRUCTURE |  | 1809 | 1417 | GULF COAST AQUIFER | H | 101 | HARRIS | 10 | SAN JACINTO | 1 | GROUNDWATER | 1 | NO WATER QUALITY IMPROVEMENTS |  | 1258 | 1 | Expanded use of groundwater | 1222 | JACINTO CITY | H | WUG | MUNICIPAL | 301 | CITY |  | N | 2020 | 2020 | 0 | 3416 | 8351 | 6502 | 3831 | 3831 | 51844 | 20 | 1222 | JACINTO CITY | H | WUG | MUNICIPAL | 301 | CITY | H | 101 | HARRIS | 0 | 9 | 22 | 22 | 22 | 22 | N
678 | EXPANDED USE OF GW | Expanded use of groundwater | H | 5 | EXISTING SOURCE OR EXPANDED USE OF AN EXISTING SOURCE (SURFACE WATER OR GROUNDWATER) | 6 | GROUNDWATER | 6 | OTHER INFRASTRUCTURE |  | 1809 | 1417 | GULF COAST AQUIFER | H | 101 | HARRIS | 10 | SAN JACINTO | 1 | GROUNDWATER | 1 | NO WATER QUALITY IMPROVEMENTS |  | 1259 | 1 | Expanded use of groundwater | 1282 | LA PORTE | H | WUG | MUNICIPAL | 346 | CITY |  | N | 2020 | 2020 | 0 | 759 | 1519 | 1108 | 697 | 697 | 9426 | 20 | 1282 | LA PORTE | H | WUG | MUNICIPAL | 346 | CITY | H | 101 | HARRIS | 0 | 2 | 4 | 4 | 4 | 4 | N
678 | EXPANDED USE OF GW | Expanded use of groundwater | H | 5 | EXISTING SOURCE OR EXPANDED USE OF AN EXISTING SOURCE (SURFACE WATER OR GROUNDWATER) | 6 | GROUNDWATER | 6 | OTHER INFRASTRUCTURE |  | 1809 | 1417 | GULF COAST AQUIFER | H | 101 | HARRIS | 10 | SAN JACINTO | 1 | GROUNDWATER | 1 | NO WATER QUALITY IMPROVEMENTS |  | 1260 | 1 | Expanded use of groundwater | 1687 | MANUFACTURING, HARRIS | H | WUG | MANUFACTURING | 1001 | N/A |  | N | 2020 | 2020 | 0 | 1231397 | 2302152 | 1631434 | 1048848 | 1048848 | 14375304 | 20 | 1687 | MANUFACTURING, HARRIS | H | WUG | MANUFACTURING | 1001 | N/A | H | 101 | HARRIS | 0 | 3726 | 6894 | 6894 | 6894 | 6894 | N
678 | EXPANDED USE OF GW | Expanded use of groundwater | H | 5 | EXISTING SOURCE OR EXPANDED USE OF AN EXISTING SOURCE (SURFACE WATER OR GROUNDWATER) | 6 | GROUNDWATER | 6 | OTHER INFRASTRUCTURE |  | 1809 | 1417 | GULF COAST AQUIFER | H | 101 | HARRIS | 10 | SAN JACINTO | 1 | GROUNDWATER | 1 | NO WATER QUALITY IMPROVEMENTS |  | 1261 | 1 | Expanded use of groundwater | 1932 | MINING, HARRIS | H | WUG | MINING | 1003 | N/A |  | N | 2020 | 2020 | 0 | 5694 | 9110 | 6028 | 4179 | 4179 | 56557 | 20 | 1932 | MINING, HARRIS | H | WUG | MINING | 1003 | N/A | H | 101 | HARRIS | 0 | 15 | 24 | 24 | 24 | 24 | N
678 | EXPANDED USE OF GW | Expanded use of groundwater | H | 5 | EXISTING SOURCE OR EXPANDED USE OF AN EXISTING SOURCE (SURFACE WATER OR GROUNDWATER) | 6 | GROUNDWATER | 6 | OTHER INFRASTRUCTURE |  | 1809 | 1417 | GULF COAST AQUIFER | H | 101 | HARRIS | 10 | SAN JACINTO | 1 | GROUNDWATER | 1 | NO WATER QUALITY IMPROVEMENTS |  | 1262 | 1 | Expanded use of groundwater | 117 | PASADENA | H | BOTH | MUNICIPAL | 456 | CITY |  | N | 2020 | 2020 | 0 | 55015 | 105103 | 75326 | 48216 | 48216 | 652494 | 20 | 117 | PASADENA | H | BOTH | MUNICIPAL | 456 | CITY | H | 101 | HARRIS | 0 | 145 | 277 | 277 | 277 | 277 | N
678 | EXPANDED USE OF GW | Expanded use of groundwater | H | 5 | EXISTING SOURCE OR EXPANDED USE OF AN EXISTING SOURCE (SURFACE WATER OR GROUNDWATER) | 6 | GROUNDWATER | 6 | OTHER INFRASTRUCTURE |  | 1809 | 1417 | GULF COAST AQUIFER | H | 101 | HARRIS | 10 | SAN JACINTO | 1 | GROUNDWATER | 1 | NO WATER QUALITY IMPROVEMENTS |  | 1263 | 1 | Expanded use of groundwater | 2201 | PINE TRAILS UTILITY | H | WUG | MUNICIPAL | 4302 | UTILITY |  | N | 2020 | 2020 | 0 | 5314 | 9869 | 6993 | 4528 | 4528 | 61271 | 20 | 2201 | PINE TRAILS UTILITY | H | WUG | MUNICIPAL | 4302 | UTILITY | H | 101 | HARRIS | 0 | 14 | 26 | 26 | 26 | 26 | N
678 | EXPANDED USE OF GW | Expanded use of groundwater | H | 5 | EXISTING SOURCE OR EXPANDED USE OF AN EXISTING SOURCE (SURFACE WATER OR GROUNDWATER) | 6 | GROUNDWATER | 6 | OTHER INFRASTRUCTURE |  | 1809 | 1417 | GULF COAST AQUIFER | H | 101 | HARRIS | 10 | SAN JACINTO | 1 | GROUNDWATER | 1 | NO WATER QUALITY IMPROVEMENTS |  | 1264 | 1 | Expanded use of groundwater | 2204 | PINEY POINT VILLAGE | H | WUG | MUNICIPAL | 468 | CITY |  | N | 2020 | 2020 | 0 | 3037 | 6453 | 4809 | 2960 | 2960 | 40062 | 20 | 2204 | PINEY POINT VILLAGE | H | WUG | MUNICIPAL | 468 | CITY | H | 101 | HARRIS | 0 | 8 | 17 | 17 | 17 | 17 | N
678 | EXPANDED USE OF GW | Expanded use of groundwater | H | 5 | EXISTING SOURCE OR EXPANDED USE OF AN EXISTING SOURCE (SURFACE WATER OR GROUNDWATER) | 6 | GROUNDWATER | 6 | OTHER INFRASTRUCTURE |  | 1809 | 1417 | GULF COAST AQUIFER | H | 101 | HARRIS | 10 | SAN JACINTO | 1 | GROUNDWATER | 1 | NO WATER QUALITY IMPROVEMENTS |  | 1265 | 1 | Expanded use of groundwater | 2377 | SOUTH HOUSTON | H | WUG | MUNICIPAL | 569 | CITY |  | N | 2020 | 2020 | 0 | 7972 | 17841 | 13526 | 8184 | 8184 | 110758 | 20 | 2377 | SOUTH HOUSTON | H | WUG | MUNICIPAL | 569 | CITY | H | 101 | HARRIS | 0 | 21 | 47 | 47 | 47 | 47 | N
678 | EXPANDED USE OF GW | Expanded use of groundwater | H | 5 | EXISTING SOURCE OR EXPANDED USE OF AN EXISTING SOURCE (SURFACE WATER OR GROUNDWATER) | 6 | GROUNDWATER | 6 | OTHER INFRASTRUCTURE |  | 1809 | 1417 | GULF COAST AQUIFER | H | 101 | HARRIS | 10 | SAN JACINTO | 1 | GROUNDWATER | 1 | NO WATER QUALITY IMPROVEMENTS |  | 1266 | 1 | Expanded use of groundwater | 2385 | SOUTHSIDE PLACE | H | WUG | MUNICIPAL | 572 | CITY |  | N | 2020 | 2020 | 0 | 2278 | 3797 | 2564 | 1742 | 1742 | 23565 | 20 | 2385 | SOUTHSIDE PLACE | H | WUG | MUNICIPAL | 572 | CITY | H | 101 | HARRIS | 0 | 6 | 10 | 10 | 10 | 10 | N
678 | EXPANDED USE OF GW | Expanded use of groundwater | H | 5 | EXISTING SOURCE OR EXPANDED USE OF AN EXISTING SOURCE (SURFACE WATER OR GROUNDWATER) | 6 | GROUNDWATER | 6 | OTHER INFRASTRUCTURE |  | 1809 | 1417 | GULF COAST AQUIFER | H | 101 | HARRIS | 10 | SAN JACINTO | 1 | GROUNDWATER | 1 | NO WATER QUALITY IMPROVEMENTS |  | 1267 | 1 | Expanded use of groundwater | 2431 | STEAM ELECTRIC POWER, HARRIS | H | WUG | STEAM ELECTRIC | 1002 | N/A |  | N | 2020 | 2020 | 0 | 793643 | 938165 | 507136 | 428903 | 428903 | 5841186 | 20 | 2431 | STEAM ELECTRIC POWER, HARRIS | H | WUG | STEAM ELECTRIC | 1002 | N/A | H | 101 | HARRIS | 0 | 2259 | 2641 | 2641 | 2641 | 2641 | N
678 | EXPANDED USE OF GW | Expanded use of groundwater | H | 5 | EXISTING SOURCE OR EXPANDED USE OF AN EXISTING SOURCE (SURFACE WATER OR GROUNDWATER) | 6 | GROUNDWATER | 6 | OTHER INFRASTRUCTURE |  | 1809 | 1417 | GULF COAST AQUIFER | H | 101 | HARRIS | 10 | SAN JACINTO | 1 | GROUNDWATER | 1 | NO WATER QUALITY IMPROVEMENTS |  | 1268 | 1 | Expanded use of groundwater | 2603 | WEST UNIVERSITY PL. | H | WUG | MUNICIPAL | 643 | CITY |  | N | 2020 | 2020 | 0 | 13286 | 18221 | 11030 | 8359 | 8359 | 113113 | 20 | 2603 | WEST UNIVERSITY PL. | H | WUG | MUNICIPAL | 643 | CITY | H | 101 | HARRIS | 0 | 35 | 48 | 48 | 48 | 48 | N
678 | EXPANDED USE OF GW | Expanded use of groundwater | H | 5 | EXISTING SOURCE OR EXPANDED USE OF AN EXISTING SOURCE (SURFACE WATER OR GROUNDWATER) | 6 | GROUNDWATER | 6 | OTHER INFRASTRUCTURE |  | 1802 | 1427 | GULF COAST AQUIFER | H | 101 | HARRIS | 11 | SAN JACINTO-BRAZOS | 1 | GROUNDWATER | 1 | NO WATER QUALITY IMPROVEMENTS |  | 2507 | 1 | Expanded use of groundwater | 705 | DEER PARK | H | WUG | MUNICIPAL | 154 | CITY |  | N | 2020 | 2020 | 0 | 379 | 757 | 552 | 347 | 347 | 4714 | 20 | 705 | DEER PARK | H | WUG | MUNICIPAL | 154 | CITY | H | 101 | HARRIS | 0 | 1 | 2 | 2 | 2 | 2 | N
678 | EXPANDED USE OF GW | Expanded use of groundwater | H | 5 | EXISTING SOURCE OR EXPANDED USE OF AN EXISTING SOURCE (SURFACE WATER OR GROUNDWATER) | 6 | GROUNDWATER | 6 | OTHER INFRASTRUCTURE |  | 1802 | 1427 | GULF COAST AQUIFER | H | 101 | HARRIS | 11 | SAN JACINTO-BRAZOS | 1 | GROUNDWATER | 1 | NO WATER QUALITY IMPROVEMENTS |  | 2508 | 1 | Expanded use of groundwater | 817 | FRIENDSWOOD | H | WUG | MUNICIPAL | 219 | CITY |  | N | 2010 | 2010 | 0 | 0 | 0 | 0 | 0 | 0 | 0 | 0 | 817 | FRIENDSWOOD | H | WUG | MUNICIPAL | 219 | CITY | H | 101 | HARRIS | 0 | 0 | 0 | 0 | 0 | 0 | N
678 | EXPANDED USE OF GW | Expanded use of groundwater | H | 5 | EXISTING SOURCE OR EXPANDED USE OF AN EXISTING SOURCE (SURFACE WATER OR GROUNDWATER) | 6 | GROUNDWATER | 6 | OTHER INFRASTRUCTURE |  | 1802 | 1427 | GULF COAST AQUIFER | H | 101 | HARRIS | 11 | SAN JACINTO-BRAZOS | 1 | GROUNDWATER | 1 | NO WATER QUALITY IMPROVEMENTS |  | 2509 | 1 | Expanded use of groundwater | 1282 | LA PORTE | H | WUG | MUNICIPAL | 346 | CITY |  | N | 2020 | 2020 | 0 | 12527 | 26951 | 20171 | 12364 | 12364 | 167312 | 20 | 1282 | LA PORTE | H | WUG | MUNICIPAL | 346 | CITY | H | 101 | HARRIS | 0 | 33 | 71 | 71 | 71 | 71 | N
678 | EXPANDED USE OF GW | Expanded use of groundwater | H | 5 | EXISTING SOURCE OR EXPANDED USE OF AN EXISTING SOURCE (SURFACE WATER OR GROUNDWATER) | 6 | GROUNDWATER | 6 | OTHER INFRASTRUCTURE |  | 1802 | 1427 | GULF COAST AQUIFER | H | 101 | HARRIS | 11 | SAN JACINTO-BRAZOS | 1 | GROUNDWATER | 1 | NO WATER QUALITY IMPROVEMENTS |  | 2510 | 1 | Expanded use of groundwater | 1309 | LEAGUE CITY | H | WUG | MUNICIPAL | 350 | CITY |  | N | 2010 | 2010 | 0 | 0 | 0 | 0 | 0 | 0 | 0 | 0 | 1309 | LEAGUE CITY | H | WUG | MUNICIPAL | 350 | CITY | H | 101 | HARRIS | 0 | 0 | 0 | 0 | 0 | 0 | N
678 | EXPANDED USE OF GW | Expanded use of groundwater | H | 5 | EXISTING SOURCE OR EXPANDED USE OF AN EXISTING SOURCE (SURFACE WATER OR GROUNDWATER) | 6 | GROUNDWATER | 6 | OTHER INFRASTRUCTURE |  | 1802 | 1427 | GULF COAST AQUIFER | H | 101 | HARRIS | 11 | SAN JACINTO-BRAZOS | 1 | GROUNDWATER | 1 | NO WATER QUALITY IMPROVEMENTS |  | 2511 | 1 | Expanded use of groundwater | 1687 | MANUFACTURING, HARRIS | H | WUG | MANUFACTURING | 1001 | N/A |  | N | 2020 | 2020 | 0 | 183485 | 339647 | 240314 | 155779 | 155779 | 2108957 | 20 | 1687 | MANUFACTURING, HARRIS | H | WUG | MANUFACTURING | 1001 | N/A | H | 101 | HARRIS | 0 | 486 | 899 | 899 | 899 | 899 | N
678 | EXPANDED USE OF GW | Expanded use of groundwater | H | 5 | EXISTING SOURCE OR EXPANDED USE OF AN EXISTING SOURCE (SURFACE WATER OR GROUNDWATER) | 6 | GROUNDWATER | 6 | OTHER INFRASTRUCTURE |  | 1802 | 1427 | GULF COAST AQUIFER | H | 101 | HARRIS | 11 | SAN JACINTO-BRAZOS | 1 | GROUNDWATER | 1 | NO WATER QUALITY IMPROVEMENTS |  | 2512 | 1 | Expanded use of groundwater | 1932 | MINING, HARRIS | H | WUG | MINING | 1003 | N/A |  | N | 2020 | 2020 | 0 | 379 | 379 | 174 | 174 | 174 | 2357 | 20 | 1932 | MINING, HARRIS | H | WUG | MINING | 1003 | N/A | H | 101 | HARRIS | 0 | 1 | 1 | 1 | 1 | 1 | N
678 | EXPANDED USE OF GW | Expanded use of groundwater | H | 5 | EXISTING SOURCE OR EXPANDED USE OF AN EXISTING SOURCE (SURFACE WATER OR GROUNDWATER) | 6 | GROUNDWATER | 6 | OTHER INFRASTRUCTURE |  | 1802 | 1427 | GULF COAST AQUIFER | H | 101 | HARRIS | 11 | SAN JACINTO-BRAZOS | 1 | GROUNDWATER | 1 | NO WATER QUALITY IMPROVEMENTS |  | 2513 | 1 | Expanded use of groundwater | 117 | PASADENA | H | BOTH | MUNICIPAL | 456 | CITY |  | N | 2020 | 2020 | 0 | 15184 | 29229 | 21011 | 13409 | 13409 | 181451 | 20 | 117 | PASADENA | H | BOTH | MUNICIPAL | 456 | CITY | H | 101 | HARRIS | 0 | 40 | 77 | 77 | 77 | 77 | N
678 | EXPANDED USE OF GW | Expanded use of groundwater | H | 5 | EXISTING SOURCE OR EXPANDED USE OF AN EXISTING SOURCE (SURFACE WATER OR GROUNDWATER) | 6 | GROUNDWATER | 6 | OTHER INFRASTRUCTURE |  | 1802 | 1427 | GULF COAST AQUIFER | H | 101 | HARRIS | 11 | SAN JACINTO-BRAZOS | 1 | GROUNDWATER | 1 | NO WATER QUALITY IMPROVEMENTS |  | 2514 | 1 | Expanded use of groundwater | 2184 | PEARLAND | H | WUG | MUNICIPAL | 457 | CITY |  | N | 2020 | 2020 | 0 | 5314 | 10249 | 7373 | 4702 | 4702 | 63627 | 20 | 2184 | PEARLAND | H | WUG | MUNICIPAL | 457 | CITY | H | 101 | HARRIS | 0 | 14 | 27 | 27 | 27 | 27 | N
678 | EXPANDED USE OF GW | Expanded use of groundwater | H | 5 | EXISTING SOURCE OR EXPANDED USE OF AN EXISTING SOURCE (SURFACE WATER OR GROUNDWATER) | 6 | GROUNDWATER | 6 | OTHER INFRASTRUCTURE |  | 1802 | 1427 | GULF COAST AQUIFER | H | 101 | HARRIS | 11 | SAN JACINTO-BRAZOS | 1 | GROUNDWATER | 1 | NO WATER QUALITY IMPROVEMENTS |  | 2515 | 1 | Expanded use of groundwater | 2338 | SEABROOK | H | WUG | MUNICIPAL | 545 | CITY |  | N | 2020 | 2020 | 0 | 17081 | 33024 | 23779 | 15150 | 15150 | 205013 | 20 | 2338 | SEABROOK | H | WUG | MUNICIPAL | 545 | CITY | H | 101 | HARRIS | 0 | 45 | 87 | 87 | 87 | 87 | N
678 | EXPANDED USE OF GW | Expanded use of groundwater | H | 5 | EXISTING SOURCE OR EXPANDED USE OF AN EXISTING SOURCE (SURFACE WATER OR GROUNDWATER) | 6 | GROUNDWATER | 6 | OTHER INFRASTRUCTURE |  | 1802 | 1427 | GULF COAST AQUIFER | H | 101 | HARRIS | 11 | SAN JACINTO-BRAZOS | 1 | GROUNDWATER | 1 | NO WATER QUALITY IMPROVEMENTS |  | 2516 | 1 | Expanded use of groundwater | 2357 | SHOREACRES | H | WUG | MUNICIPAL | 558 | CITY |  | N | 2020 | 2020 | 0 | 759 | 1138 | 727 | 522 | 522 | 7070 | 20 | 2357 | SHOREACRES | H | WUG | MUNICIPAL | 558 | CITY | H | 101 | HARRIS | 0 | 2 | 3 | 3 | 3 | 3 | N
678 | EXPANDED USE OF GW | Expanded use of groundwater | H | 5 | EXISTING SOURCE OR EXPANDED USE OF AN EXISTING SOURCE (SURFACE WATER OR GROUNDWATER) | 6 | GROUNDWATER | 6 | OTHER INFRASTRUCTURE |  | 1802 | 1427 | GULF COAST AQUIFER | H | 101 | HARRIS | 11 | SAN JACINTO-BRAZOS | 1 | GROUNDWATER | 1 | NO WATER QUALITY IMPROVEMENTS |  | 2517 | 1 | Expanded use of groundwater | 2431 | STEAM ELECTRIC POWER, HARRIS | H | WUG | STEAM ELECTRIC | 1002 | N/A |  | N | 2020 | 2020 | 0 | 35676 | 44406 | 25097 | 20372 | 20372 | 275676 | 20 | 2431 | STEAM ELECTRIC POWER, HARRIS | H | WUG | STEAM ELECTRIC | 1002 | N/A | H | 101 | HARRIS | 0 | 94 | 117 | 117 | 117 | 117 | N
678 | EXPANDED USE OF GW | Expanded use of groundwater | H | 5 | EXISTING SOURCE OR EXPANDED USE OF AN EXISTING SOURCE (SURFACE WATER OR GROUNDWATER) | 6 | GROUNDWATER | 6 | OTHER INFRASTRUCTURE |  | 1802 | 1427 | GULF COAST AQUIFER | H | 101 | HARRIS | 11 | SAN JACINTO-BRAZOS | 1 | GROUNDWATER | 1 | NO WATER QUALITY IMPROVEMENTS |  | 2518 | 1 | Expanded use of groundwater | 2583 | WEBSTER | H | WUG | MUNICIPAL | 635 | CITY |  | N | 2020 | 2020 | 0 | 25810 | 51241 | 37271 | 23507 | 23507 | 318106 | 20 | 2583 | WEBSTER | H | WUG | MUNICIPAL | 635 | CITY | H | 101 | HARRIS | 0 | 68 | 135 | 135 | 135 | 135 | N
678 | EXPANDED USE OF GW | Expanded use of groundwater | H | 5 | EXISTING SOURCE OR EXPANDED USE OF AN EXISTING SOURCE (SURFACE WATER OR GROUNDWATER) | 6 | GROUNDWATER | 6 | OTHER INFRASTRUCTURE |  | 1836 | 1414 | GULF COAST AQUIFER | H | 101 | HARRIS | 9 | TRINITY-SAN JACINTO | 1 | GROUNDWATER | 1 | NO WATER QUALITY IMPROVEMENTS |  | 1355 | 1 | Expanded use of groundwater | 228 | BAYTOWN | H | WUG | MUNICIPAL | 42 | CITY | Capital Cost: $65,984 (Chambers County), $16,496 (Harris County) | N | 2020 | 2020 | 0 | 3795 | 7970 | 7435 | 7072 | 8148 | 82480 | 20 | 228 | BAYTOWN | H | WUG | MUNICIPAL | 42 | CITY | H | 36 | CHAMBERS | 0 | 9 | 14 | 18 | 23 | 28 | N
678 | EXPANDED USE OF GW | Expanded use of groundwater | H | 5 | EXISTING SOURCE OR EXPANDED USE OF AN EXISTING SOURCE (SURFACE WATER OR GROUNDWATER) | 6 | GROUNDWATER | 6 | OTHER INFRASTRUCTURE |  | 1836 | 1414 | GULF COAST AQUIFER | H | 101 | HARRIS | 9 | TRINITY-SAN JACINTO | 1 | GROUNDWATER | 1 | NO WATER QUALITY IMPROVEMENTS |  | 1355 | 1 | Expanded use of groundwater | 228 | BAYTOWN | H | WUG | MUNICIPAL | 42 | CITY | Capital Cost: $65,984 (Chambers County), $16,496 (Harris County) | N | 2020 | 2020 | 0 | 3795 | 7970 | 7435 | 7072 | 8148 | 82480 | 20 | 228 | BAYTOWN | H | WUG | MUNICIPAL | 42 | CITY | H | 101 | HARRIS | 0 | 1 | 7 | 7 | 7 | 7 | N
678 | EXPANDED USE OF GW | Expanded use of groundwater | H | 5 | EXISTING SOURCE OR EXPANDED USE OF AN EXISTING SOURCE (SURFACE WATER OR GROUNDWATER) | 6 | GROUNDWATER | 6 | OTHER INFRASTRUCTURE |  | 1836 | 1414 | GULF COAST AQUIFER | H | 101 | HARRIS | 9 | TRINITY-SAN JACINTO | 1 | GROUNDWATER | 1 | NO WATER QUALITY IMPROVEMENTS |  | 1260 | 1 | Expanded use of groundwater | 1687 | MANUFACTURING, HARRIS | H | WUG | MANUFACTURING | 1001 | N/A |  | N | 2020 | 2020 | 0 | 199146 | 368424 | 260608 | 168970 | 168970 | 2287724 | 20 | 1687 | MANUFACTURING, HARRIS | H | WUG | MANUFACTURING | 1001 | N/A | H | 101 | HARRIS | 0 | 528 | 976 | 976 | 976 | 976 | N
678 | EXPANDED USE OF GW | Expanded use of groundwater | H | 5 | EXISTING SOURCE OR EXPANDED USE OF AN EXISTING SOURCE (SURFACE WATER OR GROUNDWATER) | 6 | GROUNDWATER | 6 | OTHER INFRASTRUCTURE |  | 1824 | 1389 | GULF COAST AQUIFER | H | 146 | LIBERTY | 6 | NECHES | 1 | GROUNDWATER | 1 | NO WATER QUALITY IMPROVEMENTS |  | 7045 | 1 | Expanded use of groundwater | 557 | COUNTY-OTHER, LIBERTY | H | WUG | MUNICIPAL | 757 | COUNTY-OTHER |  | N | 2020 | 2020 | 0 | 9490 | 18600 | 22953 | 28271 | 35662 | 315777 | 20 | 557 | COUNTY-OTHER, LIBERTY | H | WUG | MUNICIPAL | 757 | COUNTY-OTHER | H | 146 | LIBERTY | 0 | 25 | 49 | 74 | 101 | 134 | N
678 | EXPANDED USE OF GW | Expanded use of groundwater | H | 5 | EXISTING SOURCE OR EXPANDED USE OF AN EXISTING SOURCE (SURFACE WATER OR GROUNDWATER) | 6 | GROUNDWATER | 6 | OTHER INFRASTRUCTURE |  | 1824 | 1389 | GULF COAST AQUIFER | H | 146 | LIBERTY | 6 | NECHES | 1 | GROUNDWATER | 1 | NO WATER QUALITY IMPROVEMENTS |  | 7046 | 1 | Expanded use of groundwater | 691 | DAISETTA | H | WUG | MUNICIPAL | 149 | CITY |  | N | 2020 | 2020 | 0 | 379 | 757 | 931 | 1105 | 2038 | 16498 | 20 | 691 | DAISETTA | H | WUG | MUNICIPAL | 149 | CITY | H | 146 | LIBERTY | 0 | 1 | 2 | 3 | 4 | 7 | N
678 | EXPANDED USE OF GW | Expanded use of groundwater | H | 5 | EXISTING SOURCE OR EXPANDED USE OF AN EXISTING SOURCE (SURFACE WATER OR GROUNDWATER) | 6 | GROUNDWATER | 6 | OTHER INFRASTRUCTURE |  | 1824 | 1389 | GULF COAST AQUIFER | H | 146 | LIBERTY | 6 | NECHES | 1 | GROUNDWATER | 1 | NO WATER QUALITY IMPROVEMENTS |  | 7047 | 1 | Expanded use of groundwater | 1118 | IRRIGATION, LIBERTY | H | WUG | IRRIGATION | 1004 | N/A |  | N | 2020 | 2020 | 0 | 1001 | 2003 | 2199 | 2478 | 4403 | 53837 | 20 | 1118 | IRRIGATION, LIBERTY | H | WUG | IRRIGATION | 1004 | N/A | H | 146 | LIBERTY | 0 | 12 | 24 | 35 | 47 | 78 | N
678 | EXPANDED USE OF GW | Expanded use of groundwater | H | 5 | EXISTING SOURCE OR EXPANDED USE OF AN EXISTING SOURCE (SURFACE WATER OR GROUNDWATER) | 6 | GROUNDWATER | 6 | OTHER INFRASTRUCTURE |  | 1824 | 1389 | GULF COAST AQUIFER | H | 146 | LIBERTY | 6 | NECHES | 1 | GROUNDWATER | 1 | NO WATER QUALITY IMPROVEMENTS |  | 7048 | 1 | Expanded use of groundwater | 1971 | MINING, LIBERTY | H | WUG | MINING | 1003 | N/A |  | N | 2060 | 2060 | 0 | 0 | 0 | 0 | 0 | 379 | 2357 | 20 | 1971 | MINING, LIBERTY | H | WUG | MINING | 1003 | N/A | H | 146 | LIBERTY | 0 | 0 | 0 | 0 | 0 | 1 | N
678 | EXPANDED USE OF GW | Expanded use of groundwater | H | 5 | EXISTING SOURCE OR EXPANDED USE OF AN EXISTING SOURCE (SURFACE WATER OR GROUNDWATER) | 6 | GROUNDWATER | 6 | OTHER INFRASTRUCTURE |  | 1824 | 1389 | GULF COAST AQUIFER | H | 146 | LIBERTY | 6 | NECHES | 1 | GROUNDWATER | 1 | NO WATER QUALITY IMPROVEMENTS |  | 7049 | 1 | Expanded use of groundwater | 2596 | WEST HARDIN WSC | I | WUG | MUNICIPAL | 4383 | UTILITY |  | N | 2020 | 2020 | 0 | 2278 | 4935 | 5599 | 6818 | 9207 | 80123 | 20 | 2596 | WEST HARDIN WSC | I | WUG | MUNICIPAL | 4383 | UTILITY | H | 146 | LIBERTY | 0 | 6 | 13 | 18 | 25 | 34 | N
678 | EXPANDED USE OF GW | Expanded use of groundwater | H | 5 | EXISTING SOURCE OR EXPANDED USE OF AN EXISTING SOURCE (SURFACE WATER OR GROUNDWATER) | 6 | GROUNDWATER | 6 | OTHER INFRASTRUCTURE |  | 1837 | 1392 | GULF COAST AQUIFER | H | 146 | LIBERTY | 7 | NECHES-TRINITY | 1 | GROUNDWATER | 1 | NO WATER QUALITY IMPROVEMENTS |  | 5326 | 1 | Expanded use of groundwater | 557 | COUNTY-OTHER, LIBERTY | H | WUG | MUNICIPAL | 757 | COUNTY-OTHER |  | N | 2020 | 2020 | 0 | 379 | 1138 | 1692 | 2041 | 2389 | 21209 | 20 | 557 | COUNTY-OTHER, LIBERTY | H | WUG | MUNICIPAL | 757 | COUNTY-OTHER | H | 146 | LIBERTY | 0 | 1 | 3 | 5 | 7 | 9 | N
678 | EXPANDED USE OF GW | Expanded use of groundwater | H | 5 | EXISTING SOURCE OR EXPANDED USE OF AN EXISTING SOURCE (SURFACE WATER OR GROUNDWATER) | 6 | GROUNDWATER | 6 | OTHER INFRASTRUCTURE |  | 1837 | 1392 | GULF COAST AQUIFER | H | 146 | LIBERTY | 7 | NECHES-TRINITY | 1 | GROUNDWATER | 1 | NO WATER QUALITY IMPROVEMENTS |  | 5327 | 1 | Expanded use of groundwater | 1971 | MINING, LIBERTY | H | WUG | MINING | 1003 | N/A |  | N | 2040 | 2040 | 0 | 0 | 0 | 379 | 305 | 100 | 2357 | 20 | 1971 | MINING, LIBERTY | H | WUG | MINING | 1003 | N/A | H | 146 | LIBERTY | 0 | 0 | 0 | 1 | 0 | 0 | N
678 | EXPANDED USE OF GW | Expanded use of groundwater | H | 5 | EXISTING SOURCE OR EXPANDED USE OF AN EXISTING SOURCE (SURFACE WATER OR GROUNDWATER) | 6 | GROUNDWATER | 6 | OTHER INFRASTRUCTURE |  | 1834 | 1418 | GULF COAST AQUIFER | H | 146 | LIBERTY | 10 | SAN JACINTO | 1 | GROUNDWATER | 1 | NO WATER QUALITY IMPROVEMENTS |  | 1269 | 1 | Expanded use of groundwater | 370 | CLEVELAND | H | WUG | MUNICIPAL | 116 | CITY |  | N | 2020 | 2020 | 0 | 9110 | 19359 | 23538 | 36211 | 55951 | 443014 | 20 | 370 | CLEVELAND | H | WUG | MUNICIPAL | 116 | CITY | H | 146 | LIBERTY | 0 | 24 | 51 | 75 | 123 | 188 | N
678 | EXPANDED USE OF GW | Expanded use of groundwater | H | 5 | EXISTING SOURCE OR EXPANDED USE OF AN EXISTING SOURCE (SURFACE WATER OR GROUNDWATER) | 6 | GROUNDWATER | 6 | OTHER INFRASTRUCTURE |  | 1834 | 1418 | GULF COAST AQUIFER | H | 146 | LIBERTY | 10 | SAN JACINTO | 1 | GROUNDWATER | 1 | NO WATER QUALITY IMPROVEMENTS |  | 1270 | 1 | Expanded use of groundwater | 557 | COUNTY-OTHER, LIBERTY | H | WUG | MUNICIPAL | 757 | COUNTY-OTHER |  | N | 2020 | 2020 | 0 | 79636 | 156622 | 193532 | 237930 | 301472 | 2666829 | 20 | 557 | COUNTY-OTHER, LIBERTY | H | WUG | MUNICIPAL | 757 | COUNTY-OTHER | H | 146 | LIBERTY | 0 | 210 | 413 | 624 | 851 | 1133 | N
678 | EXPANDED USE OF GW | Expanded use of groundwater | H | 5 | EXISTING SOURCE OR EXPANDED USE OF AN EXISTING SOURCE (SURFACE WATER OR GROUNDWATER) | 6 | GROUNDWATER | 6 | OTHER INFRASTRUCTURE |  | 1834 | 1418 | GULF COAST AQUIFER | H | 146 | LIBERTY | 10 | SAN JACINTO | 1 | GROUNDWATER | 1 | NO WATER QUALITY IMPROVEMENTS |  | 1271 | 1 | Expanded use of groundwater | 1718 | MANUFACTURING, LIBERTY | H | WUG | MANUFACTURING | 1001 | N/A |  | N | 2020 | 2020 | 0 | 22774 | 45927 | 57135 | 65859 | 71722 | 678642 | 20 | 1718 | MANUFACTURING, LIBERTY | H | WUG | MANUFACTURING | 1001 | N/A | H | 146 | LIBERTY | 0 | 60 | 121 | 183 | 239 | 288 | N
678 | EXPANDED USE OF GW | Expanded use of groundwater | H | 5 | EXISTING SOURCE OR EXPANDED USE OF AN EXISTING SOURCE (SURFACE WATER OR GROUNDWATER) | 6 | GROUNDWATER | 6 | OTHER INFRASTRUCTURE |  | 1834 | 1418 | GULF COAST AQUIFER | H | 146 | LIBERTY | 10 | SAN JACINTO | 1 | GROUNDWATER | 1 | NO WATER QUALITY IMPROVEMENTS |  | 1272 | 1 | Expanded use of groundwater | 1828 | MERCY WSC | H | WUG | MUNICIPAL | 4253 | UTILITY |  | N | 2020 | 2020 | 0 | 4935 | 9490 | 11753 | 14223 | 17626 | 157889 | 20 | 1828 | MERCY WSC | H | WUG | MUNICIPAL | 4253 | UTILITY | H | 146 | LIBERTY | 0 | 13 | 25 | 38 | 51 | 67 | N
678 | EXPANDED USE OF GW | Expanded use of groundwater | H | 5 | EXISTING SOURCE OR EXPANDED USE OF AN EXISTING SOURCE (SURFACE WATER OR GROUNDWATER) | 6 | GROUNDWATER | 6 | OTHER INFRASTRUCTURE |  | 1834 | 1418 | GULF COAST AQUIFER | H | 146 | LIBERTY | 10 | SAN JACINTO | 1 | GROUNDWATER | 1 | NO WATER QUALITY IMPROVEMENTS |  | 1273 | 1 | Expanded use of groundwater | 1971 | MINING, LIBERTY | H | WUG | MINING | 1003 | N/A |  | N | 2050 | 2050 | 0 | 0 | 0 | 0 | 379 | 379 | 2357 | 20 | 1971 | MINING, LIBERTY | H | WUG | MINING | 1003 | N/A | H | 146 | LIBERTY | 0 | 0 | 0 | 0 | 1 | 1 | N
678 | EXPANDED USE OF GW | Expanded use of groundwater | H | 5 | EXISTING SOURCE OR EXPANDED USE OF AN EXISTING SOURCE (SURFACE WATER OR GROUNDWATER) | 6 | GROUNDWATER | 6 | OTHER INFRASTRUCTURE |  | 1834 | 1418 | GULF COAST AQUIFER | H | 146 | LIBERTY | 10 | SAN JACINTO | 1 | GROUNDWATER | 1 | NO WATER QUALITY IMPROVEMENTS |  | 1274 | 1 | Expanded use of groundwater | 2213 | PLUM GROVE | H | WUG | MUNICIPAL | 1054 | CITY |  | N | 2020 | 2020 | 0 | 13286 | 25054 | 30390 | 38066 | 47229 | 419458 | 20 | 2213 | PLUM GROVE | H | WUG | MUNICIPAL | 1054 | CITY | H | 146 | LIBERTY | 0 | 35 | 66 | 99 | 136 | 178 | N
678 | EXPANDED USE OF GW | Expanded use of groundwater | H | 5 | EXISTING SOURCE OR EXPANDED USE OF AN EXISTING SOURCE (SURFACE WATER OR GROUNDWATER) | 6 | GROUNDWATER | 6 | OTHER INFRASTRUCTURE |  | 1834 | 1418 | GULF COAST AQUIFER | H | 146 | LIBERTY | 10 | SAN JACINTO | 1 | GROUNDWATER | 1 | NO WATER QUALITY IMPROVEMENTS |  | 1275 | 1 | Expanded use of groundwater | 2388 | SOUTHWEST UTILITIES | H | WUG | MUNICIPAL | 4343 | UTILITY |  | N | 2020 | 2020 | 0 | 759 | 1519 | 1867 | 2594 | 3321 | 28279 | 20 | 2388 | SOUTHWEST UTILITIES | H | WUG | MUNICIPAL | 4343 | UTILITY | H | 146 | LIBERTY | 0 | 2 | 4 | 6 | 9 | 12 | N
678 | EXPANDED USE OF GW | Expanded use of groundwater | H | 5 | EXISTING SOURCE OR EXPANDED USE OF AN EXISTING SOURCE (SURFACE WATER OR GROUNDWATER) | 6 | GROUNDWATER | 6 | OTHER INFRASTRUCTURE |  | 1816 | 1397 | GULF COAST AQUIFER | H | 146 | LIBERTY | 8 | TRINITY | 1 | GROUNDWATER | 1 | NO WATER QUALITY IMPROVEMENTS |  | 4950 | 1 | Expanded use of groundwater | 181 | AMES | H | WUG | MUNICIPAL | 676 | CITY |  | N | 2020 | 2020 | 0 | 8352 | 15944 | 18257 | 23258 | 30568 | 266289 | 20 | 181 | AMES | H | WUG | MUNICIPAL | 676 | CITY | H | 146 | LIBERTY | 0 | 22 | 42 | 60 | 84 | 113 | N
678 | EXPANDED USE OF GW | Expanded use of groundwater | H | 5 | EXISTING SOURCE OR EXPANDED USE OF AN EXISTING SOURCE (SURFACE WATER OR GROUNDWATER) | 6 | GROUNDWATER | 6 | OTHER INFRASTRUCTURE |  | 1816 | 1397 | GULF COAST AQUIFER | H | 146 | LIBERTY | 8 | TRINITY | 1 | GROUNDWATER | 1 | NO WATER QUALITY IMPROVEMENTS |  | 5321 | 1 | Expanded use of groundwater | 557 | COUNTY-OTHER, LIBERTY | H | WUG | MUNICIPAL | 757 | COUNTY-OTHER |  | N | 2020 | 2020 | 0 | 59185 | 175470 | 266884 | 336426 | 437759 | 3722529 | 20 | 557 | COUNTY-OTHER, LIBERTY | H | WUG | MUNICIPAL | 757 | COUNTY-OTHER | H | 146 | LIBERTY | 0 | 156 | 463 | 789 | 1139 | 1584 | N
678 | EXPANDED USE OF GW | Expanded use of groundwater | H | 5 | EXISTING SOURCE OR EXPANDED USE OF AN EXISTING SOURCE (SURFACE WATER OR GROUNDWATER) | 6 | GROUNDWATER | 6 | OTHER INFRASTRUCTURE |  | 1816 | 1397 | GULF COAST AQUIFER | H | 146 | LIBERTY | 8 | TRINITY | 1 | GROUNDWATER | 1 | NO WATER QUALITY IMPROVEMENTS |  | 4637 | 1 | Expanded use of groundwater | 691 | DAISETTA | H | WUG | MUNICIPAL | 149 | CITY |  | N | 2020 | 2020 | 0 | 759 | 1138 | 1106 | 2039 | 3352 | 25923 | 20 | 691 | DAISETTA | H | WUG | MUNICIPAL | 149 | CITY | H | 146 | LIBERTY | 0 | 2 | 3 | 4 | 7 | 11 | N
678 | EXPANDED USE OF GW | Expanded use of groundwater | H | 5 | EXISTING SOURCE OR EXPANDED USE OF AN EXISTING SOURCE (SURFACE WATER OR GROUNDWATER) | 6 | GROUNDWATER | 6 | OTHER INFRASTRUCTURE |  | 1816 | 1397 | GULF COAST AQUIFER | H | 146 | LIBERTY | 8 | TRINITY | 1 | GROUNDWATER | 1 | NO WATER QUALITY IMPROVEMENTS |  | 4956 | 1 | Expanded use of groundwater | 698 | DAYTON | H | WUG | MUNICIPAL | 152 | CITY |  | N | 2020 | 2020 | 0 | 160287 | 308566 | 362184 | 444828 | 557544 | 4970872 | 20 | 698 | DAYTON | H | WUG | MUNICIPAL | 152 | CITY | H | 146 | LIBERTY | 0 | 424 | 816 | 1187 | 1618 | 2118 | N
678 | EXPANDED USE OF GW | Expanded use of groundwater | H | 5 | EXISTING SOURCE OR EXPANDED USE OF AN EXISTING SOURCE (SURFACE WATER OR GROUNDWATER) | 6 | GROUNDWATER | 6 | OTHER INFRASTRUCTURE |  | 1816 | 1397 | GULF COAST AQUIFER | H | 146 | LIBERTY | 8 | TRINITY | 1 | GROUNDWATER | 1 | NO WATER QUALITY IMPROVEMENTS |  | 4958 | 1 | Expanded use of groundwater | 882 | HARDIN | H | WUG | MUNICIPAL | 878 | CITY |  | N | 2020 | 2020 | 0 | 7213 | 13666 | 16975 | 21074 | 26280 | 233300 | 20 | 882 | HARDIN | H | WUG | MUNICIPAL | 878 | CITY | H | 146 | LIBERTY | 0 | 19 | 36 | 55 | 75 | 99 | N
678 | EXPANDED USE OF GW | Expanded use of groundwater | H | 5 | EXISTING SOURCE OR EXPANDED USE OF AN EXISTING SOURCE (SURFACE WATER OR GROUNDWATER) | 6 | GROUNDWATER | 6 | OTHER INFRASTRUCTURE |  | 1816 | 1397 | GULF COAST AQUIFER | H | 146 | LIBERTY | 8 | TRINITY | 1 | GROUNDWATER | 1 | NO WATER QUALITY IMPROVEMENTS |  | 4959 | 1 | Expanded use of groundwater | 883 | HARDIN WSC | H | WUG | MUNICIPAL | 4148 | UTILITY |  | N | 2020 | 2020 | 0 | 38711 | 75904 | 92145 | 113001 | 140683 | 1253378 | 20 | 883 | HARDIN WSC | H | WUG | MUNICIPAL | 4148 | UTILITY | H | 146 | LIBERTY | 0 | 102 | 200 | 298 | 406 | 532 | N
678 | EXPANDED USE OF GW | Expanded use of groundwater | H | 5 | EXISTING SOURCE OR EXPANDED USE OF AN EXISTING SOURCE (SURFACE WATER OR GROUNDWATER) | 6 | GROUNDWATER | 6 | OTHER INFRASTRUCTURE |  | 1816 | 1397 | GULF COAST AQUIFER | H | 146 | LIBERTY | 8 | TRINITY | 1 | GROUNDWATER | 1 | NO WATER QUALITY IMPROVEMENTS |  | 4961 | 1 | Expanded use of groundwater | 1257 | KENEFICK | H | WUG | MUNICIPAL | 1033 | CITY |  | N | 2020 | 2020 | 0 | 6833 | 12907 | 15282 | 18828 | 23513 | 209734 | 20 | 1257 | KENEFICK | H | WUG | MUNICIPAL | 1033 | CITY | H | 146 | LIBERTY | 0 | 18 | 34 | 50 | 68 | 89 | N
678 | EXPANDED USE OF GW | Expanded use of groundwater | H | 5 | EXISTING SOURCE OR EXPANDED USE OF AN EXISTING SOURCE (SURFACE WATER OR GROUNDWATER) | 6 | GROUNDWATER | 6 | OTHER INFRASTRUCTURE |  | 1816 | 1397 | GULF COAST AQUIFER | H | 146 | LIBERTY | 8 | TRINITY | 1 | GROUNDWATER | 1 | NO WATER QUALITY IMPROVEMENTS |  | 4962 | 1 | Expanded use of groundwater | 1319 | LIBERTY | H | WUG | MUNICIPAL | 356 | CITY |  | N | 2020 | 2020 | 0 | 6833 | 8730 | 9208 | 21467 | 38186 | 280423 | 20 | 1319 | LIBERTY | H | WUG | MUNICIPAL | 356 | CITY | H | 146 | LIBERTY | 0 | 18 | 23 | 34 | 69 | 119 | N
678 | EXPANDED USE OF GW | Expanded use of groundwater | H | 5 | EXISTING SOURCE OR EXPANDED USE OF AN EXISTING SOURCE (SURFACE WATER OR GROUNDWATER) | 6 | GROUNDWATER | 6 | OTHER INFRASTRUCTURE |  | 1816 | 1397 | GULF COAST AQUIFER | H | 146 | LIBERTY | 8 | TRINITY | 1 | GROUNDWATER | 1 | NO WATER QUALITY IMPROVEMENTS |  | 1025 | 1 | Expanded use of groundwater | 1718 | MANUFACTURING, LIBERTY | H | WUG | MANUFACTURING | 1001 | N/A |  | N | 2020 | 2020 | 0 | 4555 | 8730 | 10820 | 12736 | 13687 | 129611 | 20 | 1718 | MANUFACTURING, LIBERTY | H | WUG | MANUFACTURING | 1001 | N/A | H | 146 | LIBERTY | 0 | 12 | 23 | 35 | 46 | 55 | N
678 | EXPANDED USE OF GW | Expanded use of groundwater | H | 5 | EXISTING SOURCE OR EXPANDED USE OF AN EXISTING SOURCE (SURFACE WATER OR GROUNDWATER) | 6 | GROUNDWATER | 6 | OTHER INFRASTRUCTURE |  | 1816 | 1397 | GULF COAST AQUIFER | H | 146 | LIBERTY | 8 | TRINITY | 1 | GROUNDWATER | 1 | NO WATER QUALITY IMPROVEMENTS |  | 1352 | 1 | Expanded use of groundwater | 1971 | MINING, LIBERTY | H | WUG | MINING | 1003 | N/A |  | N | 2020 | 2020 | 0 | 21636 | 41373 | 47883 | 57697 | 69472 | 631522 | 20 | 1971 | MINING, LIBERTY | H | WUG | MINING | 1003 | N/A | H | 146 | LIBERTY | 0 | 57 | 109 | 157 | 211 | 268 | N
678 | EXPANDED USE OF GW | Expanded use of groundwater | H | 5 | EXISTING SOURCE OR EXPANDED USE OF AN EXISTING SOURCE (SURFACE WATER OR GROUNDWATER) | 6 | GROUNDWATER | 6 | OTHER INFRASTRUCTURE |  | 1816 | 1397 | GULF COAST AQUIFER | H | 146 | LIBERTY | 8 | TRINITY | 1 | GROUNDWATER | 1 | NO WATER QUALITY IMPROVEMENTS |  | 4972 | 1 | Expanded use of groundwater | 2446 | STEAM ELECTRIC POWER, LIBERTY | H | WUG | STEAM ELECTRIC | 1002 | N/A |  | N | 2020 | 2020 | 0 | 468794 | 737754 | 809646 | 1058209 | 1357694 | 12020322 | 20 | 2446 | STEAM ELECTRIC POWER, LIBERTY | H | WUG | STEAM ELECTRIC | 1002 | N/A | H | 146 | LIBERTY | 0 | 1278 | 1995 | 2869 | 3934 | 5233 | N
678 | EXPANDED USE OF GW | Expanded use of groundwater | H | 5 | EXISTING SOURCE OR EXPANDED USE OF AN EXISTING SOURCE (SURFACE WATER OR GROUNDWATER) | 6 | GROUNDWATER | 6 | OTHER INFRASTRUCTURE |  | 1803 | 1415 | GULF COAST AQUIFER | H | 146 | LIBERTY | 9 | TRINITY-SAN JACINTO | 1 | GROUNDWATER | 1 | NO WATER QUALITY IMPROVEMENTS |  | 1270 | 1 | Expanded use of groundwater | 557 | COUNTY-OTHER, LIBERTY | H | WUG | MUNICIPAL | 757 | COUNTY-OTHER |  | N | 2020 | 2020 | 0 | 11388 | 22776 | 28000 | 34363 | 43382 | 384113 | 20 | 557 | COUNTY-OTHER, LIBERTY | H | WUG | MUNICIPAL | 757 | COUNTY-OTHER | H | 146 | LIBERTY | 0 | 30 | 60 | 90 | 123 | 163 | N
678 | EXPANDED USE OF GW | Expanded use of groundwater | H | 5 | EXISTING SOURCE OR EXPANDED USE OF AN EXISTING SOURCE (SURFACE WATER OR GROUNDWATER) | 6 | GROUNDWATER | 6 | OTHER INFRASTRUCTURE |  | 1803 | 1415 | GULF COAST AQUIFER | H | 146 | LIBERTY | 9 | TRINITY-SAN JACINTO | 1 | GROUNDWATER | 1 | NO WATER QUALITY IMPROVEMENTS |  | 1273 | 1 | Expanded use of groundwater | 1971 | MINING, LIBERTY | H | WUG | MINING | 1003 | N/A |  | N | 2020 | 2020 | 0 | 3797 | 5694 | 5536 | 6407 | 7277 | 70698 | 20 | 1971 | MINING, LIBERTY | H | WUG | MINING | 1003 | N/A | H | 146 | LIBERTY | 0 | 10 | 15 | 20 | 25 | 30 | N
678 | EXPANDED USE OF GW | Expanded use of groundwater | H | 5 | EXISTING SOURCE OR EXPANDED USE OF AN EXISTING SOURCE (SURFACE WATER OR GROUNDWATER) | 6 | GROUNDWATER | 6 | OTHER INFRASTRUCTURE |  | 1817 | 1419 | GULF COAST AQUIFER | H | 170 | MONTGOMERY | 10 | SAN JACINTO | 1 | GROUNDWATER | 1 | NO WATER QUALITY IMPROVEMENTS |  | 1276 | 1 | Expanded use of groundwater | 397 | CONROE | H | WUG | MUNICIPAL | 130 | CITY |  | N | 2030 | 2030 | 0 | 0 | 0 | 0 | 0 | 0 | 0 | 0 | 397 | CONROE | H | WUG | MUNICIPAL | 130 | CITY | H | 170 | MONTGOMERY | 0 | 0 | 37 | 359 | 626 | 858 | N
678 | EXPANDED USE OF GW | Expanded use of groundwater | H | 5 | EXISTING SOURCE OR EXPANDED USE OF AN EXISTING SOURCE (SURFACE WATER OR GROUNDWATER) | 6 | GROUNDWATER | 6 | OTHER INFRASTRUCTURE |  | 1817 | 1419 | GULF COAST AQUIFER | H | 170 | MONTGOMERY | 10 | SAN JACINTO | 1 | GROUNDWATER | 1 | NO WATER QUALITY IMPROVEMENTS |  | 1277 | 1 | Expanded use of groundwater | 581 | COUNTY-OTHER, MONTGOMERY | H | WUG | MUNICIPAL | 757 | COUNTY-OTHER |  | N | 2030 | 2030 | 0 | 0 | 65085 | 397327 | 564929 | 598353 | 1607119 | 20 | 581 | COUNTY-OTHER, MONTGOMERY | H | WUG | MUNICIPAL | 757 | COUNTY-OTHER | H | 170 | MONTGOMERY | 0 | 0 | 406 | 2740 | 5360 | 7371 | N
678 | EXPANDED USE OF GW | Expanded use of groundwater | H | 5 | EXISTING SOURCE OR EXPANDED USE OF AN EXISTING SOURCE (SURFACE WATER OR GROUNDWATER) | 6 | GROUNDWATER | 6 | OTHER INFRASTRUCTURE |  | 1817 | 1419 | GULF COAST AQUIFER | H | 170 | MONTGOMERY | 10 | SAN JACINTO | 1 | GROUNDWATER | 1 | NO WATER QUALITY IMPROVEMENTS |  | 1278 | 1 | Expanded use of groundwater | 682 | CRYSTAL SPRNGS WATER COMPANY | H | WUG | MUNICIPAL | 4081 | UTILITY |  | N | 2040 | 2040 | 0 | 0 | 0 | 1434 | 8915 | 16655 | 91897 | 20 | 682 | CRYSTAL SPRNGS WATER COMPANY | H | WUG | MUNICIPAL | 4081 | UTILITY | H | 170 | MONTGOMERY | 0 | 0 | 0 | 8 | 45 | 72 | N
678 | EXPANDED USE OF GW | Expanded use of groundwater | H | 5 | EXISTING SOURCE OR EXPANDED USE OF AN EXISTING SOURCE (SURFACE WATER OR GROUNDWATER) | 6 | GROUNDWATER | 6 | OTHER INFRASTRUCTURE |  | 1817 | 1419 | GULF COAST AQUIFER | H | 170 | MONTGOMERY | 10 | SAN JACINTO | 1 | GROUNDWATER | 1 | NO WATER QUALITY IMPROVEMENTS |  | 1279 | 1 | Expanded use of groundwater | 733 | EAST PLANTATION UD | H | WUG | MUNICIPAL | 4098 | UTILITY |  | N | 2040 | 2040 | 0 | 0 | 0 | 0 | 0 | 0 | 0 | 0 | 733 | EAST PLANTATION UD | H | WUG | MUNICIPAL | 4098 | UTILITY | H | 170 | MONTGOMERY | 0 | 0 | 0 | 11 | 38 | 59 | N
678 | EXPANDED USE OF GW | Expanded use of groundwater | H | 5 | EXISTING SOURCE OR EXPANDED USE OF AN EXISTING SOURCE (SURFACE WATER OR GROUNDWATER) | 6 | GROUNDWATER | 6 | OTHER INFRASTRUCTURE |  | 1817 | 1419 | GULF COAST AQUIFER | H | 170 | MONTGOMERY | 10 | SAN JACINTO | 1 | GROUNDWATER | 1 | NO WATER QUALITY IMPROVEMENTS |  | 1242 | 1 | Expanded use of groundwater | 76 | HOUSTON | H | BOTH | MUNICIPAL | 285 | CITY |  | N | 2020 | 2020 | 0 | 23533 | 65658 | 103009 | 146972 | 198740 | 1622729 | 20 | 76 | HOUSTON | H | BOTH | MUNICIPAL | 285 | CITY | H | 170 | MONTGOMERY | 0 | 62 | 173 | 305 | 481 | 689 | N
678 | EXPANDED USE OF GW | Expanded use of groundwater | H | 5 | EXISTING SOURCE OR EXPANDED USE OF AN EXISTING SOURCE (SURFACE WATER OR GROUNDWATER) | 6 | GROUNDWATER | 6 | OTHER INFRASTRUCTURE |  | 1817 | 1419 | GULF COAST AQUIFER | H | 170 | MONTGOMERY | 10 | SAN JACINTO | 1 | GROUNDWATER | 1 | NO WATER QUALITY IMPROVEMENTS |  | 1280 | 1 | Expanded use of groundwater | 1618 | MAGNOLIA | H | WUG | MUNICIPAL | 907 | CITY |  | N | 2020 | 2020 | 0 | 3057 | 10439 | 16635 | 22225 | 27405 | 225644 | 20 | 1618 | MAGNOLIA | H | WUG | MUNICIPAL | 907 | CITY | H | 170 | MONTGOMERY | 0 | 11 | 39 | 61 | 82 | 99 | N
678 | EXPANDED USE OF GW | Expanded use of groundwater | H | 5 | EXISTING SOURCE OR EXPANDED USE OF AN EXISTING SOURCE (SURFACE WATER OR GROUNDWATER) | 6 | GROUNDWATER | 6 | OTHER INFRASTRUCTURE |  | 1817 | 1419 | GULF COAST AQUIFER | H | 170 | MONTGOMERY | 10 | SAN JACINTO | 1 | GROUNDWATER | 1 | NO WATER QUALITY IMPROVEMENTS |  | 1281 | 1 | Expanded use of groundwater | 2675 | MONTGOMERY | H | WUG | MUNICIPAL | 1082 | CITY |  | N | 2020 | 2020 | 0 | 141833 | 208245 | 184947 | 103136 | 71216 | 1682732 | 20 | 2675 | MONTGOMERY | H | WUG | MUNICIPAL | 1082 | CITY | H | 170 | MONTGOMERY | 0 | 396 | 513 | 583 | 596 | 587 | N
678 | EXPANDED USE OF GW | Expanded use of groundwater | H | 5 | EXISTING SOURCE OR EXPANDED USE OF AN EXISTING SOURCE (SURFACE WATER OR GROUNDWATER) | 6 | GROUNDWATER | 6 | OTHER INFRASTRUCTURE |  | 1817 | 1419 | GULF COAST AQUIFER | H | 170 | MONTGOMERY | 10 | SAN JACINTO | 1 | GROUNDWATER | 1 | NO WATER QUALITY IMPROVEMENTS |  | 1282 | 1 | Expanded use of groundwater | 2075 | MONTGOMERY COUNTY MUD #18 | H | WUG | MUNICIPAL | 4261 | UTILITY |  | N | 2030 | 2030 | 0 | 0 | 50202 | 34364 | 11135 | 11135 | 266435 | 20 | 2075 | MONTGOMERY COUNTY MUD #18 | H | WUG | MUNICIPAL | 4261 | UTILITY | H | 170 | MONTGOMERY | 0 | 0 | 215 | 473 | 704 | 880 | N
678 | EXPANDED USE OF GW | Expanded use of groundwater | H | 5 | EXISTING SOURCE OR EXPANDED USE OF AN EXISTING SOURCE (SURFACE WATER OR GROUNDWATER) | 6 | GROUNDWATER | 6 | OTHER INFRASTRUCTURE |  | 1817 | 1419 | GULF COAST AQUIFER | H | 170 | MONTGOMERY | 10 | SAN JACINTO | 1 | GROUNDWATER | 1 | NO WATER QUALITY IMPROVEMENTS |  | 1283 | 1 | Expanded use of groundwater | 2078 | MONTGOMERY COUNTY MUD #9 | H | WUG | MUNICIPAL | 4264 | UTILITY |  | N | 2020 | 2020 | 0 | 442 | 5289 | 3005 | 987 | 987 | 23144 | 20 | 2078 | MONTGOMERY COUNTY MUD #9 | H | WUG | MUNICIPAL | 4264 | UTILITY | H | 170 | MONTGOMERY | 0 | 6 | 31 | 0 | 0 | 0 | N
678 | EXPANDED USE OF GW | Expanded use of groundwater | H | 5 | EXISTING SOURCE OR EXPANDED USE OF AN EXISTING SOURCE (SURFACE WATER OR GROUNDWATER) | 6 | GROUNDWATER | 6 | OTHER INFRASTRUCTURE |  | 1817 | 1419 | GULF COAST AQUIFER | H | 170 | MONTGOMERY | 10 | SAN JACINTO | 1 | GROUNDWATER | 1 | NO WATER QUALITY IMPROVEMENTS |  | 1284 | 1 | Expanded use of groundwater | 2110 | NEW CANEY MUD | H | WUG | MUNICIPAL | 4272 | UTILITY |  | N | 2050 | 2050 | 0 | 0 | 0 | 0 | 856 | 9334 | 40876 | 20 | 2110 | NEW CANEY MUD | H | WUG | MUNICIPAL | 4272 | UTILITY | H | 170 | MONTGOMERY | 0 | 0 | 0 | 0 | 5 | 55 | N
678 | EXPANDED USE OF GW | Expanded use of groundwater | H | 5 | EXISTING SOURCE OR EXPANDED USE OF AN EXISTING SOURCE (SURFACE WATER OR GROUNDWATER) | 6 | GROUNDWATER | 6 | OTHER INFRASTRUCTURE |  | 1817 | 1419 | GULF COAST AQUIFER | H | 170 | MONTGOMERY | 10 | SAN JACINTO | 1 | GROUNDWATER | 1 | NO WATER QUALITY IMPROVEMENTS |  | 1285 | 1 | Expanded use of groundwater | 2215 | POINT AQUARIUS MUD | H | WUG | MUNICIPAL | 4305 | UTILITY |  | N | 2030 | 2030 | 0 | 0 | 10845 | 31939 | 53593 | 69756 | 509502 | 20 | 2215 | POINT AQUARIUS MUD | H | WUG | MUNICIPAL | 4305 | UTILITY | H | 170 | MONTGOMERY | 0 | 0 | 48 | 127 | 201 | 257 | N
678 | EXPANDED USE OF GW | Expanded use of groundwater | H | 5 | EXISTING SOURCE OR EXPANDED USE OF AN EXISTING SOURCE (SURFACE WATER OR GROUNDWATER) | 6 | GROUNDWATER | 6 | OTHER INFRASTRUCTURE |  | 1817 | 1419 | GULF COAST AQUIFER | H | 170 | MONTGOMERY | 10 | SAN JACINTO | 1 | GROUNDWATER | 1 | NO WATER QUALITY IMPROVEMENTS |  | 1286 | 1 | Expanded use of groundwater | 2279 | RIVER PLANTATION MUD | H | WUG | MUNICIPAL | 4322 | UTILITY |  | N | 2030 | 2030 | 0 | 0 | 1179 | 0 | 0 | 0 | 0 | 0 | 2279 | RIVER PLANTATION MUD | H | WUG | MUNICIPAL | 4322 | UTILITY | H | 170 | MONTGOMERY | 0 | 0 | 16 | 0 | 0 | 0 | N
678 | EXPANDED USE OF GW | Expanded use of groundwater | H | 5 | EXISTING SOURCE OR EXPANDED USE OF AN EXISTING SOURCE (SURFACE WATER OR GROUNDWATER) | 6 | GROUNDWATER | 6 | OTHER INFRASTRUCTURE |  | 1817 | 1419 | GULF COAST AQUIFER | H | 170 | MONTGOMERY | 10 | SAN JACINTO | 1 | GROUNDWATER | 1 | NO WATER QUALITY IMPROVEMENTS |  | 1287 | 1 | Expanded use of groundwater | 2294 | ROMAN FOREST | H | WUG | MUNICIPAL | 801 | CITY |  | N | 2020 | 2020 | 0 | 19656 | 45780 | 60168 | 73799 | 87396 | 795583 | 20 | 2294 | ROMAN FOREST | H | WUG | MUNICIPAL | 801 | CITY | H | 170 | MONTGOMERY | 0 | 65 | 142 | 198 | 250 | 293 | N
678 | EXPANDED USE OF GW | Expanded use of groundwater | H | 5 | EXISTING SOURCE OR EXPANDED USE OF AN EXISTING SOURCE (SURFACE WATER OR GROUNDWATER) | 6 | GROUNDWATER | 6 | OTHER INFRASTRUCTURE |  | 1817 | 1419 | GULF COAST AQUIFER | H | 170 | MONTGOMERY | 10 | SAN JACINTO | 1 | GROUNDWATER | 1 | NO WATER QUALITY IMPROVEMENTS |  | 1288 | 1 | Expanded use of groundwater | 2390 | SPLENDORA | H | WUG | MUNICIPAL | 962 | CITY |  | N | 2040 | 2040 | 0 | 0 | 0 | 1090 | 3664 | 5979 | 35231 | 20 | 2390 | SPLENDORA | H | WUG | MUNICIPAL | 962 | CITY | H | 170 | MONTGOMERY | 0 | 0 | 0 | 6 | 17 | 25 | N
678 | EXPANDED USE OF GW | Expanded use of groundwater | H | 5 | EXISTING SOURCE OR EXPANDED USE OF AN EXISTING SOURCE (SURFACE WATER OR GROUNDWATER) | 6 | GROUNDWATER | 6 | OTHER INFRASTRUCTURE |  | 1817 | 1419 | GULF COAST AQUIFER | H | 170 | MONTGOMERY | 10 | SAN JACINTO | 1 | GROUNDWATER | 1 | NO WATER QUALITY IMPROVEMENTS |  | 1289 | 1 | Expanded use of groundwater | 2391 | SPRING CREEK UD | H | WUG | MUNICIPAL | 4344 | UTILITY |  | N | 2050 | 2050 | 0 | 0 | 0 | 0 | 0 | 0 | 0 | 0 | 2391 | SPRING CREEK UD | H | WUG | MUNICIPAL | 4344 | UTILITY | H | 170 | MONTGOMERY | 0 | 0 | 0 | 0 | 17 | 37 | N
678 | EXPANDED USE OF GW | Expanded use of groundwater | H | 5 | EXISTING SOURCE OR EXPANDED USE OF AN EXISTING SOURCE (SURFACE WATER OR GROUNDWATER) | 6 | GROUNDWATER | 6 | OTHER INFRASTRUCTURE |  | 1817 | 1419 | GULF COAST AQUIFER | H | 170 | MONTGOMERY | 10 | SAN JACINTO | 1 | GROUNDWATER | 1 | NO WATER QUALITY IMPROVEMENTS |  | 1290 | 1 | Expanded use of groundwater | 2676 | STAGECOACH | H | WUG | MUNICIPAL | 1083 | CITY |  | N | 2030 | 2030 | 0 | 0 | 1544 | 3901 | 6477 | 9883 | 70154 | 20 | 2676 | STAGECOACH | H | WUG | MUNICIPAL | 1083 | CITY | H | 170 | MONTGOMERY | 0 | 0 | 7 | 15 | 24 | 36 | N
678 | EXPANDED USE OF GW | Expanded use of groundwater | H | 5 | EXISTING SOURCE OR EXPANDED USE OF AN EXISTING SOURCE (SURFACE WATER OR GROUNDWATER) | 6 | GROUNDWATER | 6 | OTHER INFRASTRUCTURE |  | 1817 | 1419 | GULF COAST AQUIFER | H | 170 | MONTGOMERY | 10 | SAN JACINTO | 1 | GROUNDWATER | 1 | NO WATER QUALITY IMPROVEMENTS |  | 1291 | 1 | Expanded use of groundwater | 2455 | STEAM ELECTRIC POWER, MONTGOMERY | H | WUG | STEAM ELECTRIC | 1002 | N/A |  | N | 2020 | 2020 | 0 | 384291 | 367642 | 153318 | 234071 | 302379 | 3686708 | 20 | 2455 | STEAM ELECTRIC POWER, MONTGOMERY | H | WUG | STEAM ELECTRIC | 1002 | N/A | H | 170 | MONTGOMERY | 0 | 1037 | 811 | 728 | 588 | 502 | N
678 | EXPANDED USE OF GW | Expanded use of groundwater | H | 5 | EXISTING SOURCE OR EXPANDED USE OF AN EXISTING SOURCE (SURFACE WATER OR GROUNDWATER) | 6 | GROUNDWATER | 6 | OTHER INFRASTRUCTURE |  | 1817 | 1419 | GULF COAST AQUIFER | H | 170 | MONTGOMERY | 10 | SAN JACINTO | 1 | GROUNDWATER | 1 | NO WATER QUALITY IMPROVEMENTS |  | 1292 | 1 | Expanded use of groundwater | 2520 | THE WOODLANDS | H | WUG | MUNICIPAL | 8001 | CRU |  | N | 2020 | 2020 | 0 | 0 | 0 | 0 | 0 | 0 | 0 | 0 | 2520 | THE WOODLANDS | H | WUG | MUNICIPAL | 8001 | CRU | H | 170 | MONTGOMERY | 0 | 4038 | 2033 | 0 | 0 | 0 | N
678 | EXPANDED USE OF GW | Expanded use of groundwater | H | 5 | EXISTING SOURCE OR EXPANDED USE OF AN EXISTING SOURCE (SURFACE WATER OR GROUNDWATER) | 6 | GROUNDWATER | 6 | OTHER INFRASTRUCTURE |  | 1839 | 1402 | GULF COAST AQUIFER | H | 187 | POLK | 8 | TRINITY | 1 | GROUNDWATER | 1 | NO WATER QUALITY IMPROVEMENTS |  | 4949 | 1 | Expanded use of groundwater | 598 | COUNTY-OTHER, POLK | H | WUG | MUNICIPAL | 757 | COUNTY-OTHER |  | N | 2020 | 2020 | 0 | 26949 | 47067 | 51461 | 73212 | 99374 | 838828 | 20 | 598 | COUNTY-OTHER, POLK | H | WUG | MUNICIPAL | 757 | COUNTY-OTHER | H | 187 | POLK | 0 | 71 | 124 | 174 | 260 | 356 | N
678 | EXPANDED USE OF GW | Expanded use of groundwater | H | 5 | EXISTING SOURCE OR EXPANDED USE OF AN EXISTING SOURCE (SURFACE WATER OR GROUNDWATER) | 6 | GROUNDWATER | 6 | OTHER INFRASTRUCTURE |  | 1839 | 1402 | GULF COAST AQUIFER | H | 187 | POLK | 8 | TRINITY | 1 | GROUNDWATER | 1 | NO WATER QUALITY IMPROVEMENTS |  | 4955 | 1 | Expanded use of groundwater | 2009 | MINING, POLK | H | WUG | MINING | 1003 | N/A |  | N | 2020 | 2020 | 0 | 759 | 1138 | 1106 | 1279 | 1453 | 14141 | 20 | 2009 | MINING, POLK | H | WUG | MINING | 1003 | N/A | H | 187 | POLK | 0 | 2 | 3 | 4 | 5 | 6 | N
678 | EXPANDED USE OF GW | Expanded use of groundwater | H | 5 | EXISTING SOURCE OR EXPANDED USE OF AN EXISTING SOURCE (SURFACE WATER OR GROUNDWATER) | 6 | GROUNDWATER | 6 | OTHER INFRASTRUCTURE |  | 1839 | 1402 | GULF COAST AQUIFER | H | 187 | POLK | 8 | TRINITY | 1 | GROUNDWATER | 1 | NO WATER QUALITY IMPROVEMENTS |  | 4966 | 1 | Expanded use of groundwater | 2158 | ONALASKA | H | WUG | MUNICIPAL | 933 | CITY |  | N | 2020 | 2020 | 0 | 15184 | 26951 | 26705 | 28308 | 32723 | 320489 | 20 | 2158 | ONALASKA | H | WUG | MUNICIPAL | 933 | CITY | H | 187 | POLK | 0 | 40 | 71 | 92 | 113 | 136 | N
678 | EXPANDED USE OF GW | Expanded use of groundwater | H | 5 | EXISTING SOURCE OR EXPANDED USE OF AN EXISTING SOURCE (SURFACE WATER OR GROUNDWATER) | 6 | GROUNDWATER | 6 | OTHER INFRASTRUCTURE |  | 1839 | 1402 | GULF COAST AQUIFER | H | 187 | POLK | 8 | TRINITY | 1 | GROUNDWATER | 1 | NO WATER QUALITY IMPROVEMENTS |  | 4967 | 1 | Expanded use of groundwater | 2159 | ONALASKA WSC | H | WUG | MUNICIPAL | 4293 | UTILITY |  | N | 2020 | 2020 | 0 | 1519 | 2657 | 1466 | 1145 | 4256 | 35349 | 20 | 2159 | ONALASKA WSC | H | WUG | MUNICIPAL | 4293 | UTILITY | H | 187 | POLK | 0 | 4 | 7 | 2 | 6 | 15 | N
678 | EXPANDED USE OF GW | Expanded use of groundwater | H | 5 | EXISTING SOURCE OR EXPANDED USE OF AN EXISTING SOURCE (SURFACE WATER OR GROUNDWATER) | 6 | GROUNDWATER | 6 | OTHER INFRASTRUCTURE |  | 1818 | 1420 | GULF COAST AQUIFER | H | 204 | SAN JACINTO | 10 | SAN JACINTO | 1 | GROUNDWATER | 1 | NO WATER QUALITY IMPROVEMENTS |  | 1293 | 1 | Expanded use of groundwater | 377 | COLDSPRING | H | WUG | MUNICIPAL | 122 | CITY |  | N | 2020 | 2020 | 0 | 2657 | 4554 | 4254 | 3606 | 3368 | 40063 | 20 | 377 | COLDSPRING | H | WUG | MUNICIPAL | 122 | CITY | H | 204 | SAN JACINTO | 0 | 7 | 12 | 15 | 16 | 17 | N
678 | EXPANDED USE OF GW | Expanded use of groundwater | H | 5 | EXISTING SOURCE OR EXPANDED USE OF AN EXISTING SOURCE (SURFACE WATER OR GROUNDWATER) | 6 | GROUNDWATER | 6 | OTHER INFRASTRUCTURE |  | 1818 | 1420 | GULF COAST AQUIFER | H | 204 | SAN JACINTO | 10 | SAN JACINTO | 1 | GROUNDWATER | 1 | NO WATER QUALITY IMPROVEMENTS |  | 1294 | 1 | Expanded use of groundwater | 615 | COUNTY-OTHER, SAN JACINTO | H | WUG | MUNICIPAL | 757 | COUNTY-OTHER |  | N | 2020 | 2020 | 0 | 40227 | 69832 | 62864 | 55572 | 53253 | 614975 | 20 | 615 | COUNTY-OTHER, SAN JACINTO | H | WUG | MUNICIPAL | 757 | COUNTY-OTHER | H | 204 | SAN JACINTO | 0 | 106 | 184 | 223 | 246 | 261 | N
678 | EXPANDED USE OF GW | Expanded use of groundwater | H | 5 | EXISTING SOURCE OR EXPANDED USE OF AN EXISTING SOURCE (SURFACE WATER OR GROUNDWATER) | 6 | GROUNDWATER | 6 | OTHER INFRASTRUCTURE |  | 1818 | 1420 | GULF COAST AQUIFER | H | 204 | SAN JACINTO | 10 | SAN JACINTO | 1 | GROUNDWATER | 1 | NO WATER QUALITY IMPROVEMENTS |  | 1295 | 1 | Expanded use of groundwater | 1295 | LAKE LIVINGSTON WATER SUPPLY & SEWER SERVICE COMPANY | H | WUG | MUNICIPAL | 4226 | UTILITY |  | N | 2010 | 2010 | 0 | 0 | 0 | 0 | 0 | 0 | 0 | 0 | 1295 | LAKE LIVINGSTON WATER SUPPLY & SEWER SERVICE COMPANY | H | WUG | MUNICIPAL | 4226 | UTILITY | H | 204 | SAN JACINTO | 0 | 0 | 0 | 0 | 0 | 0 | N
678 | EXPANDED USE OF GW | Expanded use of groundwater | H | 5 | EXISTING SOURCE OR EXPANDED USE OF AN EXISTING SOURCE (SURFACE WATER OR GROUNDWATER) | 6 | GROUNDWATER | 6 | OTHER INFRASTRUCTURE |  | 1818 | 1420 | GULF COAST AQUIFER | H | 204 | SAN JACINTO | 10 | SAN JACINTO | 1 | GROUNDWATER | 1 | NO WATER QUALITY IMPROVEMENTS |  | 1296 | 1 | Expanded use of groundwater | 1763 | MANUFACTURING, SAN JACINTO | H | WUG | MANUFACTURING | 1001 | N/A |  | N | 2020 | 2020 | 0 | 1519 | 3037 | 3734 | 4050 | 5125 | 47131 | 20 | 1763 | MANUFACTURING, SAN JACINTO | H | WUG | MANUFACTURING | 1001 | N/A | H | 204 | SAN JACINTO | 0 | 4 | 8 | 12 | 15 | 20 | N
678 | EXPANDED USE OF GW | Expanded use of groundwater | H | 5 | EXISTING SOURCE OR EXPANDED USE OF AN EXISTING SOURCE (SURFACE WATER OR GROUNDWATER) | 6 | GROUNDWATER | 6 | OTHER INFRASTRUCTURE |  | 1818 | 1420 | GULF COAST AQUIFER | H | 204 | SAN JACINTO | 10 | SAN JACINTO | 1 | GROUNDWATER | 1 | NO WATER QUALITY IMPROVEMENTS |  | 1297 | 1 | Expanded use of groundwater | 1828 | MERCY WSC | H | WUG | MUNICIPAL | 4253 | UTILITY |  | N | 2020 | 2020 | 0 | 25052 | 44411 | 42999 | 38974 | 35815 | 412377 | 20 | 1828 | MERCY WSC | H | WUG | MUNICIPAL | 4253 | UTILITY | H | 204 | SAN JACINTO | 0 | 66 | 117 | 149 | 166 | 175 | N
678 | EXPANDED USE OF GW | Expanded use of groundwater | H | 5 | EXISTING SOURCE OR EXPANDED USE OF AN EXISTING SOURCE (SURFACE WATER OR GROUNDWATER) | 6 | GROUNDWATER | 6 | OTHER INFRASTRUCTURE |  | 1804 | 1403 | GULF COAST AQUIFER | H | 204 | SAN JACINTO | 8 | TRINITY | 1 | GROUNDWATER | 1 | NO WATER QUALITY IMPROVEMENTS |  | 1293 | 1 | Expanded use of groundwater | 377 | COLDSPRING | H | WUG | MUNICIPAL | 122 | CITY |  | N | 2020 | 2020 | 0 | 8730 | 15943 | 15393 | 13767 | 12645 | 146107 | 20 | 377 | COLDSPRING | H | WUG | MUNICIPAL | 122 | CITY | H | 204 | SAN JACINTO | 0 | 23 | 42 | 53 | 59 | 62 | N
678 | EXPANDED USE OF GW | Expanded use of groundwater | H | 5 | EXISTING SOURCE OR EXPANDED USE OF AN EXISTING SOURCE (SURFACE WATER OR GROUNDWATER) | 6 | GROUNDWATER | 6 | OTHER INFRASTRUCTURE |  | 1804 | 1403 | GULF COAST AQUIFER | H | 204 | SAN JACINTO | 8 | TRINITY | 1 | GROUNDWATER | 1 | NO WATER QUALITY IMPROVEMENTS |  | 4643 | 1 | Expanded use of groundwater | 615 | COUNTY-OTHER, SAN JACINTO | H | WUG | MUNICIPAL | 757 | COUNTY-OTHER |  | N | 2020 | 2020 | 0 | 66006 | 101681 | 55347 | 29335 | 26904 | 631246 | 20 | 615 | COUNTY-OTHER, SAN JACINTO | H | WUG | MUNICIPAL | 757 | COUNTY-OTHER | H | 204 | SAN JACINTO | 0 | 174 | 268 | 124 | 33 | 0 | N
678 | EXPANDED USE OF GW | Expanded use of groundwater | H | 5 | EXISTING SOURCE OR EXPANDED USE OF AN EXISTING SOURCE (SURFACE WATER OR GROUNDWATER) | 6 | GROUNDWATER | 6 | OTHER INFRASTRUCTURE |  | 1804 | 1403 | GULF COAST AQUIFER | H | 204 | SAN JACINTO | 8 | TRINITY | 1 | GROUNDWATER | 1 | NO WATER QUALITY IMPROVEMENTS |  | 1030 | 1 | Expanded use of groundwater | 1295 | LAKE LIVINGSTON WATER SUPPLY & SEWER SERVICE COMPANY | H | WUG | MUNICIPAL | 4226 | UTILITY |  | N | 2010 | 2010 | 0 | 0 | 0 | 0 | 0 | 0 | 0 | 0 | 1295 | LAKE LIVINGSTON WATER SUPPLY & SEWER SERVICE COMPANY | H | WUG | MUNICIPAL | 4226 | UTILITY | H | 204 | SAN JACINTO | 0 | 0 | 0 | 0 | 0 | 0 | N
678 | EXPANDED USE OF GW | Expanded use of groundwater | H | 5 | EXISTING SOURCE OR EXPANDED USE OF AN EXISTING SOURCE (SURFACE WATER OR GROUNDWATER) | 6 | GROUNDWATER | 6 | OTHER INFRASTRUCTURE |  | 1804 | 1403 | GULF COAST AQUIFER | H | 204 | SAN JACINTO | 8 | TRINITY | 1 | GROUNDWATER | 1 | NO WATER QUALITY IMPROVEMENTS |  | 4968 | 1 | Expanded use of groundwater | 2216 | POINT BLANK | H | WUG | MUNICIPAL | 1056 | CITY |  | N | 2020 | 2020 | 0 | 4175 | 7213 | 6471 | 5965 | 5522 | 63628 | 20 | 2216 | POINT BLANK | H | WUG | MUNICIPAL | 1056 | CITY | H | 204 | SAN JACINTO | 0 | 11 | 19 | 23 | 26 | 27 | N
678 | EXPANDED USE OF GW | Expanded use of groundwater | H | 5 | EXISTING SOURCE OR EXPANDED USE OF AN EXISTING SOURCE (SURFACE WATER OR GROUNDWATER) | 6 | GROUNDWATER | 6 | OTHER INFRASTRUCTURE |  | 1804 | 1403 | GULF COAST AQUIFER | H | 204 | SAN JACINTO | 8 | TRINITY | 1 | GROUNDWATER | 1 | NO WATER QUALITY IMPROVEMENTS |  | 4969 | 1 | Expanded use of groundwater | 2280 | RIVERSIDE WSC | H | WUG | MUNICIPAL | 4323 | UTILITY |  | N | 2020 | 2020 | 0 | 11008 | 23914 | 39592 | 44754 | 46330 | 440663 | 20 | 2280 | RIVERSIDE WSC | H | WUG | MUNICIPAL | 4323 | UTILITY | H | 204 | SAN JACINTO | 0 | 29 | 63 | 120 | 152 | 187 | N
678 | EXPANDED USE OF GW | Expanded use of groundwater | H | 5 | EXISTING SOURCE OR EXPANDED USE OF AN EXISTING SOURCE (SURFACE WATER OR GROUNDWATER) | 6 | GROUNDWATER | 6 | OTHER INFRASTRUCTURE |  | 1804 | 1403 | GULF COAST AQUIFER | H | 204 | SAN JACINTO | 8 | TRINITY | 1 | GROUNDWATER | 1 | NO WATER QUALITY IMPROVEMENTS |  | 4970 | 1 | Expanded use of groundwater | 2321 | SAN JACINTO WSC | H | WUG | MUNICIPAL | 4328 | UTILITY |  | N | 2020 | 2020 | 0 | 25810 | 46307 | 44864 | 39844 | 36860 | 426514 | 20 | 2321 | SAN JACINTO WSC | H | WUG | MUNICIPAL | 4328 | UTILITY | H | 204 | SAN JACINTO | 0 | 68 | 122 | 155 | 171 | 181 | N
678 | EXPANDED USE OF GW | Expanded use of groundwater | H | 5 | EXISTING SOURCE OR EXPANDED USE OF AN EXISTING SOURCE (SURFACE WATER OR GROUNDWATER) | 6 | GROUNDWATER | 6 | OTHER INFRASTRUCTURE |  | 1804 | 1403 | GULF COAST AQUIFER | H | 204 | SAN JACINTO | 8 | TRINITY | 1 | GROUNDWATER | 1 | NO WATER QUALITY IMPROVEMENTS |  | 4971 | 1 | Expanded use of groundwater | 2354 | SHEPHERD | H | WUG | MUNICIPAL | 746 | CITY |  | N | 2020 | 2020 | 0 | 20497 | 35302 | 30661 | 27583 | 26746 | 306343 | 20 | 2354 | SHEPHERD | H | WUG | MUNICIPAL | 746 | CITY | H | 204 | SAN JACINTO | 0 | 54 | 93 | 110 | 123 | 130 | N
678 | EXPANDED USE OF GW | Expanded use of groundwater | H | 5 | EXISTING SOURCE OR EXPANDED USE OF AN EXISTING SOURCE (SURFACE WATER OR GROUNDWATER) | 6 | GROUNDWATER | 6 | OTHER INFRASTRUCTURE |  | 1819 | 1407 | GULF COAST AQUIFER | H | 228 | TRINITY | 8 | TRINITY | 1 | GROUNDWATER | 1 | NO WATER QUALITY IMPROVEMENTS |  | 4953 | 1 | Expanded use of groundwater | 639 | COUNTY-OTHER, TRINITY | I | WUG | MUNICIPAL | 757 | COUNTY-OTHER |  | N | 2020 | 2020 | 0 | 12147 | 13285 | 5679 | 3516 | 3516 | 82479 | 20 | 639 | COUNTY-OTHER, TRINITY | I | WUG | MUNICIPAL | 757 | COUNTY-OTHER | H | 228 | TRINITY | 0 | 32 | 35 | 21 | 0 | 0 | N
678 | EXPANDED USE OF GW | Expanded use of groundwater | H | 5 | EXISTING SOURCE OR EXPANDED USE OF AN EXISTING SOURCE (SURFACE WATER OR GROUNDWATER) | 6 | GROUNDWATER | 6 | OTHER INFRASTRUCTURE |  | 1819 | 1407 | GULF COAST AQUIFER | H | 228 | TRINITY | 8 | TRINITY | 1 | GROUNDWATER | 1 | NO WATER QUALITY IMPROVEMENTS |  | 4638 | 1 | Expanded use of groundwater | 1295 | LAKE LIVINGSTON WATER SUPPLY & SEWER SERVICE COMPANY | H | WUG | MUNICIPAL | 4226 | UTILITY |  | N | 2020 | 2020 | 0 | 759 | 686 | 201 | 201 | 201 | 4713 | 20 | 1295 | LAKE LIVINGSTON WATER SUPPLY & SEWER SERVICE COMPANY | H | WUG | MUNICIPAL | 4226 | UTILITY | H | 228 | TRINITY | 0 | 2 | 1 | 0 | 0 | 0 | N
678 | EXPANDED USE OF GW | Expanded use of groundwater | H | 5 | EXISTING SOURCE OR EXPANDED USE OF AN EXISTING SOURCE (SURFACE WATER OR GROUNDWATER) | 6 | GROUNDWATER | 6 | OTHER INFRASTRUCTURE |  | 1842 | 1421 | GULF COAST AQUIFER | H | 236 | WALKER | 10 | SAN JACINTO | 1 | GROUNDWATER | 1 | NO WATER QUALITY IMPROVEMENTS |  | 1298 | 1 | Expanded use of groundwater | 1781 | MANUFACTURING, WALKER | H | WUG | MANUFACTURING | 1001 | N/A |  | N | 2020 | 2020 | 0 | 34917 | 66799 | 80540 | 91750 | 104069 | 980184 | 20 | 1781 | MANUFACTURING, WALKER | H | WUG | MANUFACTURING | 1001 | N/A | H | 236 | WALKER | 0 | 92 | 176 | 262 | 337 | 416 | N
678 | EXPANDED USE OF GW | Expanded use of groundwater | H | 5 | EXISTING SOURCE OR EXPANDED USE OF AN EXISTING SOURCE (SURFACE WATER OR GROUNDWATER) | 6 | GROUNDWATER | 6 | OTHER INFRASTRUCTURE |  | 1842 | 1421 | GULF COAST AQUIFER | H | 236 | WALKER | 10 | SAN JACINTO | 1 | GROUNDWATER | 1 | NO WATER QUALITY IMPROVEMENTS |  | 1299 | 1 | Expanded use of groundwater | 2117 | NEW WAVERLY | H | WUG | MUNICIPAL | 926 | CITY |  | N | 2020 | 2020 | 0 | 6453 | 9491 | 5482 | 3764 | 3764 | 58915 | 20 | 2117 | NEW WAVERLY | H | WUG | MUNICIPAL | 926 | CITY | H | 236 | WALKER | 0 | 17 | 25 | 18 | 17 | 17 | N
678 | EXPANDED USE OF GW | Expanded use of groundwater | H | 5 | EXISTING SOURCE OR EXPANDED USE OF AN EXISTING SOURCE (SURFACE WATER OR GROUNDWATER) | 6 | GROUNDWATER | 6 | OTHER INFRASTRUCTURE |  | 1843 | 1410 | GULF COAST AQUIFER | H | 236 | WALKER | 8 | TRINITY | 1 | GROUNDWATER | 1 | NO WATER QUALITY IMPROVEMENTS |  | 4630 | 1 | Expanded use of groundwater | 1295 | LAKE LIVINGSTON WATER SUPPLY & SEWER SERVICE COMPANY | H | WUG | MUNICIPAL | 4226 | UTILITY |  | N | 2030 | 2030 | 0 | 0 | 379 | 305 | 100 | 100 | 2357 | 20 | 1295 | LAKE LIVINGSTON WATER SUPPLY & SEWER SERVICE COMPANY | H | WUG | MUNICIPAL | 4226 | UTILITY | H | 236 | WALKER | 0 | 0 | 1 | 0 | 0 | 0 | N
678 | EXPANDED USE OF GW | Expanded use of groundwater | H | 5 | EXISTING SOURCE OR EXPANDED USE OF AN EXISTING SOURCE (SURFACE WATER OR GROUNDWATER) | 6 | GROUNDWATER | 6 | OTHER INFRASTRUCTURE |  | 1843 | 1410 | GULF COAST AQUIFER | H | 236 | WALKER | 8 | TRINITY | 1 | GROUNDWATER | 1 | NO WATER QUALITY IMPROVEMENTS |  | 4969 | 1 | Expanded use of groundwater | 2280 | RIVERSIDE WSC | H | WUG | MUNICIPAL | 4323 | UTILITY |  | N | 2030 | 2030 | 0 | 0 | 1897 | 18600 | 26303 | 31308 | 256860 | 20 | 2280 | RIVERSIDE WSC | H | WUG | MUNICIPAL | 4323 | UTILITY | H | 236 | WALKER | 0 | 0 | 5 | 49 | 72 | 109 | N
678 | EXPANDED USE OF GW | Expanded use of groundwater | H | 5 | EXISTING SOURCE OR EXPANDED USE OF AN EXISTING SOURCE (SURFACE WATER OR GROUNDWATER) | 6 | GROUNDWATER | 6 | OTHER INFRASTRUCTURE |  | 1805 | 1439 | GULF COAST AQUIFER | H | 237 | WALLER | 12 | BRAZOS | 1 | GROUNDWATER | 1 | NO WATER QUALITY IMPROVEMENTS |  | 2237 | 1 | Expanded use of groundwater | 296 | BROOKSHIRE | H | WUG | MUNICIPAL | 77 | CITY |  | N | 2020 | 2020 | 0 | 47054 | 115332 | 166471 | 223523 | 294194 | 2471440 | 20 | 296 | BROOKSHIRE | H | WUG | MUNICIPAL | 77 | CITY | H | 237 | WALLER | 0 | 124 | 304 | 506 | 754 | 1050 | N
678 | EXPANDED USE OF GW | Expanded use of groundwater | H | 5 | EXISTING SOURCE OR EXPANDED USE OF AN EXISTING SOURCE (SURFACE WATER OR GROUNDWATER) | 6 | GROUNDWATER | 6 | OTHER INFRASTRUCTURE |  | 1805 | 1439 | GULF COAST AQUIFER | H | 237 | WALLER | 12 | BRAZOS | 1 | GROUNDWATER | 1 | NO WATER QUALITY IMPROVEMENTS |  | 2238 | 1 | Expanded use of groundwater | 648 | COUNTY-OTHER, WALLER | H | WUG | MUNICIPAL | 757 | COUNTY-OTHER |  | N | 2030 | 2030 | 0 | 0 | 10629 | 24674 | 45870 | 68632 | 508971 | 20 | 648 | COUNTY-OTHER, WALLER | H | WUG | MUNICIPAL | 757 | COUNTY-OTHER | H | 237 | WALLER | 0 | 0 | 28 | 65 | 136 | 216 | N
678 | EXPANDED USE OF GW | Expanded use of groundwater | H | 5 | EXISTING SOURCE OR EXPANDED USE OF AN EXISTING SOURCE (SURFACE WATER OR GROUNDWATER) | 6 | GROUNDWATER | 6 | OTHER INFRASTRUCTURE |  | 1805 | 1439 | GULF COAST AQUIFER | H | 237 | WALLER | 12 | BRAZOS | 1 | GROUNDWATER | 1 | NO WATER QUALITY IMPROVEMENTS |  | 2239 | 1 | Expanded use of groundwater | 931 | HEMPSTEAD | H | WUG | MUNICIPAL | 271 | CITY |  | N | 2020 | 2020 | 0 | 178630 | 405617 | 567973 | 749743 | 965619 | 8233457 | 20 | 931 | HEMPSTEAD | H | WUG | MUNICIPAL | 271 | CITY | H | 237 | WALLER | 0 | 473 | 1076 | 1766 | 2581 | 3539 | N
678 | EXPANDED USE OF GW | Expanded use of groundwater | H | 5 | EXISTING SOURCE OR EXPANDED USE OF AN EXISTING SOURCE (SURFACE WATER OR GROUNDWATER) | 6 | GROUNDWATER | 6 | OTHER INFRASTRUCTURE |  | 1805 | 1439 | GULF COAST AQUIFER | H | 237 | WALLER | 12 | BRAZOS | 1 | GROUNDWATER | 1 | NO WATER QUALITY IMPROVEMENTS |  | 2240 | 1 | Expanded use of groundwater | 1201 | IRRIGATION, WALLER | H | WUG | IRRIGATION | 1004 | N/A |  | N | 2040 | 2040 | 0 | 0 | 0 | 213 | 0 | 0 | 0 | 0 | 1201 | IRRIGATION, WALLER | H | WUG | IRRIGATION | 1004 | N/A | H | 237 | WALLER | 0 | 0 | 0 | 13 | 0 | 0 | N
678 | EXPANDED USE OF GW | Expanded use of groundwater | H | 5 | EXISTING SOURCE OR EXPANDED USE OF AN EXISTING SOURCE (SURFACE WATER OR GROUNDWATER) | 6 | GROUNDWATER | 6 | OTHER INFRASTRUCTURE |  | 1805 | 1439 | GULF COAST AQUIFER | H | 237 | WALLER | 12 | BRAZOS | 1 | GROUNDWATER | 1 | NO WATER QUALITY IMPROVEMENTS |  | 2241 | 1 | Expanded use of groundwater | 1782 | MANUFACTURING, WALLER | H | WUG | MANUFACTURING | 1001 | N/A |  | N | 2020 | 2020 | 0 | 759 | 1519 | 2246 | 2213 | 2735 | 25923 | 20 | 1782 | MANUFACTURING, WALLER | H | WUG | MANUFACTURING | 1001 | N/A | H | 237 | WALLER | 0 | 2 | 4 | 7 | 8 | 11 | N
678 | EXPANDED USE OF GW | Expanded use of groundwater | H | 5 | EXISTING SOURCE OR EXPANDED USE OF AN EXISTING SOURCE (SURFACE WATER OR GROUNDWATER) | 6 | GROUNDWATER | 6 | OTHER INFRASTRUCTURE |  | 1805 | 1439 | GULF COAST AQUIFER | H | 237 | WALLER | 12 | BRAZOS | 1 | GROUNDWATER | 1 | NO WATER QUALITY IMPROVEMENTS |  | 2242 | 1 | Expanded use of groundwater | 2200 | PINE ISLAND | H | WUG | MUNICIPAL | 938 | CITY |  | N | 2020 | 2020 | 0 | 11008 | 22776 | 29345 | 39678 | 52257 | 443019 | 20 | 2200 | PINE ISLAND | H | WUG | MUNICIPAL | 938 | CITY | H | 237 | WALLER | 0 | 29 | 60 | 93 | 137 | 188 | N
678 | EXPANDED USE OF GW | Expanded use of groundwater | H | 5 | EXISTING SOURCE OR EXPANDED USE OF AN EXISTING SOURCE (SURFACE WATER OR GROUNDWATER) | 6 | GROUNDWATER | 6 | OTHER INFRASTRUCTURE |  | 1805 | 1439 | GULF COAST AQUIFER | H | 237 | WALLER | 12 | BRAZOS | 1 | GROUNDWATER | 1 | NO WATER QUALITY IMPROVEMENTS |  | 2243 | 1 | Expanded use of groundwater | 2232 | PRAIRIE VIEW | H | WUG | MUNICIPAL | 485 | CITY |  | N | 2020 | 2020 | 0 | 31123 | 67556 | 92836 | 126237 | 167169 | 1406342 | 20 | 2232 | PRAIRIE VIEW | H | WUG | MUNICIPAL | 485 | CITY | H | 237 | WALLER | 0 | 82 | 178 | 289 | 429 | 597 | N
678 | EXPANDED USE OF GW | Expanded use of groundwater | H | 5 | EXISTING SOURCE OR EXPANDED USE OF AN EXISTING SOURCE (SURFACE WATER OR GROUNDWATER) | 6 | GROUNDWATER | 6 | OTHER INFRASTRUCTURE |  | 1844 | 1422 | GULF COAST AQUIFER | H | 237 | WALLER | 10 | SAN JACINTO | 1 | GROUNDWATER | 1 | NO WATER QUALITY IMPROVEMENTS |  | 1300 | 1 | Expanded use of groundwater | 648 | COUNTY-OTHER, WALLER | H | WUG | MUNICIPAL | 757 | COUNTY-OTHER |  | N | 2020 | 2020 | 0 | 65247 | 146397 | 189959 | 257419 | 340057 | 2868229 | 20 | 648 | COUNTY-OTHER, WALLER | H | WUG | MUNICIPAL | 757 | COUNTY-OTHER | H | 237 | WALLER | 0 | 172 | 386 | 594 | 888 | 1219 | N
678 | EXPANDED USE OF GW | Expanded use of groundwater | H | 5 | EXISTING SOURCE OR EXPANDED USE OF AN EXISTING SOURCE (SURFACE WATER OR GROUNDWATER) | 6 | GROUNDWATER | 6 | OTHER INFRASTRUCTURE |  | 1844 | 1422 | GULF COAST AQUIFER | H | 237 | WALLER | 10 | SAN JACINTO | 1 | GROUNDWATER | 1 | NO WATER QUALITY IMPROVEMENTS |  | 1301 | 1 | Expanded use of groundwater | 1201 | IRRIGATION, WALLER | H | WUG | IRRIGATION | 1004 | N/A |  | N | 2020 | 2020 | 0 | 39552 | 31793 | 3271 | 3271 | 3271 | 327148 | 20 | 1201 | IRRIGATION, WALLER | H | WUG | IRRIGATION | 1004 | N/A | H | 237 | WALLER | 0 | 474 | 0 | 0 | 0 | 0 | N
678 | EXPANDED USE OF GW | Expanded use of groundwater | H | 5 | EXISTING SOURCE OR EXPANDED USE OF AN EXISTING SOURCE (SURFACE WATER OR GROUNDWATER) | 6 | GROUNDWATER | 6 | OTHER INFRASTRUCTURE |  | 1844 | 1422 | GULF COAST AQUIFER | H | 237 | WALLER | 10 | SAN JACINTO | 1 | GROUNDWATER | 1 | NO WATER QUALITY IMPROVEMENTS |  | 1302 | 1 | Expanded use of groundwater | 1782 | MANUFACTURING, WALLER | H | WUG | MANUFACTURING | 1001 | N/A |  | N | 2020 | 2020 | 0 | 3797 | 7213 | 8195 | 9762 | 11155 | 103690 | 20 | 1782 | MANUFACTURING, WALLER | H | WUG | MANUFACTURING | 1001 | N/A | H | 237 | WALLER | 0 | 10 | 19 | 27 | 36 | 44 | N
678 | EXPANDED USE OF GW | Expanded use of groundwater | H | 5 | EXISTING SOURCE OR EXPANDED USE OF AN EXISTING SOURCE (SURFACE WATER OR GROUNDWATER) | 6 | GROUNDWATER | 6 | OTHER INFRASTRUCTURE |  | 1844 | 1422 | GULF COAST AQUIFER | H | 237 | WALLER | 10 | SAN JACINTO | 1 | GROUNDWATER | 1 | NO WATER QUALITY IMPROVEMENTS |  | 1303 | 1 | Expanded use of groundwater | 2232 | PRAIRIE VIEW | H | WUG | MUNICIPAL | 485 | CITY |  | N | 2020 | 2020 | 0 | 3416 | 7591 | 10297 | 13731 | 18479 | 155533 | 20 | 2232 | PRAIRIE VIEW | H | WUG | MUNICIPAL | 485 | CITY | H | 237 | WALLER | 0 | 9 | 20 | 32 | 47 | 66 | N
678 | EXPANDED USE OF GW | Expanded use of groundwater | H | 5 | EXISTING SOURCE OR EXPANDED USE OF AN EXISTING SOURCE (SURFACE WATER OR GROUNDWATER) | 6 | GROUNDWATER | 6 | OTHER INFRASTRUCTURE |  | 1844 | 1422 | GULF COAST AQUIFER | H | 237 | WALLER | 10 | SAN JACINTO | 1 | GROUNDWATER | 1 | NO WATER QUALITY IMPROVEMENTS |  | 1304 | 1 | Expanded use of groundwater | 2575 | WALLER | H | WUG | MUNICIPAL | 629 | CITY | Capital Cost: $1,180,344 (SAN JACINTO Basin), $421,801 (SAN JACINTO Basin) | N | 2020 | 2020 | 0 | 53897 | 101721 | 121890 | 151793 | 163865 | 1602145 | 20 | 2575 | WALLER | H | WUG | MUNICIPAL | 629 | CITY | H | 101 | HARRIS | 0 | 70 | 112 | 146 | 179 | 10 | N
678 | EXPANDED USE OF GW | Expanded use of groundwater | H | 5 | EXISTING SOURCE OR EXPANDED USE OF AN EXISTING SOURCE (SURFACE WATER OR GROUNDWATER) | 6 | GROUNDWATER | 6 | OTHER INFRASTRUCTURE |  | 1844 | 1422 | GULF COAST AQUIFER | H | 237 | WALLER | 10 | SAN JACINTO | 1 | GROUNDWATER | 1 | NO WATER QUALITY IMPROVEMENTS |  | 1304 | 1 | Expanded use of groundwater | 2575 | WALLER | H | WUG | MUNICIPAL | 629 | CITY | Capital Cost: $1,180,344 (SAN JACINTO Basin), $421,801 (SAN JACINTO Basin) | N | 2020 | 2020 | 0 | 53897 | 101721 | 121890 | 151793 | 163865 | 1602145 | 20 | 2575 | WALLER | H | WUG | MUNICIPAL | 629 | CITY | H | 237 | WALLER | 0 | 72 | 156 | 252 | 366 | 501 | N
678 | EXPANDED USE OF GW | Expanded use of groundwater | H | 5 | EXISTING SOURCE OR EXPANDED USE OF AN EXISTING SOURCE (SURFACE WATER OR GROUNDWATER) | 6 | GROUNDWATER | 6 | OTHER INFRASTRUCTURE |  | 1811 | 1405 | OTHER AQUIFER | H | 228 | TRINITY | 8 | TRINITY | 1 | GROUNDWATER | 1 | NO WATER QUALITY IMPROVEMENTS |  | 4973 | 1 | Expanded use of groundwater | 2543 | TRINITY | H | WUG | MUNICIPAL | 610 | CITY |  | N | 2020 | 2020 | 0 | 759 | 612 | 201 | 201 | 201 | 4713 | 20 | 2543 | TRINITY | H | WUG | MUNICIPAL | 610 | CITY | H | 228 | TRINITY | 0 | 2 | 0 | 0 | 0 | 0 | N
678 | EXPANDED USE OF GW | Expanded use of groundwater | H | 5 | EXISTING SOURCE OR EXPANDED USE OF AN EXISTING SOURCE (SURFACE WATER OR GROUNDWATER) | 6 | GROUNDWATER | 6 | OTHER INFRASTRUCTURE |  | 1833 | 1396 | QUEEN CITY AQUIFER | H | 145 | LEON | 8 | TRINITY | 1 | GROUNDWATER | 1 | NO WATER QUALITY IMPROVEMENTS |  | 4948 | 1 | Expanded use of groundwater | 556 | COUNTY-OTHER, LEON | H | WUG | MUNICIPAL | 757 | COUNTY-OTHER |  | N | 2020 | 2020 | 0 | 2278 | 2833 | 1379 | 884 | 958 | 17281 | 20 | 556 | COUNTY-OTHER, LEON | H | WUG | MUNICIPAL | 757 | COUNTY-OTHER | H | 145 | LEON | 0 | 6 | 8 | 5 | 2 | 3 | N
678 | EXPANDED USE OF GW | Expanded use of groundwater | H | 5 | EXISTING SOURCE OR EXPANDED USE OF AN EXISTING SOURCE (SURFACE WATER OR GROUNDWATER) | 6 | GROUNDWATER | 6 | OTHER INFRASTRUCTURE |  | 1833 | 1396 | QUEEN CITY AQUIFER | H | 145 | LEON | 8 | TRINITY | 1 | GROUNDWATER | 1 | NO WATER QUALITY IMPROVEMENTS |  | 2451 | 1 | Expanded use of groundwater | 1717 | MANUFACTURING, LEON | H | WUG | MANUFACTURING | 1001 | N/A |  | N | 2060 | 2060 | 0 | 0 | 0 | 0 | 0 | 1022 | 3335 | 20 | 1717 | MANUFACTURING, LEON | H | WUG | MANUFACTURING | 1001 | N/A | H | 145 | LEON | 0 | 0 | 0 | 0 | 0 | 8 | N
678 | EXPANDED USE OF GW | Expanded use of groundwater | H | 5 | EXISTING SOURCE OR EXPANDED USE OF AN EXISTING SOURCE (SURFACE WATER OR GROUNDWATER) | 6 | GROUNDWATER | 6 | OTHER INFRASTRUCTURE |  | 1826 | 1400 | QUEEN CITY AQUIFER | H | 157 | MADISON | 8 | TRINITY | 1 | GROUNDWATER | 1 | NO WATER QUALITY IMPROVEMENTS |  | 4947 | 1 | Expanded use of groundwater | 568 | COUNTY-OTHER, MADISON | H | WUG | MUNICIPAL | 757 | COUNTY-OTHER |  | N | 2020 | 2020 | 0 | 4175 | 4586 | 2179 | 2024 | 3008 | 39505 | 20 | 568 | COUNTY-OTHER, MADISON | H | WUG | MUNICIPAL | 757 | COUNTY-OTHER | H | 157 | MADISON | 0 | 11 | 6 | 4 | 9 | 9 | N
678 | EXPANDED USE OF GW | Expanded use of groundwater | H | 5 | EXISTING SOURCE OR EXPANDED USE OF AN EXISTING SOURCE (SURFACE WATER OR GROUNDWATER) | 6 | GROUNDWATER | 6 | OTHER INFRASTRUCTURE |  | 1826 | 1400 | QUEEN CITY AQUIFER | H | 157 | MADISON | 8 | TRINITY | 1 | GROUNDWATER | 1 | NO WATER QUALITY IMPROVEMENTS |  | 2435 | 1 | Expanded use of groundwater | 1726 | MANUFACTURING, MADISON | H | WUG | MANUFACTURING | 1001 | N/A |  | N | 2040 | 2040 | 0 | 0 | 0 | 693 | 1109 | 1186 | 8356 | 20 | 1726 | MANUFACTURING, MADISON | H | WUG | MANUFACTURING | 1001 | N/A | H | 157 | MADISON | 0 | 0 | 0 | 4 | 5 | 5 | N
678 | EXPANDED USE OF GW | Expanded use of groundwater | H | 5 | EXISTING SOURCE OR EXPANDED USE OF AN EXISTING SOURCE (SURFACE WATER OR GROUNDWATER) | 6 | GROUNDWATER | 6 | OTHER INFRASTRUCTURE |  | 1814 | 1394 | SPARTA AQUIFER | H | 145 | LEON | 8 | TRINITY | 1 | GROUNDWATER | 1 | NO WATER QUALITY IMPROVEMENTS |  | 4948 | 1 | Expanded use of groundwater | 556 | COUNTY-OTHER, LEON | H | WUG | MUNICIPAL | 757 | COUNTY-OTHER |  | N | 2020 | 2020 | 0 | 2657 | 3138 | 1479 | 1058 | 1132 | 19638 | 20 | 556 | COUNTY-OTHER, LEON | H | WUG | MUNICIPAL | 757 | COUNTY-OTHER | H | 145 | LEON | 0 | 7 | 8 | 5 | 3 | 4 | N
678 | EXPANDED USE OF GW | Expanded use of groundwater | H | 5 | EXISTING SOURCE OR EXPANDED USE OF AN EXISTING SOURCE (SURFACE WATER OR GROUNDWATER) | 6 | GROUNDWATER | 6 | OTHER INFRASTRUCTURE |  | 1838 | 1438 | SPARTA AQUIFER | H | 157 | MADISON | 12 | BRAZOS | 1 | GROUNDWATER | 1 | NO WATER QUALITY IMPROVEMENTS |  | 2263 | 1 | Expanded use of groundwater | 568 | COUNTY-OTHER, MADISON | H | WUG | MUNICIPAL | 757 | COUNTY-OTHER |  | N | 2020 | 2020 | 0 | 1519 | 2657 | 2594 | 3116 | 4224 | 37705 | 20 | 568 | COUNTY-OTHER, MADISON | H | WUG | MUNICIPAL | 757 | COUNTY-OTHER | H | 157 | MADISON | 0 | 4 | 7 | 9 | 12 | 16 | N
678 | EXPANDED USE OF GW | Expanded use of groundwater | H | 5 | EXISTING SOURCE OR EXPANDED USE OF AN EXISTING SOURCE (SURFACE WATER OR GROUNDWATER) | 6 | GROUNDWATER | 6 | OTHER INFRASTRUCTURE |  | 1830 | 1401 | SPARTA AQUIFER | H | 157 | MADISON | 8 | TRINITY | 1 | GROUNDWATER | 1 | NO WATER QUALITY IMPROVEMENTS |  | 4947 | 1 | Expanded use of groundwater | 568 | COUNTY-OTHER, MADISON | H | WUG | MUNICIPAL | 757 | COUNTY-OTHER |  | N | 2040 | 2040 | 0 | 0 | 0 | 589 | 6704 | 28556 | 131444 | 20 | 568 | COUNTY-OTHER, MADISON | H | WUG | MUNICIPAL | 757 | COUNTY-OTHER | H | 157 | MADISON | 0 | 0 | 0 | 8 | 91 | 156 | N
678 | EXPANDED USE OF GW | Expanded use of groundwater | H | 5 | EXISTING SOURCE OR EXPANDED USE OF AN EXISTING SOURCE (SURFACE WATER OR GROUNDWATER) | 6 | GROUNDWATER | 6 | OTHER INFRASTRUCTURE |  | 1830 | 1401 | SPARTA AQUIFER | H | 157 | MADISON | 8 | TRINITY | 1 | GROUNDWATER | 1 | NO WATER QUALITY IMPROVEMENTS |  | 4963 | 1 | Expanded use of groundwater | 1617 | MADISONVILLE | H | WUG | MUNICIPAL | 382 | CITY |  | N | 2020 | 2020 | 0 | 12906 | 21257 | 21485 | 26455 | 32799 | 299282 | 20 | 1617 | MADISONVILLE | H | WUG | MUNICIPAL | 382 | CITY | H | 157 | MADISON | 0 | 34 | 56 | 75 | 100 | 127 | N
678 | EXPANDED USE OF GW | Expanded use of groundwater | H | 5 | EXISTING SOURCE OR EXPANDED USE OF AN EXISTING SOURCE (SURFACE WATER OR GROUNDWATER) | 6 | GROUNDWATER | 6 | OTHER INFRASTRUCTURE |  | 1821 | 1411 | SPARTA AQUIFER | H | 236 | WALKER | 8 | TRINITY | 1 | GROUNDWATER | 1 | NO WATER QUALITY IMPROVEMENTS |  | 4974 | 1 | Expanded use of groundwater | 2574 | WALKER COUNTY RURAL WSC | H | WUG | MUNICIPAL | 4372 | UTILITY |  | N | 2020 | 2020 | 0 | 29605 | 45167 | 29144 | 25276 | 30970 | 344031 | 20 | 2574 | WALKER COUNTY RURAL WSC | H | WUG | MUNICIPAL | 4372 | UTILITY | H | 236 | WALKER | 0 | 78 | 119 | 119 | 131 | 146 | N
678 | EXPANDED USE OF GW | Expanded use of groundwater | H | 5 | EXISTING SOURCE OR EXPANDED USE OF AN EXISTING SOURCE (SURFACE WATER OR GROUNDWATER) | 6 | GROUNDWATER | 6 | OTHER INFRASTRUCTURE |  | 1822 | 3872 | YEGUA-JACKSON AQUIFER | H | 236 | WALKER | 8 | TRINITY | 1 | GROUNDWATER | 1 | NO WATER QUALITY IMPROVEMENTS |  | 4949 | 1 | Expanded use of groundwater | 398 | CONSOLIDATED WSC | I | WUG | MUNICIPAL | 4071 | UTILITY |  | N | 2020 | 2020 | 0 | 379 | 379 | 100 | 100 | 100 | 2357 | 20 | 398 | CONSOLIDATED WSC | I | WUG | MUNICIPAL | 4071 | UTILITY | H | 236 | WALKER | 0 | 1 | 1 | 0 | 0 | 0 | N
678 | EXPANDED USE OF GW | Expanded use of groundwater | H | 5 | EXISTING SOURCE OR EXPANDED USE OF AN EXISTING SOURCE (SURFACE WATER OR GROUNDWATER) | 6 | GROUNDWATER | 6 | OTHER INFRASTRUCTURE |  | 1822 | 3872 | YEGUA-JACKSON AQUIFER | H | 236 | WALKER | 8 | TRINITY | 1 | GROUNDWATER | 1 | NO WATER QUALITY IMPROVEMENTS |  | 4954 | 1 | Expanded use of groundwater | 647 | COUNTY-OTHER, WALKER | H | WUG | MUNICIPAL | 757 | COUNTY-OTHER |  | N | 2020 | 2020 | 0 | 379 | 305 | 100 | 100 | 100 | 2357 | 20 | 647 | COUNTY-OTHER, WALKER | H | WUG | MUNICIPAL | 757 | COUNTY-OTHER | H | 236 | WALKER | 0 | 1 | 0 | 0 | 0 | 0 | N
678 | EXPANDED USE OF GW | Expanded use of groundwater | H | 5 | EXISTING SOURCE OR EXPANDED USE OF AN EXISTING SOURCE (SURFACE WATER OR GROUNDWATER) | 6 | GROUNDWATER | 6 | OTHER INFRASTRUCTURE |  | 1822 | 3872 | YEGUA-JACKSON AQUIFER | H | 236 | WALKER | 8 | TRINITY | 1 | GROUNDWATER | 1 | NO WATER QUALITY IMPROVEMENTS |  | 4629 | 1 | Expanded use of groundwater | 1781 | MANUFACTURING, WALKER | H | WUG | MANUFACTURING | 1001 | N/A |  | N | 2020 | 2020 | 0 | 235860 | 497489 | 442226 | 414953 | 503711 | 5044293 | 20 | 1781 | MANUFACTURING, WALKER | H | WUG | MANUFACTURING | 1001 | N/A | H | 236 | WALKER | 0 | 627 | 1324 | 1515 | 1817 | 2155 | N
350 | EXPANSION OF CARRIZO-WILCOX AQUIFER | Expansion of Carrizo-Wilcox Aquifer | K | 5 | EXISTING SOURCE OR EXPANDED USE OF AN EXISTING SOURCE (SURFACE WATER OR GROUNDWATER) | 6 | GROUNDWATER | 6 | OTHER INFRASTRUCTURE |  | 859 | 1560 | CARRIZO-WILCOX AQUIFER | K | 11 | BASTROP | 14 | COLORADO | 1 | GROUNDWATER | 1 | NO WATER QUALITY IMPROVEMENTS |  | 3226 | 1 | Expansion of Carrizo-Wilcox Aquifer | 194 | AQUA WSC | K | WUG | MUNICIPAL | 4006 | UTILITY |  | N | 2030 | 2030 | 0 | 0 | 1185314 | 2500791 | 3516930 | 4254054 | 6248640 | 20 | 194 | AQUA WSC | K | WUG | MUNICIPAL | 4006 | UTILITY | K | 11 | BASTROP | 0 | 0 | 602 | 3709 | 6109 | 7850 | N
350 | EXPANSION OF CARRIZO-WILCOX AQUIFER | Expansion of Carrizo-Wilcox Aquifer | K | 5 | EXISTING SOURCE OR EXPANDED USE OF AN EXISTING SOURCE (SURFACE WATER OR GROUNDWATER) | 6 | GROUNDWATER | 6 | OTHER INFRASTRUCTURE |  | 859 | 1560 | CARRIZO-WILCOX AQUIFER | K | 11 | BASTROP | 14 | COLORADO | 1 | GROUNDWATER | 1 | NO WATER QUALITY IMPROVEMENTS |  | 3227 | 1 | Expansion of Carrizo-Wilcox Aquifer | 225 | BASTROP COUNTY WCID #2 | K | WUG | MUNICIPAL | 4011 | UTILITY |  | N | 2060 | 2060 | 0 | 0 | 0 | 0 | 0 | 5386 | 0 | 0 | 225 | BASTROP COUNTY WCID #2 | K | WUG | MUNICIPAL | 4011 | UTILITY | K | 11 | BASTROP | 0 | 0 | 0 | 0 | 0 | 144 | N
350 | EXPANSION OF CARRIZO-WILCOX AQUIFER | Expansion of Carrizo-Wilcox Aquifer | K | 5 | EXISTING SOURCE OR EXPANDED USE OF AN EXISTING SOURCE (SURFACE WATER OR GROUNDWATER) | 6 | GROUNDWATER | 6 | OTHER INFRASTRUCTURE |  | 859 | 1560 | CARRIZO-WILCOX AQUIFER | K | 11 | BASTROP | 14 | COLORADO | 1 | GROUNDWATER | 1 | NO WATER QUALITY IMPROVEMENTS |  | 3228 | 1 | Expansion of Carrizo-Wilcox Aquifer | 422 | COUNTY-OTHER, BASTROP | K | WUG | MUNICIPAL | 757 | COUNTY-OTHER |  | N | 2020 | 2020 | 0 | 763900 | 1022730 | 1269214 | 1244736 | 1410336 | 4280640 | 20 | 422 | COUNTY-OTHER, BASTROP | K | WUG | MUNICIPAL | 757 | COUNTY-OTHER | K | 11 | BASTROP | 0 | 663 | 1879 | 3037 | 2922 | 3700 | N
350 | EXPANSION OF CARRIZO-WILCOX AQUIFER | Expansion of Carrizo-Wilcox Aquifer | K | 5 | EXISTING SOURCE OR EXPANDED USE OF AN EXISTING SOURCE (SURFACE WATER OR GROUNDWATER) | 6 | GROUNDWATER | 6 | OTHER INFRASTRUCTURE |  | 859 | 1560 | CARRIZO-WILCOX AQUIFER | K | 11 | BASTROP | 14 | COLORADO | 1 | GROUNDWATER | 1 | NO WATER QUALITY IMPROVEMENTS |  | 3229 | 1 | Expansion of Carrizo-Wilcox Aquifer | 757 | ELGIN | K | WUG | MUNICIPAL | 188 | CITY |  | N | 2020 | 2020 | 0 | 385048 | 472222 | 600201 | 700216 | 367214 | 2082880 | 20 | 757 | ELGIN | K | WUG | MUNICIPAL | 188 | CITY | K | 11 | BASTROP | 0 | 525 | 1136 | 2033 | 2734 | 400 | N
350 | EXPANSION OF CARRIZO-WILCOX AQUIFER | Expansion of Carrizo-Wilcox Aquifer | K | 5 | EXISTING SOURCE OR EXPANDED USE OF AN EXISTING SOURCE (SURFACE WATER OR GROUNDWATER) | 6 | GROUNDWATER | 6 | OTHER INFRASTRUCTURE |  | 859 | 1560 | CARRIZO-WILCOX AQUIFER | K | 11 | BASTROP | 14 | COLORADO | 1 | GROUNDWATER | 1 | NO WATER QUALITY IMPROVEMENTS |  | 3229 | 1 | Expansion of Carrizo-Wilcox Aquifer | 757 | ELGIN | K | WUG | MUNICIPAL | 188 | CITY |  | N | 2020 | 2050 | 0 | 385048 | 472222 | 600201 | 700216 | 367214 | 2082880 | 20 | 757 | ELGIN | K | WUG | MUNICIPAL | 188 | CITY | K | 227 | TRAVIS | 0 | 0 | 0 | 0 | 1 | 3 | N
350 | EXPANSION OF CARRIZO-WILCOX AQUIFER | Expansion of Carrizo-Wilcox Aquifer | K | 5 | EXISTING SOURCE OR EXPANDED USE OF AN EXISTING SOURCE (SURFACE WATER OR GROUNDWATER) | 6 | GROUNDWATER | 6 | OTHER INFRASTRUCTURE |  | 859 | 1560 | CARRIZO-WILCOX AQUIFER | K | 11 | BASTROP | 14 | COLORADO | 1 | GROUNDWATER | 1 | NO WATER QUALITY IMPROVEMENTS |  | 3230 | 1 | Expansion of Carrizo-Wilcox Aquifer | 1627 | MANUFACTURING, BASTROP | K | WUG | MANUFACTURING | 1001 | N/A |  | N | 2020 | 2020 | 0 | 262 | 636 | 935 | 1197 | 1646 | 0 | 0 | 1627 | MANUFACTURING, BASTROP | K | WUG | MANUFACTURING | 1001 | N/A | K | 11 | BASTROP | 0 | 7 | 17 | 25 | 32 | 44 | N
350 | EXPANSION OF CARRIZO-WILCOX AQUIFER | Expansion of Carrizo-Wilcox Aquifer | K | 5 | EXISTING SOURCE OR EXPANDED USE OF AN EXISTING SOURCE (SURFACE WATER OR GROUNDWATER) | 6 | GROUNDWATER | 6 | OTHER INFRASTRUCTURE |  | 859 | 1560 | CARRIZO-WILCOX AQUIFER | K | 11 | BASTROP | 14 | COLORADO | 1 | GROUNDWATER | 1 | NO WATER QUALITY IMPROVEMENTS |  | 3231 | 1 | Expansion of Carrizo-Wilcox Aquifer | 1852 | MINING, BASTROP | K | WUG | MINING | 1003 | N/A |  | N | 2010 | 2010 | 1391947 | 1392798 | 1393011 | 0 | 0 | 0 | 3219360 | 20 | 1852 | MINING, BASTROP | K | WUG | MINING | 1003 | N/A | K | 11 | BASTROP | 4293 | 4297 | 4298 | 0 | 0 | 0 | N
350 | EXPANSION OF CARRIZO-WILCOX AQUIFER | Expansion of Carrizo-Wilcox Aquifer | K | 5 | EXISTING SOURCE OR EXPANDED USE OF AN EXISTING SOURCE (SURFACE WATER OR GROUNDWATER) | 6 | GROUNDWATER | 6 | OTHER INFRASTRUCTURE |  | 859 | 1560 | CARRIZO-WILCOX AQUIFER | K | 11 | BASTROP | 14 | COLORADO | 1 | GROUNDWATER | 1 | NO WATER QUALITY IMPROVEMENTS |  | 3232 | 1 | Expansion of Carrizo-Wilcox Aquifer | 2218 | POLONIA WSC | L | WUG | MUNICIPAL | 4306 | UTILITY |  | N | 2020 | 2020 | 0 | 75 | 262 | 598 | 860 | 1122 | 0 | 0 | 2218 | POLONIA WSC | L | WUG | MUNICIPAL | 4306 | UTILITY | K | 11 | BASTROP | 0 | 2 | 7 | 16 | 23 | 30 | N
350 | EXPANSION OF CARRIZO-WILCOX AQUIFER | Expansion of Carrizo-Wilcox Aquifer | K | 5 | EXISTING SOURCE OR EXPANDED USE OF AN EXISTING SOURCE (SURFACE WATER OR GROUNDWATER) | 6 | GROUNDWATER | 6 | OTHER INFRASTRUCTURE |  | 859 | 1560 | CARRIZO-WILCOX AQUIFER | K | 11 | BASTROP | 14 | COLORADO | 1 | GROUNDWATER | 1 | NO WATER QUALITY IMPROVEMENTS |  | 3233 | 1 | Expansion of Carrizo-Wilcox Aquifer | 2367 | SMITHVILLE | K | WUG | MUNICIPAL | 564 | CITY |  | N | 2010 | 2010 | 158624 | 177618 | 193205 | 223652 | 235904 | 208211 | 1041440 | 20 | 2367 | SMITHVILLE | K | WUG | MUNICIPAL | 564 | CITY | K | 11 | BASTROP | 49 | 311 | 526 | 946 | 1115 | 733 | N
350 | EXPANSION OF CARRIZO-WILCOX AQUIFER | Expansion of Carrizo-Wilcox Aquifer | K | 5 | EXISTING SOURCE OR EXPANDED USE OF AN EXISTING SOURCE (SURFACE WATER OR GROUNDWATER) | 6 | GROUNDWATER | 6 | OTHER INFRASTRUCTURE |  | 871 | 1617 | CARRIZO-WILCOX AQUIFER | K | 11 | BASTROP | 18 | GUADALUPE | 1 | GROUNDWATER | 1 | NO WATER QUALITY IMPROVEMENTS |  | 3230 | 1 | Expansion of Carrizo-Wilcox Aquifer | 1627 | MANUFACTURING, BASTROP | K | WUG | MANUFACTURING | 1001 | N/A |  | N | 2010 | 2010 | 299 | 374 | 411 | 486 | 524 | 598 | 0 | 0 | 1627 | MANUFACTURING, BASTROP | K | WUG | MANUFACTURING | 1001 | N/A | K | 11 | BASTROP | 8 | 10 | 11 | 13 | 14 | 16 | N
782 | EXPANSION OF CHAMPION WELL FIELD | Expansion of Champion well field | G | 5 | EXISTING SOURCE OR EXPANDED USE OF AN EXISTING SOURCE (SURFACE WATER OR GROUNDWATER) | 6 | GROUNDWATER | 6 | OTHER INFRASTRUCTURE |  | 2250 | 1359 | DOCKUM AQUIFER | G | 177 | NOLAN | 12 | BRAZOS | 1 | GROUNDWATER | 1 | NO WATER QUALITY IMPROVEMENTS | Project not included in total supply from Dockum Aquifer. Project is only used during drought years and in most years the pumpage is 0 acft. | 2209 | 1 | Expansion of Champion well field | 137 | SWEETWATER | G | BOTH | MUNICIPAL | 591 | CITY |  | N | 2010 | 2010 | 1643000 | 1643000 | 334000 | 334000 | 334000 | 334000 | 15015000 | 20 | 1743 | MANUFACTURING, NOLAN | G | WUG | MANUFACTURING | 1001 | N/A | G | 177 | NOLAN | 83 | 83 | 83 | 83 | 83 | 83 | N
782 | EXPANSION OF CHAMPION WELL FIELD | Expansion of Champion well field | G | 5 | EXISTING SOURCE OR EXPANDED USE OF AN EXISTING SOURCE (SURFACE WATER OR GROUNDWATER) | 6 | GROUNDWATER | 6 | OTHER INFRASTRUCTURE |  | 2250 | 1359 | DOCKUM AQUIFER | G | 177 | NOLAN | 12 | BRAZOS | 1 | GROUNDWATER | 1 | NO WATER QUALITY IMPROVEMENTS | Project not included in total supply from Dockum Aquifer. Project is only used during drought years and in most years the pumpage is 0 acft. | 2209 | 1 | Expansion of Champion well field | 137 | SWEETWATER | G | BOTH | MUNICIPAL | 591 | CITY |  | N | 2010 | 2010 | 1643000 | 1643000 | 334000 | 334000 | 334000 | 334000 | 15015000 | 20 | 2286 | ROBY | G | WUG | MUNICIPAL | 509 | CITY | G | 76 | FISHER | 53 | 53 | 53 | 53 | 53 | 53 | N
782 | EXPANSION OF CHAMPION WELL FIELD | Expansion of Champion well field | G | 5 | EXISTING SOURCE OR EXPANDED USE OF AN EXISTING SOURCE (SURFACE WATER OR GROUNDWATER) | 6 | GROUNDWATER | 6 | OTHER INFRASTRUCTURE |  | 2250 | 1359 | DOCKUM AQUIFER | G | 177 | NOLAN | 12 | BRAZOS | 1 | GROUNDWATER | 1 | NO WATER QUALITY IMPROVEMENTS | Project not included in total supply from Dockum Aquifer. Project is only used during drought years and in most years the pumpage is 0 acft. | 2209 | 1 | Expansion of Champion well field | 137 | SWEETWATER | G | BOTH | MUNICIPAL | 591 | CITY |  | N | 2010 | 2010 | 1643000 | 1643000 | 334000 | 334000 | 334000 | 334000 | 15015000 | 20 | 137 | SWEETWATER | G | BOTH | MUNICIPAL | 591 | CITY | G | 177 | NOLAN | 864 | 864 | 864 | 864 | 864 | 864 | N
354 | EXPANSION OF ELLENBURGER-SAN SABA AQUIFER | Expansion of Ellenburger-San Saba Aquifer | K | 5 | EXISTING SOURCE OR EXPANDED USE OF AN EXISTING SOURCE (SURFACE WATER OR GROUNDWATER) | 6 | GROUNDWATER | 6 | OTHER INFRASTRUCTURE |  | 872 | 1575 | ELLENBURGER-SAN SABA AQUIFER | K | 27 | BURNET | 14 | COLORADO | 1 | GROUNDWATER | 1 | NO WATER QUALITY IMPROVEMENTS |  | 3354 | 1 | Expansion of Ellenburger-San Saba Aquifer | 245 | BERTRAM | K | WUG | MUNICIPAL | 826 | CITY |  | N | 2060 | 2060 | 0 | 0 | 0 | 0 | 0 | 898 | 0 | 0 | 245 | BERTRAM | K | WUG | MUNICIPAL | 826 | CITY | K | 27 | BURNET | 0 | 0 | 0 | 0 | 0 | 24 | N
354 | EXPANSION OF ELLENBURGER-SAN SABA AQUIFER | Expansion of Ellenburger-San Saba Aquifer | K | 5 | EXISTING SOURCE OR EXPANDED USE OF AN EXISTING SOURCE (SURFACE WATER OR GROUNDWATER) | 6 | GROUNDWATER | 6 | OTHER INFRASTRUCTURE |  | 872 | 1575 | ELLENBURGER-SAN SABA AQUIFER | K | 27 | BURNET | 14 | COLORADO | 1 | GROUNDWATER | 1 | NO WATER QUALITY IMPROVEMENTS |  | 3296 | 1 | Expansion of Ellenburger-San Saba Aquifer | 438 | COUNTY-OTHER, BURNET | K | WUG | MUNICIPAL | 757 | COUNTY-OTHER |  | N | 2040 | 2040 | 0 | 0 | 0 | 1612760 | 1965813 | 2308805 | 8367840 | 20 | 438 | COUNTY-OTHER, BURNET | K | WUG | MUNICIPAL | 757 | COUNTY-OTHER | K | 27 | BURNET | 0 | 0 | 0 | 418 | 804 | 1179 | N
354 | EXPANSION OF ELLENBURGER-SAN SABA AQUIFER | Expansion of Ellenburger-San Saba Aquifer | K | 5 | EXISTING SOURCE OR EXPANDED USE OF AN EXISTING SOURCE (SURFACE WATER OR GROUNDWATER) | 6 | GROUNDWATER | 6 | OTHER INFRASTRUCTURE |  | 872 | 1575 | ELLENBURGER-SAN SABA AQUIFER | K | 27 | BURNET | 14 | COLORADO | 1 | GROUNDWATER | 1 | NO WATER QUALITY IMPROVEMENTS |  | 3297 | 1 | Expansion of Ellenburger-San Saba Aquifer | 1867 | MINING, BURNET | K | WUG | MINING | 1003 | N/A |  | N | 2010 | 2010 | 1354768 | 1404944 | 1426353 | 1441740 | 1453783 | 1483219 | 6114960 | 20 | 1867 | MINING, BURNET | K | WUG | MINING | 1003 | N/A | K | 27 | BURNET | 681 | 756 | 788 | 811 | 829 | 873 | N
355 | EXPANSION OF GULF COAST AQUIFER | Expansion of Gulf Coast Aquifer | K | 5 | EXISTING SOURCE OR EXPANDED USE OF AN EXISTING SOURCE (SURFACE WATER OR GROUNDWATER) | 6 | GROUNDWATER | 6 | OTHER INFRASTRUCTURE |  | 882 | 1557 | GULF COAST AQUIFER | K | 45 | COLORADO | 13 | BRAZOS-COLORADO | 1 | GROUNDWATER | 1 | NO WATER QUALITY IMPROVEMENTS |  | 2396 | 1 | Expansion of Gulf Coast Aquifer | 1883 | MINING, COLORADO | K | WUG | MINING | 1003 | N/A |  | N | 2010 | 2010 | 167 | 193 | 202 | 211 | 219 | 228 | 0 | 0 | 1883 | MINING, COLORADO | K | WUG | MINING | 1003 | N/A | K | 45 | COLORADO | 19 | 22 | 23 | 24 | 25 | 26 | N
355 | EXPANSION OF GULF COAST AQUIFER | Expansion of Gulf Coast Aquifer | K | 5 | EXISTING SOURCE OR EXPANDED USE OF AN EXISTING SOURCE (SURFACE WATER OR GROUNDWATER) | 6 | GROUNDWATER | 6 | OTHER INFRASTRUCTURE |  | 883 | 1576 | GULF COAST AQUIFER | K | 45 | COLORADO | 14 | COLORADO | 1 | GROUNDWATER | 1 | NO WATER QUALITY IMPROVEMENTS |  | 3304 | 1 | Expansion of Gulf Coast Aquifer | 1376 | LIVESTOCK, COLORADO | K | WUG | LIVESTOCK | 1005 | N/A |  | N | 2010 | 2010 | 45615 | 45615 | 45615 | 45615 | 45615 | 45615 | 138040 | 5 | 1376 | LIVESTOCK, COLORADO | K | WUG | LIVESTOCK | 1005 | N/A | K | 45 | COLORADO | 14 | 14 | 14 | 14 | 14 | 14 | N
355 | EXPANSION OF GULF COAST AQUIFER | Expansion of Gulf Coast Aquifer | K | 5 | EXISTING SOURCE OR EXPANDED USE OF AN EXISTING SOURCE (SURFACE WATER OR GROUNDWATER) | 6 | GROUNDWATER | 6 | OTHER INFRASTRUCTURE |  | 883 | 1576 | GULF COAST AQUIFER | K | 45 | COLORADO | 14 | COLORADO | 1 | GROUNDWATER | 1 | NO WATER QUALITY IMPROVEMENTS |  | 2396 | 1 | Expansion of Gulf Coast Aquifer | 1883 | MINING, COLORADO | K | WUG | MINING | 1003 | N/A |  | N | 2010 | 2010 | 31809 | 31809 | 24589 | 14474 | 1877 | 3272 | 0 | 0 | 1883 | MINING, COLORADO | K | WUG | MINING | 1003 | N/A | K | 45 | COLORADO | 3600 | 3600 | 2803 | 1650 | 214 | 373 | N
355 | EXPANSION OF GULF COAST AQUIFER | Expansion of Gulf Coast Aquifer | K | 5 | EXISTING SOURCE OR EXPANDED USE OF AN EXISTING SOURCE (SURFACE WATER OR GROUNDWATER) | 6 | GROUNDWATER | 6 | OTHER INFRASTRUCTURE |  | 884 | 1609 | GULF COAST AQUIFER | K | 45 | COLORADO | 16 | LAVACA | 1 | GROUNDWATER | 1 | NO WATER QUALITY IMPROVEMENTS |  | 5080 | 1 | Expansion of Gulf Coast Aquifer | 456 | COUNTY-OTHER, COLORADO | K | WUG | MUNICIPAL | 757 | COUNTY-OTHER |  | N | 2010 | 2010 | 3928 | 4077 | 3965 | 3628 | 3479 | 3366 | 0 | 0 | 456 | COUNTY-OTHER, COLORADO | K | WUG | MUNICIPAL | 757 | COUNTY-OTHER | K | 45 | COLORADO | 105 | 109 | 106 | 97 | 93 | 90 | N
355 | EXPANSION OF GULF COAST AQUIFER | Expansion of Gulf Coast Aquifer | K | 5 | EXISTING SOURCE OR EXPANDED USE OF AN EXISTING SOURCE (SURFACE WATER OR GROUNDWATER) | 6 | GROUNDWATER | 6 | OTHER INFRASTRUCTURE |  | 884 | 1609 | GULF COAST AQUIFER | K | 45 | COLORADO | 16 | LAVACA | 1 | GROUNDWATER | 1 | NO WATER QUALITY IMPROVEMENTS |  | 3304 | 1 | Expansion of Gulf Coast Aquifer | 1376 | LIVESTOCK, COLORADO | K | WUG | LIVESTOCK | 1005 | N/A |  | N | 2010 | 2010 | 34682 | 34682 | 34682 | 34682 | 34682 | 34682 | 108460 | 5 | 1376 | LIVESTOCK, COLORADO | K | WUG | LIVESTOCK | 1005 | N/A | K | 45 | COLORADO | 11 | 11 | 11 | 11 | 11 | 11 | N
355 | EXPANSION OF GULF COAST AQUIFER | Expansion of Gulf Coast Aquifer | K | 5 | EXISTING SOURCE OR EXPANDED USE OF AN EXISTING SOURCE (SURFACE WATER OR GROUNDWATER) | 6 | GROUNDWATER | 6 | OTHER INFRASTRUCTURE |  | 884 | 1609 | GULF COAST AQUIFER | K | 45 | COLORADO | 16 | LAVACA | 1 | GROUNDWATER | 1 | NO WATER QUALITY IMPROVEMENTS |  | 2396 | 1 | Expansion of Gulf Coast Aquifer | 1883 | MINING, COLORADO | K | WUG | MINING | 1003 | N/A |  | N | 2010 | 2010 | 877 | 1158 | 1325 | 1474 | 1614 | 1746 | 0 | 0 | 1883 | MINING, COLORADO | K | WUG | MINING | 1003 | N/A | K | 45 | COLORADO | 681 | 188 | 151 | 168 | 184 | 199 | N
355 | EXPANSION OF GULF COAST AQUIFER | Expansion of Gulf Coast Aquifer | K | 5 | EXISTING SOURCE OR EXPANDED USE OF AN EXISTING SOURCE (SURFACE WATER OR GROUNDWATER) | 6 | GROUNDWATER | 6 | OTHER INFRASTRUCTURE |  | 885 | 1550 | GULF COAST AQUIFER | K | 75 | FAYETTE | 12 | BRAZOS | 1 | GROUNDWATER | 1 | NO WATER QUALITY IMPROVEMENTS |  | 2244 | 1 | Expansion of Gulf Coast Aquifer | 1908 | MINING, FAYETTE | K | WUG | MINING | 1003 | N/A |  | N | 2020 | 2020 | 0 | 150 | 823 | 1047 | 1085 | 1085 | 0 | 0 | 1908 | MINING, FAYETTE | K | WUG | MINING | 1003 | N/A | K | 75 | FAYETTE | 0 | 4 | 22 | 28 | 29 | 29 | N
355 | EXPANSION OF GULF COAST AQUIFER | Expansion of Gulf Coast Aquifer | K | 5 | EXISTING SOURCE OR EXPANDED USE OF AN EXISTING SOURCE (SURFACE WATER OR GROUNDWATER) | 6 | GROUNDWATER | 6 | OTHER INFRASTRUCTURE |  | 887 | 1579 | GULF COAST AQUIFER | K | 75 | FAYETTE | 14 | COLORADO | 1 | GROUNDWATER | 1 | NO WATER QUALITY IMPROVEMENTS |  | 3306 | 1 | Expansion of Gulf Coast Aquifer | 776 | FAYETTE WSC | K | WUG | MUNICIPAL | 4110 | UTILITY |  | N | 2020 | 2020 | 0 | 116793 | 130712 | 130712 | 130712 | 130712 | 676480 | 20 | 776 | FAYETTE WSC | K | WUG | MUNICIPAL | 4110 | UTILITY | K | 75 | FAYETTE | 0 | 236 | 428 | 428 | 428 | 428 | N
355 | EXPANSION OF GULF COAST AQUIFER | Expansion of Gulf Coast Aquifer | K | 5 | EXISTING SOURCE OR EXPANDED USE OF AN EXISTING SOURCE (SURFACE WATER OR GROUNDWATER) | 6 | GROUNDWATER | 6 | OTHER INFRASTRUCTURE |  | 888 | 1613 | GULF COAST AQUIFER | K | 75 | FAYETTE | 16 | LAVACA | 1 | GROUNDWATER | 1 | NO WATER QUALITY IMPROVEMENTS |  | 5083 | 1 | Expansion of Gulf Coast Aquifer | 486 | COUNTY-OTHER, FAYETTE | K | WUG | MUNICIPAL | 757 | COUNTY-OTHER |  | N | 2040 | 2040 | 0 | 0 | 0 | 1197 | 935 | 598 | 0 | 0 | 486 | COUNTY-OTHER, FAYETTE | K | WUG | MUNICIPAL | 757 | COUNTY-OTHER | K | 75 | FAYETTE | 0 | 0 | 0 | 32 | 25 | 16 | N
355 | EXPANSION OF GULF COAST AQUIFER | Expansion of Gulf Coast Aquifer | K | 5 | EXISTING SOURCE OR EXPANDED USE OF AN EXISTING SOURCE (SURFACE WATER OR GROUNDWATER) | 6 | GROUNDWATER | 6 | OTHER INFRASTRUCTURE |  | 888 | 1613 | GULF COAST AQUIFER | K | 75 | FAYETTE | 16 | LAVACA | 1 | GROUNDWATER | 1 | NO WATER QUALITY IMPROVEMENTS |  | 3306 | 1 | Expansion of Gulf Coast Aquifer | 776 | FAYETTE WSC | K | WUG | MUNICIPAL | 4110 | UTILITY |  | N | 2020 | 2020 | 0 | 786 | 1683 | 2357 | 3217 | 4339 | 0 | 0 | 776 | FAYETTE WSC | K | WUG | MUNICIPAL | 4110 | UTILITY | K | 75 | FAYETTE | 0 | 21 | 45 | 63 | 86 | 116 | N
355 | EXPANSION OF GULF COAST AQUIFER | Expansion of Gulf Coast Aquifer | K | 5 | EXISTING SOURCE OR EXPANDED USE OF AN EXISTING SOURCE (SURFACE WATER OR GROUNDWATER) | 6 | GROUNDWATER | 6 | OTHER INFRASTRUCTURE |  | 888 | 1613 | GULF COAST AQUIFER | K | 75 | FAYETTE | 16 | LAVACA | 1 | GROUNDWATER | 1 | NO WATER QUALITY IMPROVEMENTS |  | 5085 | 1 | Expansion of Gulf Coast Aquifer | 1669 | MANUFACTURING, FAYETTE | K | WUG | MANUFACTURING | 1001 | N/A |  | N | 2040 | 2040 | 0 | 0 | 0 | 75 | 748 | 1608 | 0 | 0 | 1669 | MANUFACTURING, FAYETTE | K | WUG | MANUFACTURING | 1001 | N/A | K | 75 | FAYETTE | 0 | 0 | 0 | 2 | 20 | 43 | N
355 | EXPANSION OF GULF COAST AQUIFER | Expansion of Gulf Coast Aquifer | K | 5 | EXISTING SOURCE OR EXPANDED USE OF AN EXISTING SOURCE (SURFACE WATER OR GROUNDWATER) | 6 | GROUNDWATER | 6 | OTHER INFRASTRUCTURE |  | 886 | 1608 | GULF COAST AQUIFER | K | 161 | MATAGORDA | 15 | COLORADO-LAVACA | 1 | GROUNDWATER | 1 | NO WATER QUALITY IMPROVEMENTS |  | 5066 | 1 | Expansion of Gulf Coast Aquifer | 1492 | LIVESTOCK, MATAGORDA | K | WUG | LIVESTOCK | 1005 | N/A |  | N | 2010 | 2010 | 264991 | 264991 | 264991 | 264991 | 264991 | 264991 | 552160 | 5 | 1492 | LIVESTOCK, MATAGORDA | K | WUG | LIVESTOCK | 1005 | N/A | K | 161 | MATAGORDA | 56 | 56 | 56 | 56 | 56 | 56 | N
355 | EXPANSION OF GULF COAST AQUIFER | Expansion of Gulf Coast Aquifer | K | 5 | EXISTING SOURCE OR EXPANDED USE OF AN EXISTING SOURCE (SURFACE WATER OR GROUNDWATER) | 6 | GROUNDWATER | 6 | OTHER INFRASTRUCTURE |  | 891 | 3862 | GULF COAST AQUIFER | K | 241 | WHARTON | 15 | COLORADO-LAVACA | 1 | GROUNDWATER | 1 | NO WATER QUALITY IMPROVEMENTS |  | 5067 | 1 | Expansion of Gulf Coast Aquifer | 1786 | MANUFACTURING, WHARTON | K | WUG | MANUFACTURING | 1001 | N/A |  | N | 2060 | 2060 | 0 | 0 | 0 | 0 | 0 | 299 | 0 | 0 | 1786 | MANUFACTURING, WHARTON | K | WUG | MANUFACTURING | 1001 | N/A | K | 241 | WHARTON | 0 | 0 | 0 | 0 | 0 | 8 | N
357 | EXPANSION OF HICKORY AQUIFER | Expansion of Hickory Aquifer | K | 5 | EXISTING SOURCE OR EXPANDED USE OF AN EXISTING SOURCE (SURFACE WATER OR GROUNDWATER) | 6 | GROUNDWATER | 6 | OTHER INFRASTRUCTURE |  | 893 | 1592 | HICKORY AQUIFER | K | 150 | LLANO | 14 | COLORADO | 1 | GROUNDWATER | 1 | NO WATER QUALITY IMPROVEMENTS |  | 3317 | 1 | Expansion of Hickory Aquifer | 1481 | LIVESTOCK, LLANO | K | WUG | LIVESTOCK | 1005 | N/A |  | N | 2010 | 2010 | 306436 | 306436 | 306436 | 306436 | 306436 | 306436 | 611320 | 5 | 1481 | LIVESTOCK, LLANO | K | WUG | LIVESTOCK | 1005 | N/A | K | 150 | LLANO | 62 | 62 | 62 | 62 | 62 | 62 | N
365 | EXPANSION OF OTHER AQUIFER | Expansion of other aquifer | K | 5 | EXISTING SOURCE OR EXPANDED USE OF AN EXISTING SOURCE (SURFACE WATER OR GROUNDWATER) | 6 | GROUNDWATER | 6 | OTHER INFRASTRUCTURE |  | 903 | 1561 | OTHER AQUIFER | K | 11 | BASTROP | 14 | COLORADO | 1 | GROUNDWATER | 1 | NO WATER QUALITY IMPROVEMENTS |  | 3333 | 1 | Expansion of other aquifer | 224 | BASTROP | K | WUG | MUNICIPAL | 40 | CITY |  | N | 2020 | 2020 | 0 | 260323 | 271293 | 289191 | 308974 | 333193 | 1721920 | 20 | 224 | BASTROP | K | WUG | MUNICIPAL | 40 | CITY | K | 11 | BASTROP | 0 | 416 | 777 | 1366 | 2017 | 2814 | N
360 | EXPANSION OF QUEEN CITY AQUIFER | Expansion of Queen City Aquifer | K | 5 | EXISTING SOURCE OR EXPANDED USE OF AN EXISTING SOURCE (SURFACE WATER OR GROUNDWATER) | 6 | GROUNDWATER | 6 | OTHER INFRASTRUCTURE |  | 895 | 1544 | QUEEN CITY AQUIFER | K | 11 | BASTROP | 12 | BRAZOS | 1 | GROUNDWATER | 1 | NO WATER QUALITY IMPROVEMENTS |  | 7043 | 1 | Expansion of Queen City Aquifer | 989 | IRRIGATION, BASTROP | K | WUG | IRRIGATION | 1004 | N/A |  | N | 2010 | 2010 | 794 | 794 | 794 | 616 | 477 | 338 | 0 | 0 | 989 | IRRIGATION, BASTROP | K | WUG | IRRIGATION | 1004 | N/A | K | 11 | BASTROP | 40 | 40 | 40 | 31 | 24 | 17 | N
360 | EXPANSION OF QUEEN CITY AQUIFER | Expansion of Queen City Aquifer | K | 5 | EXISTING SOURCE OR EXPANDED USE OF AN EXISTING SOURCE (SURFACE WATER OR GROUNDWATER) | 6 | GROUNDWATER | 6 | OTHER INFRASTRUCTURE |  | 896 | 1562 | QUEEN CITY AQUIFER | K | 11 | BASTROP | 14 | COLORADO | 1 | GROUNDWATER | 1 | NO WATER QUALITY IMPROVEMENTS |  | 7043 | 1 | Expansion of Queen City Aquifer | 989 | IRRIGATION, BASTROP | K | WUG | IRRIGATION | 1004 | N/A |  | N | 2010 | 2010 | 1152 | 0 | 0 | 0 | 0 | 0 | 0 | 0 | 989 | IRRIGATION, BASTROP | K | WUG | IRRIGATION | 1004 | N/A | K | 11 | BASTROP | 58 | 0 | 0 | 0 | 0 | 0 | N
362 | EXPANSION OF SPARTA AQUIFER | Expansion of Sparta Aquifer | K | 5 | EXISTING SOURCE OR EXPANDED USE OF AN EXISTING SOURCE (SURFACE WATER OR GROUNDWATER) | 6 | GROUNDWATER | 6 | OTHER INFRASTRUCTURE |  | 897 | 1581 | SPARTA AQUIFER | K | 75 | FAYETTE | 14 | COLORADO | 1 | GROUNDWATER | 1 | NO WATER QUALITY IMPROVEMENTS |  | 3355 | 1 | Expansion of Sparta Aquifer | 486 | COUNTY-OTHER, FAYETTE | K | WUG | MUNICIPAL | 757 | COUNTY-OTHER |  | N | 2010 | 2010 | 4601 | 4489 | 711 | 0 | 0 | 0 | 0 | 0 | 486 | COUNTY-OTHER, FAYETTE | K | WUG | MUNICIPAL | 757 | COUNTY-OTHER | K | 75 | FAYETTE | 123 | 120 | 19 | 0 | 0 | 0 | N
362 | EXPANSION OF SPARTA AQUIFER | Expansion of Sparta Aquifer | K | 5 | EXISTING SOURCE OR EXPANDED USE OF AN EXISTING SOURCE (SURFACE WATER OR GROUNDWATER) | 6 | GROUNDWATER | 6 | OTHER INFRASTRUCTURE |  | 898 | 1612 | SPARTA AQUIFER | K | 75 | FAYETTE | 16 | LAVACA | 1 | GROUNDWATER | 1 | NO WATER QUALITY IMPROVEMENTS |  | 5087 | 1 | Expansion of Sparta Aquifer | 1051 | IRRIGATION, FAYETTE | K | WUG | IRRIGATION | 1004 | N/A |  | N | 2010 | 2010 | 748 | 673 | 598 | 524 | 449 | 374 | 0 | 0 | 1051 | IRRIGATION, FAYETTE | K | WUG | IRRIGATION | 1004 | N/A | K | 75 | FAYETTE | 20 | 18 | 16 | 14 | 12 | 10 | N
362 | EXPANSION OF SPARTA AQUIFER | Expansion of Sparta Aquifer | K | 5 | EXISTING SOURCE OR EXPANDED USE OF AN EXISTING SOURCE (SURFACE WATER OR GROUNDWATER) | 6 | GROUNDWATER | 6 | OTHER INFRASTRUCTURE |  | 898 | 1612 | SPARTA AQUIFER | K | 75 | FAYETTE | 16 | LAVACA | 1 | GROUNDWATER | 1 | NO WATER QUALITY IMPROVEMENTS |  | 5088 | 1 | Expansion of Sparta Aquifer | 1669 | MANUFACTURING, FAYETTE | K | WUG | MANUFACTURING | 1001 | N/A |  | N | 2010 | 2010 | 1683 | 2618 | 3516 | 4302 | 4376 | 4451 | 0 | 0 | 1669 | MANUFACTURING, FAYETTE | K | WUG | MANUFACTURING | 1001 | N/A | K | 75 | FAYETTE | 45 | 70 | 94 | 115 | 117 | 119 | N
363 | EXPANSION OF TRINITY AQUIFER | Expansion of Trinity Aquifer | K | 5 | EXISTING SOURCE OR EXPANDED USE OF AN EXISTING SOURCE (SURFACE WATER OR GROUNDWATER) | 6 | GROUNDWATER | 6 | OTHER INFRASTRUCTURE |  | 900 | 1549 | TRINITY AQUIFER | K | 27 | BURNET | 12 | BRAZOS | 1 | GROUNDWATER | 1 | NO WATER QUALITY IMPROVEMENTS |  | 2272 | 1 | Expansion of Trinity Aquifer | 1358 | LIVESTOCK, BURNET | K | WUG | LIVESTOCK | 1005 | N/A |  | N | 2010 | 2010 | 92894 | 92894 | 92894 | 92894 | 92894 | 92894 | 226780 | 5 | 1358 | LIVESTOCK, BURNET | K | WUG | LIVESTOCK | 1005 | N/A | K | 27 | BURNET | 23 | 23 | 23 | 23 | 23 | 23 | N
363 | EXPANSION OF TRINITY AQUIFER | Expansion of Trinity Aquifer | K | 5 | EXISTING SOURCE OR EXPANDED USE OF AN EXISTING SOURCE (SURFACE WATER OR GROUNDWATER) | 6 | GROUNDWATER | 6 | OTHER INFRASTRUCTURE |  | 900 | 1549 | TRINITY AQUIFER | K | 27 | BURNET | 12 | BRAZOS | 1 | GROUNDWATER | 1 | NO WATER QUALITY IMPROVEMENTS |  | 2273 | 1 | Expansion of Trinity Aquifer | 1867 | MINING, BURNET | K | WUG | MINING | 1003 | N/A |  | N | 2010 | 2010 | 446 | 637 | 765 | 1402 | 1529 | 1593 | 0 | 0 | 1867 | MINING, BURNET | K | WUG | MINING | 1003 | N/A | K | 27 | BURNET | 7 | 10 | 12 | 22 | 24 | 25 | N
363 | EXPANSION OF TRINITY AQUIFER | Expansion of Trinity Aquifer | K | 5 | EXISTING SOURCE OR EXPANDED USE OF AN EXISTING SOURCE (SURFACE WATER OR GROUNDWATER) | 6 | GROUNDWATER | 6 | OTHER INFRASTRUCTURE |  | 901 | 1571 | TRINITY AQUIFER | K | 27 | BURNET | 14 | COLORADO | 1 | GROUNDWATER | 1 | NO WATER QUALITY IMPROVEMENTS |  | 3340 | 1 | Expansion of Trinity Aquifer | 438 | COUNTY-OTHER, BURNET | K | WUG | MUNICIPAL | 757 | COUNTY-OTHER |  | N | 2030 | 2030 | 0 | 0 | 477016 | 477016 | 499632 | 499632 | 2029440 | 20 | 438 | COUNTY-OTHER, BURNET | K | WUG | MUNICIPAL | 757 | COUNTY-OTHER | K | 27 | BURNET | 0 | 0 | 480 | 480 | 541 | 541 | N
363 | EXPANSION OF TRINITY AQUIFER | Expansion of Trinity Aquifer | K | 5 | EXISTING SOURCE OR EXPANDED USE OF AN EXISTING SOURCE (SURFACE WATER OR GROUNDWATER) | 6 | GROUNDWATER | 6 | OTHER INFRASTRUCTURE |  | 902 | 1552 | TRINITY AQUIFER | K | 167 | MILLS | 12 | BRAZOS | 1 | GROUNDWATER | 1 | NO WATER QUALITY IMPROVEMENTS |  | 2274 | 1 | Expansion of Trinity Aquifer | 578 | COUNTY-OTHER, MILLS | K | WUG | MUNICIPAL | 757 | COUNTY-OTHER |  | N | 2050 | 2050 | 0 | 0 | 0 | 0 | 37 | 337 | 0 | 0 | 578 | COUNTY-OTHER, MILLS | K | WUG | MUNICIPAL | 757 | COUNTY-OTHER | K | 167 | MILLS | 0 | 0 | 0 | 0 | 1 | 9 | N
363 | EXPANSION OF TRINITY AQUIFER | Expansion of Trinity Aquifer | K | 5 | EXISTING SOURCE OR EXPANDED USE OF AN EXISTING SOURCE (SURFACE WATER OR GROUNDWATER) | 6 | GROUNDWATER | 6 | OTHER INFRASTRUCTURE |  | 902 | 1552 | TRINITY AQUIFER | K | 167 | MILLS | 12 | BRAZOS | 1 | GROUNDWATER | 1 | NO WATER QUALITY IMPROVEMENTS |  | 2275 | 1 | Expansion of Trinity Aquifer | 844 | GOLDTHWAITE | K | WUG | MUNICIPAL | 239 | CITY |  | N | 2010 | 2010 | 0 | 0 | 0 | 0 | 0 | 0 | 0 | 0 | 844 | GOLDTHWAITE | K | WUG | MUNICIPAL | 239 | CITY | K | 167 | MILLS | 109 | 116 | 6 | 6 | 5 | 5 | N
363 | EXPANSION OF TRINITY AQUIFER | Expansion of Trinity Aquifer | K | 5 | EXISTING SOURCE OR EXPANDED USE OF AN EXISTING SOURCE (SURFACE WATER OR GROUNDWATER) | 6 | GROUNDWATER | 6 | OTHER INFRASTRUCTURE |  | 902 | 1552 | TRINITY AQUIFER | K | 167 | MILLS | 12 | BRAZOS | 1 | GROUNDWATER | 1 | NO WATER QUALITY IMPROVEMENTS |  | 2276 | 1 | Expansion of Trinity Aquifer | 1137 | IRRIGATION, MILLS | K | WUG | IRRIGATION | 1004 | N/A |  | N | 2010 | 2010 | 6733 | 6471 | 6883 | 6621 | 7219 | 6957 | 0 | 0 | 1137 | IRRIGATION, MILLS | K | WUG | IRRIGATION | 1004 | N/A | K | 167 | MILLS | 180 | 173 | 184 | 177 | 193 | 186 | N
363 | EXPANSION OF TRINITY AQUIFER | Expansion of Trinity Aquifer | K | 5 | EXISTING SOURCE OR EXPANDED USE OF AN EXISTING SOURCE (SURFACE WATER OR GROUNDWATER) | 6 | GROUNDWATER | 6 | OTHER INFRASTRUCTURE |  | 899 | 1596 | TRINITY AQUIFER | K | 167 | MILLS | 14 | COLORADO | 1 | GROUNDWATER | 1 | NO WATER QUALITY IMPROVEMENTS |  | 2274 | 1 | Expansion of Trinity Aquifer | 578 | COUNTY-OTHER, MILLS | K | WUG | MUNICIPAL | 757 | COUNTY-OTHER |  | N | 2050 | 2050 | 0 | 0 | 0 | 0 | 1496 | 1945 | 0 | 0 | 578 | COUNTY-OTHER, MILLS | K | WUG | MUNICIPAL | 757 | COUNTY-OTHER | K | 167 | MILLS | 0 | 0 | 0 | 0 | 40 | 52 | N
363 | EXPANSION OF TRINITY AQUIFER | Expansion of Trinity Aquifer | K | 5 | EXISTING SOURCE OR EXPANDED USE OF AN EXISTING SOURCE (SURFACE WATER OR GROUNDWATER) | 6 | GROUNDWATER | 6 | OTHER INFRASTRUCTURE |  | 899 | 1596 | TRINITY AQUIFER | K | 167 | MILLS | 14 | COLORADO | 1 | GROUNDWATER | 1 | NO WATER QUALITY IMPROVEMENTS |  | 2275 | 1 | Expansion of Trinity Aquifer | 844 | GOLDTHWAITE | K | WUG | MUNICIPAL | 239 | CITY |  | N | 2020 | 2020 | 233664 | 231381 | 225960 | 225960 | 239228 | 233949 | 1352960 | 20 | 844 | GOLDTHWAITE | K | WUG | MUNICIPAL | 239 | CITY | K | 167 | MILLS | 0 | 7 | 226 | 226 | 320 | 283 | N
363 | EXPANSION OF TRINITY AQUIFER | Expansion of Trinity Aquifer | K | 5 | EXISTING SOURCE OR EXPANDED USE OF AN EXISTING SOURCE (SURFACE WATER OR GROUNDWATER) | 6 | GROUNDWATER | 6 | OTHER INFRASTRUCTURE |  | 899 | 1596 | TRINITY AQUIFER | K | 167 | MILLS | 14 | COLORADO | 1 | GROUNDWATER | 1 | NO WATER QUALITY IMPROVEMENTS |  | 2276 | 1 | Expansion of Trinity Aquifer | 1137 | IRRIGATION, MILLS | K | WUG | IRRIGATION | 1004 | N/A |  | N | 2010 | 2010 | 4077 | 3815 | 2132 | 112 | 0 | 0 | 0 | 0 | 1137 | IRRIGATION, MILLS | K | WUG | IRRIGATION | 1004 | N/A | K | 167 | MILLS | 109 | 102 | 57 | 3 | 0 | 0 | N
789 | EXPANSION OF YEGUA-JACKSON AQUIFER | Expansion of Yegua-Jackson Aquifer | K | 5 | EXISTING SOURCE OR EXPANDED USE OF AN EXISTING SOURCE (SURFACE WATER OR GROUNDWATER) | 6 | GROUNDWATER | 1 | NO INFRASTRUCTURE |  | 2163 | 4367 | YEGUA-JACKSON AQUIFER | K | 75 | FAYETTE | 16 | LAVACA | 1 | GROUNDWATER | 1 | NO WATER QUALITY IMPROVEMENTS |  | 5089 | 1 | Expansion of Yegua-Jackson Aquifer | 2337 | SCHULENBURG | K | WUG | MUNICIPAL | 544 | CITY |  | N | 2060 | 2060 | 0 | 0 | 0 | 0 | 0 | 337 | 0 | 0 | 2337 | SCHULENBURG | K | WUG | MUNICIPAL | 544 | CITY | K | 75 | FAYETTE | 0 | 0 | 0 | 0 | 0 | 9 | N
912 | FACILITIES EXPANSION | Facilities expansion | L | 5 | EXISTING SOURCE OR EXPANDED USE OF AN EXISTING SOURCE (SURFACE WATER OR GROUNDWATER) | 5 | OTHER SURFACE WATER | 4 | PIPELINE AND WATER TREATMENT PLANT |  | 2495 | 756 | CANYON LAKE/RESERVOIR | L | 999 | RESERVOIR | 18 | GUADALUPE | 0 | SURFACE WATER | 1 | NO WATER QUALITY IMPROVEMENTS |  | 6084 | 2 | Facilities expansion | 134 | SPRINGS HILL WSC | L | BOTH | MUNICIPAL | 4345 | UTILITY |  | Y | 2010 | 2010 | 722000 | 722000 | 524000 | 524000 | 524000 | 524000 | 2277000 | 20 | 134 | SPRINGS HILL WSC | L | BOTH | MUNICIPAL | 4345 | UTILITY | L | 94 | GUADALUPE | 0 | 0 | 0 | 0 | 0 | 0 | Y
912 | FACILITIES EXPANSION | Facilities expansion | L | 5 | EXISTING SOURCE OR EXPANDED USE OF AN EXISTING SOURCE (SURFACE WATER OR GROUNDWATER) | 6 | GROUNDWATER | 4 | PIPELINE AND WATER TREATMENT PLANT |  | 2496 | 1695 | CARRIZO-WILCOX AQUIFER | L | 7 | ATASCOSA | 21 | NUECES | 1 | GROUNDWATER | 1 | NO WATER QUALITY IMPROVEMENTS |  | 4979 | 1 | Facilities expansion | 344 | CHARLOTTE | L | WUG | MUNICIPAL | 107 | CITY |  | N | 2010 | 2010 | 3586000 | 3586000 | 242000 | 242000 | 242000 | 242000 | 38356000 | 20 | 344 | CHARLOTTE | L | WUG | MUNICIPAL | 107 | CITY | L | 7 | ATASCOSA | 0 | 0 | 0 | 0 | 0 | 0 | N
912 | FACILITIES EXPANSION | Facilities expansion | L | 5 | EXISTING SOURCE OR EXPANDED USE OF AN EXISTING SOURCE (SURFACE WATER OR GROUNDWATER) | 6 | GROUNDWATER | 4 | PIPELINE AND WATER TREATMENT PLANT |  | 2497 | 1671 | EDWARDS-BFZ AQUIFER | L | 15 | BEXAR | 19 | SAN ANTONIO | 1 | GROUNDWATER | 1 | NO WATER QUALITY IMPROVEMENTS |  | 3356 | 1 | Facilities expansion | 204 | ATASCOSA RURAL WSC | L | WUG | MUNICIPAL | 4008 | UTILITY |  | N | 2010 | 2010 | 6772000 | 6772000 | 457000 | 457000 | 457000 | 457000 | 72433000 | 20 | 204 | ATASCOSA RURAL WSC | L | WUG | MUNICIPAL | 4008 | UTILITY | L | 15 | BEXAR | 0 | 0 | 0 | 0 | 0 | 0 | N
912 | FACILITIES EXPANSION | Facilities expansion | L | 5 | EXISTING SOURCE OR EXPANDED USE OF AN EXISTING SOURCE (SURFACE WATER OR GROUNDWATER) | 6 | GROUNDWATER | 4 | PIPELINE AND WATER TREATMENT PLANT |  | 2497 | 1671 | EDWARDS-BFZ AQUIFER | L | 15 | BEXAR | 19 | SAN ANTONIO | 1 | GROUNDWATER | 1 | NO WATER QUALITY IMPROVEMENTS |  | 3357 | 1 | Facilities expansion | 929 | HELOTES | L | WUG | MUNICIPAL | 777 | CITY |  | N | 2010 | 2010 | 269000 | 269000 | 20000 | 20000 | 20000 | 20000 | 2863000 | 20 | 929 | HELOTES | L | WUG | MUNICIPAL | 777 | CITY | L | 15 | BEXAR | 0 | 0 | 0 | 0 | 0 | 0 | N
912 | FACILITIES EXPANSION | Facilities expansion | L | 5 | EXISTING SOURCE OR EXPANDED USE OF AN EXISTING SOURCE (SURFACE WATER OR GROUNDWATER) | 6 | GROUNDWATER | 4 | PIPELINE AND WATER TREATMENT PLANT |  | 2498 | 1682 | EDWARDS-BFZ AQUIFER | L | 163 | MEDINA | 19 | SAN ANTONIO | 1 | GROUNDWATER | 1 | NO WATER QUALITY IMPROVEMENTS |  | 3358 | 1 | Facilities expansion | 335 | CASTROVILLE | L | WUG | MUNICIPAL | 101 | CITY |  | N | 2010 | 2010 | 1033000 | 1033000 | 70000 | 70000 | 70000 | 70000 | 11046000 | 20 | 335 | CASTROVILLE | L | WUG | MUNICIPAL | 101 | CITY | L | 163 | MEDINA | 0 | 0 | 0 | 0 | 0 | 0 | N
912 | FACILITIES EXPANSION | Facilities expansion | L | 5 | EXISTING SOURCE OR EXPANDED USE OF AN EXISTING SOURCE (SURFACE WATER OR GROUNDWATER) | 5 | OTHER SURFACE WATER | 4 | PIPELINE AND WATER TREATMENT PLANT |  | 2499 | 721 | GUADALUPE RIVER RUN-OF-RIVER | L | 28 | CALDWELL | 18 | GUADALUPE | 0 | SURFACE WATER | 1 | NO WATER QUALITY IMPROVEMENTS |  | 6084 | 1 | Facilities expansion | 439 | COUNTY-OTHER, CALDWELL | L | WUG | MUNICIPAL | 757 | COUNTY-OTHER |  | N | 2010 | 2010 | 1644000 | 1644000 | 111000 | 111000 | 111000 | 111000 | 17584000 | 20 | 439 | COUNTY-OTHER, CALDWELL | L | WUG | MUNICIPAL | 757 | COUNTY-OTHER | L | 28 | CALDWELL | 0 | 0 | 0 | 0 | 0 | 0 | N
420 | FACILITY IMPROVEMENTS | Facility improvements | C | 5 | EXISTING SOURCE OR EXPANDED USE OF AN EXISTING SOURCE (SURFACE WATER OR GROUNDWATER) | 5 | OTHER SURFACE WATER | 2 | PIPELINE |  | 2507 | 206 | CHAPMAN/COOPER LAKE/RESERVOIR NON-SYSTEM PORTION | D | 999 | RESERVOIR | 3 | SULPHUR | 0 | SURFACE WATER | 1 | NO WATER QUALITY IMPROVEMENTS |  | 6998 | 1 | Facility improvements | 1219 | IRVING | C | WUG | MUNICIPAL | 298 | CITY | Chapman Booster Pump STation; split cost of this 50/50 with NTWMD. Region C report had 25/75 split, but consider this to be correct. | Y | 2010 | 2020 | 0 | 1695000 | 1695000 | 1695000 | 374000 | 374000 | 18183800 | 30 | 1219 | IRVING | C | WUG | MUNICIPAL | 298 | CITY | C | 57 | DALLAS | 0 | 0 | 0 | 0 | 0 | 0 | N
420 | FACILITY IMPROVEMENTS | Facility improvements | C | 5 | EXISTING SOURCE OR EXPANDED USE OF AN EXISTING SOURCE (SURFACE WATER OR GROUNDWATER) | 5 | OTHER SURFACE WATER | 2 | PIPELINE |  | 2506 | 207 | CHAPMAN/COOPER LAKE/RESERVOIR NORTH TEXAS MWD SYSTEM | D | 999 | RESERVOIR | 3 | SULPHUR | 0 | SURFACE WATER | 1 | NO WATER QUALITY IMPROVEMENTS |  | 6999 | 1 | Facility improvements | 108 | NORTH TEXAS MWD | C | WWP | WWP | N/A | N/A | Chapman Booster Pump Station; jointly with Irving. Split costs 50/50. Region C report says cost split is 25/75, but consider this to be correct. | Y | 2010 | 2020 | 0 | 1695000 | 1695000 | 1695000 | 374000 | 374000 | 18183800 | 30 | 108 | NORTH TEXAS MWD - FUTURE CUSTOMER/SURPLUS SUPPLY | C | WWP | MUNICIPAL | N/A | N/A | C | 43 | COLLIN | 0 | 0 | 0 | 0 | 0 | 0 | N
420 | FACILITY IMPROVEMENTS | Facility improvements | C | 5 | EXISTING SOURCE OR EXPANDED USE OF AN EXISTING SOURCE (SURFACE WATER OR GROUNDWATER) | 5 | OTHER SURFACE WATER | 2 | PIPELINE |  | 1301 | 144 | LAVON LAKE/RESERVOIR NORTH TEXAS MWD SYSTEM | C | 999 | RESERVOIR | 8 | TRINITY | 0 | SURFACE WATER | 1 | NO WATER QUALITY IMPROVEMENTS |  | 4750 | 2 | Conveyance project (1) - Lavon Lake | 108 | NORTH TEXAS MWD | C | WWP | WWP | N/A | N/A |  | N | 2010 | 2010 | 67047000 | 133942000 | 180458000 | 202103000 | 209022000 | 181850000 | 2269363000 | 30 | 108 | NORTH TEXAS MWD - FUTURE CUSTOMER/SURPLUS SUPPLY | C | WWP | MUNICIPAL | N/A | N/A | C | 43 | COLLIN | 0 | 0 | 0 | 0 | 0 | 0 | N
420 | FACILITY IMPROVEMENTS | Facility improvements | C | 5 | EXISTING SOURCE OR EXPANDED USE OF AN EXISTING SOURCE (SURFACE WATER OR GROUNDWATER) | 5 | OTHER SURFACE WATER | 2 | PIPELINE |  | 2508 | 86 | TEXOMA LAKE/RESERVOIR NORTH TEXAS MWD SYSTEM | C | 999 | RESERVOIR | 2 | RED | 0 | SURFACE WATER | 1 | NO WATER QUALITY IMPROVEMENTS |  | 5209 | 1 | Facility improvements | 108 | NORTH TEXAS MWD | C | WWP | WWP | N/A | N/A |  | Y | 2010 | 2020 | 0 | 782000 | 782000 | 782000 | 180000 | 180000 | 8283000 | 30 | 108 | NORTH TEXAS MWD - FUTURE CUSTOMER/SURPLUS SUPPLY | C | WWP | MUNICIPAL | N/A | N/A | C | 43 | COLLIN | 0 | 0 | 0 | 0 | 0 | 0 | N
420 | FACILITY IMPROVEMENTS | Facility improvements | C | 5 | EXISTING SOURCE OR EXPANDED USE OF AN EXISTING SOURCE (SURFACE WATER OR GROUNDWATER) | 5 | OTHER SURFACE WATER | 2 | PIPELINE |  | 2429 | 152 | TRWD LAKE/RESERVOIR SYSTEM | C | 999 | RESERVOIR | 8 | TRINITY | 0 | SURFACE WATER | 1 | NO WATER QUALITY IMPROVEMENTS |  | 4740 | 1 | Facility improvements | 155 | WEATHERFORD | C | BOTH | MUNICIPAL | 634 | CITY |  | N | 2010 | 2030 | 0 | 0 | 1510000 | 1510000 | 1510000 | 1470000 | 545000 | 30 | 155 | WEATHERFORD | C | BOTH | MUNICIPAL | 634 | CITY | C | 184 | PARKER | 0 | 0 | 0 | 0 | 0 | 0 | N
637 | FACILITY IMPROVEMENTS- REUSE SOURCES | Facility improvements - reuse sources | C | 8 | REUSE | 7 | REUSE | 2 | PIPELINE | THIS STRATEGY IS THE SAME AS C42 BUT IT IS FOR REUSE SOURCES. | 1383 | 4069 | INDIRECT REUSE | C | 61 | DENTON | 8 | TRINITY | 2 | REUSE | 1 | NO WATER QUALITY IMPROVEMENTS |  | 4761 | 1 | Lake Ralph Hall - Indirect Reuse | 150 | UPPER TRINITY REGIONAL WD | C | WWP | WWP | N/A | N/A |  | N | 2010 | 2010 | 17958500 | 32388500 | 54003500 | 60809500 | 70373500 | 60427500 | 590686000 | 30 | 150 | UPPER TRINITY REGIONAL WD - FUTURE CUSTOMER/SURPLUS SUPPLY | C | WWP | MUNICIPAL | N/A | N/A | C | 61 | DENTON | 0 | 0 | 0 | 0 | 0 | 0 | N
425 | FANNIN COUNTY PROJECT | Fannin County project | C | 6 | NEW SURFACE WATER OR NEW GROUNDWATER SOURCE | 5 | OTHER SURFACE WATER | 4 | PIPELINE AND WATER TREATMENT PLANT |  | 1302 | 4164 | LOWER BOIS D ARC LAKE/RESERVOIR | C | 999 | RESERVOIR | 2 | RED | 0 | SURFACE WATER | 1 | NO WATER QUALITY IMPROVEMENTS |  | 5180 | 1 | Fannin County project | 108 | NORTH TEXAS MWD | C | WWP | WWP | N/A | N/A |  | Y | 2020 | 2020 | 0 | 4813000 | 4813000 | 4813000 | 2018000 | 2018000 | 38471000 | 30 | 267 | BLUE RIDGE | C | WUG | MUNICIPAL | 829 | CITY | C | 43 | COLLIN | 0 | 213 | 345 | 629 | 493 | 491 | N
425 | FANNIN COUNTY PROJECT | Fannin County project | C | 6 | NEW SURFACE WATER OR NEW GROUNDWATER SOURCE | 5 | OTHER SURFACE WATER | 4 | PIPELINE AND WATER TREATMENT PLANT |  | 1302 | 4164 | LOWER BOIS D ARC LAKE/RESERVOIR | C | 999 | RESERVOIR | 2 | RED | 0 | SURFACE WATER | 1 | NO WATER QUALITY IMPROVEMENTS |  | 5180 | 1 | Fannin County project | 108 | NORTH TEXAS MWD | C | WWP | WWP | N/A | N/A |  | Y | 2020 | 2020 | 0 | 4813000 | 4813000 | 4813000 | 2018000 | 2018000 | 38471000 | 30 | 485 | COUNTY-OTHER, FANNIN | C | WUG | MUNICIPAL | 757 | COUNTY-OTHER | C | 74 | FANNIN | 0 | 398 | 566 | 725 | 663 | 617 | N
425 | FANNIN COUNTY PROJECT | Fannin County project | C | 6 | NEW SURFACE WATER OR NEW GROUNDWATER SOURCE | 5 | OTHER SURFACE WATER | 4 | PIPELINE AND WATER TREATMENT PLANT |  | 1302 | 4164 | LOWER BOIS D ARC LAKE/RESERVOIR | C | 999 | RESERVOIR | 2 | RED | 0 | SURFACE WATER | 1 | NO WATER QUALITY IMPROVEMENTS |  | 5180 | 1 | Fannin County project | 108 | NORTH TEXAS MWD | C | WWP | WWP | N/A | N/A |  | Y | 2020 | 2020 | 0 | 4813000 | 4813000 | 4813000 | 2018000 | 2018000 | 38471000 | 30 | 738 | ECTOR | C | WUG | MUNICIPAL | 1017 | CITY | C | 74 | FANNIN | 0 | 9 | 31 | 54 | 56 | 58 | N
425 | FANNIN COUNTY PROJECT | Fannin County project | C | 6 | NEW SURFACE WATER OR NEW GROUNDWATER SOURCE | 5 | OTHER SURFACE WATER | 4 | PIPELINE AND WATER TREATMENT PLANT |  | 1302 | 4164 | LOWER BOIS D ARC LAKE/RESERVOIR | C | 999 | RESERVOIR | 2 | RED | 0 | SURFACE WATER | 1 | NO WATER QUALITY IMPROVEMENTS |  | 5180 | 1 | Fannin County project | 108 | NORTH TEXAS MWD | C | WWP | WWP | N/A | N/A |  | Y | 2020 | 2020 | 0 | 4813000 | 4813000 | 4813000 | 2018000 | 2018000 | 38471000 | 30 | 957 | HONEY GROVE | C | WUG | MUNICIPAL | 283 | CITY | C | 74 | FANNIN | 0 | 90 | 234 | 397 | 483 | 568 | N
425 | FANNIN COUNTY PROJECT | Fannin County project | C | 6 | NEW SURFACE WATER OR NEW GROUNDWATER SOURCE | 5 | OTHER SURFACE WATER | 4 | PIPELINE AND WATER TREATMENT PLANT |  | 1302 | 4164 | LOWER BOIS D ARC LAKE/RESERVOIR | C | 999 | RESERVOIR | 2 | RED | 0 | SURFACE WATER | 1 | NO WATER QUALITY IMPROVEMENTS |  | 5180 | 1 | Fannin County project | 108 | NORTH TEXAS MWD | C | WWP | WWP | N/A | N/A |  | Y | 2020 | 2020 | 0 | 4813000 | 4813000 | 4813000 | 2018000 | 2018000 | 38471000 | 30 | 1315 | LEONARD | C | WUG | MUNICIPAL | 352 | CITY | C | 74 | FANNIN | 0 | 73 | 251 | 551 | 849 | 1087 | N
425 | FANNIN COUNTY PROJECT | Fannin County project | C | 6 | NEW SURFACE WATER OR NEW GROUNDWATER SOURCE | 5 | OTHER SURFACE WATER | 4 | PIPELINE AND WATER TREATMENT PLANT |  | 1302 | 4164 | LOWER BOIS D ARC LAKE/RESERVOIR | C | 999 | RESERVOIR | 2 | RED | 0 | SURFACE WATER | 1 | NO WATER QUALITY IMPROVEMENTS |  | 5180 | 1 | Fannin County project | 108 | NORTH TEXAS MWD | C | WWP | WWP | N/A | N/A |  | Y | 2020 | 2020 | 0 | 4813000 | 4813000 | 4813000 | 2018000 | 2018000 | 38471000 | 30 | 2335 | SAVOY | C | WUG | MUNICIPAL | 957 | CITY | C | 74 | FANNIN | 0 | 13 | 33 | 54 | 56 | 57 | N
425 | FANNIN COUNTY PROJECT | Fannin County project | C | 6 | NEW SURFACE WATER OR NEW GROUNDWATER SOURCE | 5 | OTHER SURFACE WATER | 4 | PIPELINE AND WATER TREATMENT PLANT |  | 1302 | 4164 | LOWER BOIS D ARC LAKE/RESERVOIR | C | 999 | RESERVOIR | 2 | RED | 0 | SURFACE WATER | 1 | NO WATER QUALITY IMPROVEMENTS |  | 5180 | 1 | Fannin County project | 108 | NORTH TEXAS MWD | C | WWP | WWP | N/A | N/A |  | Y | 2020 | 2020 | 0 | 4813000 | 4813000 | 4813000 | 2018000 | 2018000 | 38471000 | 30 | 2386 | SOUTHWEST FANNIN COUNTY SUD | C | WUG | MUNICIPAL | 4341 | UTILITY | C | 74 | FANNIN | 0 | 338 | 627 | 868 | 942 | 1027 | N
425 | FANNIN COUNTY PROJECT | Fannin County project | C | 6 | NEW SURFACE WATER OR NEW GROUNDWATER SOURCE | 5 | OTHER SURFACE WATER | 4 | PIPELINE AND WATER TREATMENT PLANT |  | 1302 | 4164 | LOWER BOIS D ARC LAKE/RESERVOIR | C | 999 | RESERVOIR | 2 | RED | 0 | SURFACE WATER | 1 | NO WATER QUALITY IMPROVEMENTS |  | 5180 | 1 | Fannin County project | 108 | NORTH TEXAS MWD | C | WWP | WWP | N/A | N/A |  | Y | 2020 | 2020 | 0 | 4813000 | 4813000 | 4813000 | 2018000 | 2018000 | 38471000 | 30 | 2539 | TRENTON | C | WUG | MUNICIPAL | 978 | CITY | C | 74 | FANNIN | 0 | 120 | 313 | 584 | 897 | 1208 | N
879 | FASTRILL REPLACEMENT (REGION C COMPONENT) | Fastrill replacement (Region C component) | C | 6 | NEW SURFACE WATER OR NEW GROUNDWATER SOURCE | 4 | NEW MAJOR RESERVOIR | 1 | NO INFRASTRUCTURE |  | 2391 | 4443 | NECHES RIVER RUN-OF-RIVER | I | 1 | ANDERSON | 6 | NECHES | 0 | SURFACE WATER | 1 | NO WATER QUALITY IMPROVEMENTS |  | 2348 | 1 | Fastrill replacement | 36 | DALLAS | C | BOTH | MUNICIPAL | 151 | CITY |  | Y | 2060 | 2060 | 0 | 0 | 0 | 0 | 0 | 193301000 | 1980278000 | 30 | 166 | ADDISON | C | WUG | MUNICIPAL | 673 | CITY | C | 57 | DALLAS | 0 | 0 | 0 | 0 | 0 | 1190 | N
879 | FASTRILL REPLACEMENT (REGION C COMPONENT) | Fastrill replacement (Region C component) | C | 6 | NEW SURFACE WATER OR NEW GROUNDWATER SOURCE | 4 | NEW MAJOR RESERVOIR | 1 | NO INFRASTRUCTURE |  | 2391 | 4443 | NECHES RIVER RUN-OF-RIVER | I | 1 | ANDERSON | 6 | NECHES | 0 | SURFACE WATER | 1 | NO WATER QUALITY IMPROVEMENTS |  | 2348 | 1 | Fastrill replacement | 36 | DALLAS | C | BOTH | MUNICIPAL | 151 | CITY |  | Y | 2060 | 2060 | 0 | 0 | 0 | 0 | 0 | 193301000 | 1980278000 | 30 | 213 | BALCH SPRINGS | C | WUG | MUNICIPAL | 33 | CITY | C | 57 | DALLAS | 0 | 0 | 0 | 0 | 0 | 302 | N
879 | FASTRILL REPLACEMENT (REGION C COMPONENT) | Fastrill replacement (Region C component) | C | 6 | NEW SURFACE WATER OR NEW GROUNDWATER SOURCE | 4 | NEW MAJOR RESERVOIR | 1 | NO INFRASTRUCTURE |  | 2391 | 4443 | NECHES RIVER RUN-OF-RIVER | I | 1 | ANDERSON | 6 | NECHES | 0 | SURFACE WATER | 1 | NO WATER QUALITY IMPROVEMENTS |  | 2348 | 1 | Fastrill replacement | 36 | DALLAS | C | BOTH | MUNICIPAL | 151 | CITY |  | Y | 2060 | 2060 | 0 | 0 | 0 | 0 | 0 | 193301000 | 1980278000 | 30 | 332 | CARROLLTON | C | WUG | MUNICIPAL | 98 | CITY | C | 57 | DALLAS | 0 | 0 | 0 | 0 | 0 | 965 | N
879 | FASTRILL REPLACEMENT (REGION C COMPONENT) | Fastrill replacement (Region C component) | C | 6 | NEW SURFACE WATER OR NEW GROUNDWATER SOURCE | 4 | NEW MAJOR RESERVOIR | 1 | NO INFRASTRUCTURE |  | 2391 | 4443 | NECHES RIVER RUN-OF-RIVER | I | 1 | ANDERSON | 6 | NECHES | 0 | SURFACE WATER | 1 | NO WATER QUALITY IMPROVEMENTS |  | 2348 | 1 | Fastrill replacement | 36 | DALLAS | C | BOTH | MUNICIPAL | 151 | CITY |  | Y | 2060 | 2060 | 0 | 0 | 0 | 0 | 0 | 193301000 | 1980278000 | 30 | 332 | CARROLLTON | C | WUG | MUNICIPAL | 98 | CITY | C | 61 | DENTON | 0 | 0 | 0 | 0 | 0 | 1471 | N
879 | FASTRILL REPLACEMENT (REGION C COMPONENT) | Fastrill replacement (Region C component) | C | 6 | NEW SURFACE WATER OR NEW GROUNDWATER SOURCE | 4 | NEW MAJOR RESERVOIR | 1 | NO INFRASTRUCTURE |  | 2391 | 4443 | NECHES RIVER RUN-OF-RIVER | I | 1 | ANDERSON | 6 | NECHES | 0 | SURFACE WATER | 1 | NO WATER QUALITY IMPROVEMENTS |  | 2348 | 1 | Fastrill replacement | 36 | DALLAS | C | BOTH | MUNICIPAL | 151 | CITY |  | Y | 2060 | 2060 | 0 | 0 | 0 | 0 | 0 | 193301000 | 1980278000 | 30 | 24 | CEDAR HILL | C | WUG | MUNICIPAL | 102 | CITY | C | 57 | DALLAS | 0 | 0 | 0 | 0 | 0 | 1483 | N
879 | FASTRILL REPLACEMENT (REGION C COMPONENT) | Fastrill replacement (Region C component) | C | 6 | NEW SURFACE WATER OR NEW GROUNDWATER SOURCE | 4 | NEW MAJOR RESERVOIR | 1 | NO INFRASTRUCTURE |  | 2391 | 4443 | NECHES RIVER RUN-OF-RIVER | I | 1 | ANDERSON | 6 | NECHES | 0 | SURFACE WATER | 1 | NO WATER QUALITY IMPROVEMENTS |  | 2348 | 1 | Fastrill replacement | 36 | DALLAS | C | BOTH | MUNICIPAL | 151 | CITY |  | Y | 2060 | 2060 | 0 | 0 | 0 | 0 | 0 | 193301000 | 1980278000 | 30 | 24 | CEDAR HILL | C | WUG | MUNICIPAL | 102 | CITY | C | 70 | ELLIS | 0 | 0 | 0 | 0 | 0 | 1 | N
879 | FASTRILL REPLACEMENT (REGION C COMPONENT) | Fastrill replacement (Region C component) | C | 6 | NEW SURFACE WATER OR NEW GROUNDWATER SOURCE | 4 | NEW MAJOR RESERVOIR | 1 | NO INFRASTRUCTURE |  | 2391 | 4443 | NECHES RIVER RUN-OF-RIVER | I | 1 | ANDERSON | 6 | NECHES | 0 | SURFACE WATER | 1 | NO WATER QUALITY IMPROVEMENTS |  | 2348 | 1 | Fastrill replacement | 36 | DALLAS | C | BOTH | MUNICIPAL | 151 | CITY |  | Y | 2060 | 2060 | 0 | 0 | 0 | 0 | 0 | 193301000 | 1980278000 | 30 | 376 | COCKRELL HILL | C | WUG | MUNICIPAL | 121 | CITY | C | 57 | DALLAS | 0 | 0 | 0 | 0 | 0 | 68 | N
879 | FASTRILL REPLACEMENT (REGION C COMPONENT) | Fastrill replacement (Region C component) | C | 6 | NEW SURFACE WATER OR NEW GROUNDWATER SOURCE | 4 | NEW MAJOR RESERVOIR | 1 | NO INFRASTRUCTURE |  | 2391 | 4443 | NECHES RIVER RUN-OF-RIVER | I | 1 | ANDERSON | 6 | NECHES | 0 | SURFACE WATER | 1 | NO WATER QUALITY IMPROVEMENTS |  | 2348 | 1 | Fastrill replacement | 36 | DALLAS | C | BOTH | MUNICIPAL | 151 | CITY |  | Y | 2060 | 2060 | 0 | 0 | 0 | 0 | 0 | 193301000 | 1980278000 | 30 | 389 | COMBINE | C | WUG | MUNICIPAL | 766 | CITY | C | 57 | DALLAS | 0 | 0 | 0 | 0 | 0 | 18 | N
879 | FASTRILL REPLACEMENT (REGION C COMPONENT) | Fastrill replacement (Region C component) | C | 6 | NEW SURFACE WATER OR NEW GROUNDWATER SOURCE | 4 | NEW MAJOR RESERVOIR | 1 | NO INFRASTRUCTURE |  | 2391 | 4443 | NECHES RIVER RUN-OF-RIVER | I | 1 | ANDERSON | 6 | NECHES | 0 | SURFACE WATER | 1 | NO WATER QUALITY IMPROVEMENTS |  | 2348 | 1 | Fastrill replacement | 36 | DALLAS | C | BOTH | MUNICIPAL | 151 | CITY |  | Y | 2060 | 2060 | 0 | 0 | 0 | 0 | 0 | 193301000 | 1980278000 | 30 | 389 | COMBINE | C | WUG | MUNICIPAL | 766 | CITY | C | 129 | KAUFMAN | 0 | 0 | 0 | 0 | 0 | 44 | N
879 | FASTRILL REPLACEMENT (REGION C COMPONENT) | Fastrill replacement (Region C component) | C | 6 | NEW SURFACE WATER OR NEW GROUNDWATER SOURCE | 4 | NEW MAJOR RESERVOIR | 1 | NO INFRASTRUCTURE |  | 2391 | 4443 | NECHES RIVER RUN-OF-RIVER | I | 1 | ANDERSON | 6 | NECHES | 0 | SURFACE WATER | 1 | NO WATER QUALITY IMPROVEMENTS |  | 2348 | 1 | Fastrill replacement | 36 | DALLAS | C | BOTH | MUNICIPAL | 151 | CITY |  | Y | 2060 | 2060 | 0 | 0 | 0 | 0 | 0 | 193301000 | 1980278000 | 30 | 390 | COMBINE WSC | C | WUG | MUNICIPAL | 4066 | UTILITY | C | 57 | DALLAS | 0 | 0 | 0 | 0 | 0 | 37 | N
879 | FASTRILL REPLACEMENT (REGION C COMPONENT) | Fastrill replacement (Region C component) | C | 6 | NEW SURFACE WATER OR NEW GROUNDWATER SOURCE | 4 | NEW MAJOR RESERVOIR | 1 | NO INFRASTRUCTURE |  | 2391 | 4443 | NECHES RIVER RUN-OF-RIVER | I | 1 | ANDERSON | 6 | NECHES | 0 | SURFACE WATER | 1 | NO WATER QUALITY IMPROVEMENTS |  | 2348 | 1 | Fastrill replacement | 36 | DALLAS | C | BOTH | MUNICIPAL | 151 | CITY |  | Y | 2060 | 2060 | 0 | 0 | 0 | 0 | 0 | 193301000 | 1980278000 | 30 | 390 | COMBINE WSC | C | WUG | MUNICIPAL | 4066 | UTILITY | C | 129 | KAUFMAN | 0 | 0 | 0 | 0 | 0 | 117 | N
879 | FASTRILL REPLACEMENT (REGION C COMPONENT) | Fastrill replacement (Region C component) | C | 6 | NEW SURFACE WATER OR NEW GROUNDWATER SOURCE | 4 | NEW MAJOR RESERVOIR | 1 | NO INFRASTRUCTURE |  | 2391 | 4443 | NECHES RIVER RUN-OF-RIVER | I | 1 | ANDERSON | 6 | NECHES | 0 | SURFACE WATER | 1 | NO WATER QUALITY IMPROVEMENTS |  | 2348 | 1 | Fastrill replacement | 36 | DALLAS | C | BOTH | MUNICIPAL | 151 | CITY |  | Y | 2060 | 2060 | 0 | 0 | 0 | 0 | 0 | 193301000 | 1980278000 | 30 | 403 | COPPELL | C | WUG | MUNICIPAL | 133 | CITY | C | 57 | DALLAS | 0 | 0 | 0 | 0 | 0 | 971 | N
879 | FASTRILL REPLACEMENT (REGION C COMPONENT) | Fastrill replacement (Region C component) | C | 6 | NEW SURFACE WATER OR NEW GROUNDWATER SOURCE | 4 | NEW MAJOR RESERVOIR | 1 | NO INFRASTRUCTURE |  | 2391 | 4443 | NECHES RIVER RUN-OF-RIVER | I | 1 | ANDERSON | 6 | NECHES | 0 | SURFACE WATER | 1 | NO WATER QUALITY IMPROVEMENTS |  | 2348 | 1 | Fastrill replacement | 36 | DALLAS | C | BOTH | MUNICIPAL | 151 | CITY |  | Y | 2060 | 2060 | 0 | 0 | 0 | 0 | 0 | 193301000 | 1980278000 | 30 | 403 | COPPELL | C | WUG | MUNICIPAL | 133 | CITY | C | 61 | DENTON | 0 | 0 | 0 | 0 | 0 | 25 | N
879 | FASTRILL REPLACEMENT (REGION C COMPONENT) | Fastrill replacement (Region C component) | C | 6 | NEW SURFACE WATER OR NEW GROUNDWATER SOURCE | 4 | NEW MAJOR RESERVOIR | 1 | NO INFRASTRUCTURE |  | 2391 | 4443 | NECHES RIVER RUN-OF-RIVER | I | 1 | ANDERSON | 6 | NECHES | 0 | SURFACE WATER | 1 | NO WATER QUALITY IMPROVEMENTS |  | 2348 | 1 | Fastrill replacement | 36 | DALLAS | C | BOTH | MUNICIPAL | 151 | CITY |  | Y | 2060 | 2060 | 0 | 0 | 0 | 0 | 0 | 193301000 | 1980278000 | 30 | 468 | COUNTY-OTHER, DALLAS | C | WUG | MUNICIPAL | 757 | COUNTY-OTHER | C | 57 | DALLAS | 0 | 0 | 0 | 0 | 0 | 2 | N
879 | FASTRILL REPLACEMENT (REGION C COMPONENT) | Fastrill replacement (Region C component) | C | 6 | NEW SURFACE WATER OR NEW GROUNDWATER SOURCE | 4 | NEW MAJOR RESERVOIR | 1 | NO INFRASTRUCTURE |  | 2391 | 4443 | NECHES RIVER RUN-OF-RIVER | I | 1 | ANDERSON | 6 | NECHES | 0 | SURFACE WATER | 1 | NO WATER QUALITY IMPROVEMENTS |  | 2348 | 1 | Fastrill replacement | 36 | DALLAS | C | BOTH | MUNICIPAL | 151 | CITY |  | Y | 2060 | 2060 | 0 | 0 | 0 | 0 | 0 | 193301000 | 1980278000 | 30 | 667 | CRANDALL | C | WUG | MUNICIPAL | 767 | CITY | C | 129 | KAUFMAN | 0 | 0 | 0 | 0 | 0 | 331 | N
879 | FASTRILL REPLACEMENT (REGION C COMPONENT) | Fastrill replacement (Region C component) | C | 6 | NEW SURFACE WATER OR NEW GROUNDWATER SOURCE | 4 | NEW MAJOR RESERVOIR | 1 | NO INFRASTRUCTURE |  | 2391 | 4443 | NECHES RIVER RUN-OF-RIVER | I | 1 | ANDERSON | 6 | NECHES | 0 | SURFACE WATER | 1 | NO WATER QUALITY IMPROVEMENTS |  | 2348 | 1 | Fastrill replacement | 36 | DALLAS | C | BOTH | MUNICIPAL | 151 | CITY |  | Y | 2060 | 2060 | 0 | 0 | 0 | 0 | 0 | 193301000 | 1980278000 | 30 | 36 | DALLAS | C | BOTH | MUNICIPAL | 151 | CITY | C | 43 | COLLIN | 0 | 0 | 0 | 0 | 0 | 2184 | N
879 | FASTRILL REPLACEMENT (REGION C COMPONENT) | Fastrill replacement (Region C component) | C | 6 | NEW SURFACE WATER OR NEW GROUNDWATER SOURCE | 4 | NEW MAJOR RESERVOIR | 1 | NO INFRASTRUCTURE |  | 2391 | 4443 | NECHES RIVER RUN-OF-RIVER | I | 1 | ANDERSON | 6 | NECHES | 0 | SURFACE WATER | 1 | NO WATER QUALITY IMPROVEMENTS |  | 2348 | 1 | Fastrill replacement | 36 | DALLAS | C | BOTH | MUNICIPAL | 151 | CITY |  | Y | 2060 | 2060 | 0 | 0 | 0 | 0 | 0 | 193301000 | 1980278000 | 30 | 36 | DALLAS | C | BOTH | MUNICIPAL | 151 | CITY | C | 57 | DALLAS | 0 | 0 | 0 | 0 | 0 | 86412 | N
879 | FASTRILL REPLACEMENT (REGION C COMPONENT) | Fastrill replacement (Region C component) | C | 6 | NEW SURFACE WATER OR NEW GROUNDWATER SOURCE | 4 | NEW MAJOR RESERVOIR | 1 | NO INFRASTRUCTURE |  | 2391 | 4443 | NECHES RIVER RUN-OF-RIVER | I | 1 | ANDERSON | 6 | NECHES | 0 | SURFACE WATER | 1 | NO WATER QUALITY IMPROVEMENTS |  | 2348 | 1 | Fastrill replacement | 36 | DALLAS | C | BOTH | MUNICIPAL | 151 | CITY |  | Y | 2060 | 2060 | 0 | 0 | 0 | 0 | 0 | 193301000 | 1980278000 | 30 | 36 | DALLAS | C | BOTH | MUNICIPAL | 151 | CITY | C | 61 | DENTON | 0 | 0 | 0 | 0 | 0 | 903 | N
879 | FASTRILL REPLACEMENT (REGION C COMPONENT) | Fastrill replacement (Region C component) | C | 6 | NEW SURFACE WATER OR NEW GROUNDWATER SOURCE | 4 | NEW MAJOR RESERVOIR | 1 | NO INFRASTRUCTURE |  | 2391 | 4443 | NECHES RIVER RUN-OF-RIVER | I | 1 | ANDERSON | 6 | NECHES | 0 | SURFACE WATER | 1 | NO WATER QUALITY IMPROVEMENTS |  | 2348 | 1 | Fastrill replacement | 36 | DALLAS | C | BOTH | MUNICIPAL | 151 | CITY |  | Y | 2060 | 2060 | 0 | 0 | 0 | 0 | 0 | 193301000 | 1980278000 | 30 | 701 | DE SOTO | C | WUG | MUNICIPAL | 161 | CITY | C | 57 | DALLAS | 0 | 0 | 0 | 0 | 0 | 1649 | N
879 | FASTRILL REPLACEMENT (REGION C COMPONENT) | Fastrill replacement (Region C component) | C | 6 | NEW SURFACE WATER OR NEW GROUNDWATER SOURCE | 4 | NEW MAJOR RESERVOIR | 1 | NO INFRASTRUCTURE |  | 2391 | 4443 | NECHES RIVER RUN-OF-RIVER | I | 1 | ANDERSON | 6 | NECHES | 0 | SURFACE WATER | 1 | NO WATER QUALITY IMPROVEMENTS |  | 2348 | 1 | Fastrill replacement | 36 | DALLAS | C | BOTH | MUNICIPAL | 151 | CITY |  | Y | 2060 | 2060 | 0 | 0 | 0 | 0 | 0 | 193301000 | 1980278000 | 30 | 724 | DUNCANVILLE | C | WUG | MUNICIPAL | 171 | CITY | C | 57 | DALLAS | 0 | 0 | 0 | 0 | 0 | 563 | N
879 | FASTRILL REPLACEMENT (REGION C COMPONENT) | Fastrill replacement (Region C component) | C | 6 | NEW SURFACE WATER OR NEW GROUNDWATER SOURCE | 4 | NEW MAJOR RESERVOIR | 1 | NO INFRASTRUCTURE |  | 2391 | 4443 | NECHES RIVER RUN-OF-RIVER | I | 1 | ANDERSON | 6 | NECHES | 0 | SURFACE WATER | 1 | NO WATER QUALITY IMPROVEMENTS |  | 2348 | 1 | Fastrill replacement | 36 | DALLAS | C | BOTH | MUNICIPAL | 151 | CITY |  | Y | 2060 | 2060 | 0 | 0 | 0 | 0 | 0 | 193301000 | 1980278000 | 30 | 773 | FARMERS BRANCH | C | WUG | MUNICIPAL | 198 | CITY | C | 57 | DALLAS | 0 | 0 | 0 | 0 | 0 | 1274 | N
879 | FASTRILL REPLACEMENT (REGION C COMPONENT) | Fastrill replacement (Region C component) | C | 6 | NEW SURFACE WATER OR NEW GROUNDWATER SOURCE | 4 | NEW MAJOR RESERVOIR | 1 | NO INFRASTRUCTURE |  | 2391 | 4443 | NECHES RIVER RUN-OF-RIVER | I | 1 | ANDERSON | 6 | NECHES | 0 | SURFACE WATER | 1 | NO WATER QUALITY IMPROVEMENTS |  | 2348 | 1 | Fastrill replacement | 36 | DALLAS | C | BOTH | MUNICIPAL | 151 | CITY |  | Y | 2060 | 2060 | 0 | 0 | 0 | 0 | 0 | 193301000 | 1980278000 | 30 | 785 | FLOWER MOUND | C | WUG | MUNICIPAL | 204 | CITY | C | 61 | DENTON | 0 | 0 | 0 | 0 | 0 | 1059 | N
879 | FASTRILL REPLACEMENT (REGION C COMPONENT) | Fastrill replacement (Region C component) | C | 6 | NEW SURFACE WATER OR NEW GROUNDWATER SOURCE | 4 | NEW MAJOR RESERVOIR | 1 | NO INFRASTRUCTURE |  | 2391 | 4443 | NECHES RIVER RUN-OF-RIVER | I | 1 | ANDERSON | 6 | NECHES | 0 | SURFACE WATER | 1 | NO WATER QUALITY IMPROVEMENTS |  | 2348 | 1 | Fastrill replacement | 36 | DALLAS | C | BOTH | MUNICIPAL | 151 | CITY |  | Y | 2060 | 2060 | 0 | 0 | 0 | 0 | 0 | 193301000 | 1980278000 | 30 | 841 | GLENN HEIGHTS | C | WUG | MUNICIPAL | 697 | CITY | C | 57 | DALLAS | 0 | 0 | 0 | 0 | 0 | 179 | N
879 | FASTRILL REPLACEMENT (REGION C COMPONENT) | Fastrill replacement (Region C component) | C | 6 | NEW SURFACE WATER OR NEW GROUNDWATER SOURCE | 4 | NEW MAJOR RESERVOIR | 1 | NO INFRASTRUCTURE |  | 2391 | 4443 | NECHES RIVER RUN-OF-RIVER | I | 1 | ANDERSON | 6 | NECHES | 0 | SURFACE WATER | 1 | NO WATER QUALITY IMPROVEMENTS |  | 2348 | 1 | Fastrill replacement | 36 | DALLAS | C | BOTH | MUNICIPAL | 151 | CITY |  | Y | 2060 | 2060 | 0 | 0 | 0 | 0 | 0 | 193301000 | 1980278000 | 30 | 841 | GLENN HEIGHTS | C | WUG | MUNICIPAL | 697 | CITY | C | 70 | ELLIS | 0 | 0 | 0 | 0 | 0 | 99 | N
879 | FASTRILL REPLACEMENT (REGION C COMPONENT) | Fastrill replacement (Region C component) | C | 6 | NEW SURFACE WATER OR NEW GROUNDWATER SOURCE | 4 | NEW MAJOR RESERVOIR | 1 | NO INFRASTRUCTURE |  | 2391 | 4443 | NECHES RIVER RUN-OF-RIVER | I | 1 | ANDERSON | 6 | NECHES | 0 | SURFACE WATER | 1 | NO WATER QUALITY IMPROVEMENTS |  | 2348 | 1 | Fastrill replacement | 36 | DALLAS | C | BOTH | MUNICIPAL | 151 | CITY |  | Y | 2060 | 2060 | 0 | 0 | 0 | 0 | 0 | 193301000 | 1980278000 | 30 | 853 | GRAND PRAIRIE | C | BOTH | MUNICIPAL | 245 | CITY | C | 57 | DALLAS | 0 | 0 | 0 | 0 | 0 | 2485 | N
879 | FASTRILL REPLACEMENT (REGION C COMPONENT) | Fastrill replacement (Region C component) | C | 6 | NEW SURFACE WATER OR NEW GROUNDWATER SOURCE | 4 | NEW MAJOR RESERVOIR | 1 | NO INFRASTRUCTURE |  | 2391 | 4443 | NECHES RIVER RUN-OF-RIVER | I | 1 | ANDERSON | 6 | NECHES | 0 | SURFACE WATER | 1 | NO WATER QUALITY IMPROVEMENTS |  | 2348 | 1 | Fastrill replacement | 36 | DALLAS | C | BOTH | MUNICIPAL | 151 | CITY |  | Y | 2060 | 2060 | 0 | 0 | 0 | 0 | 0 | 193301000 | 1980278000 | 30 | 853 | GRAND PRAIRIE | C | BOTH | MUNICIPAL | 245 | CITY | C | 70 | ELLIS | 0 | 0 | 0 | 0 | 0 | 111 | N
879 | FASTRILL REPLACEMENT (REGION C COMPONENT) | Fastrill replacement (Region C component) | C | 6 | NEW SURFACE WATER OR NEW GROUNDWATER SOURCE | 4 | NEW MAJOR RESERVOIR | 1 | NO INFRASTRUCTURE |  | 2391 | 4443 | NECHES RIVER RUN-OF-RIVER | I | 1 | ANDERSON | 6 | NECHES | 0 | SURFACE WATER | 1 | NO WATER QUALITY IMPROVEMENTS |  | 2348 | 1 | Fastrill replacement | 36 | DALLAS | C | BOTH | MUNICIPAL | 151 | CITY |  | Y | 2010 | 2060 | 0 | 0 | 0 | 0 | 0 | 193301000 | 1980278000 | 30 | 853 | GRAND PRAIRIE | C | BOTH | MUNICIPAL | 245 | CITY | C | 220 | TARRANT | 0 | 0 | 0 | 0 | 0 | 0 | N
879 | FASTRILL REPLACEMENT (REGION C COMPONENT) | Fastrill replacement (Region C component) | C | 6 | NEW SURFACE WATER OR NEW GROUNDWATER SOURCE | 4 | NEW MAJOR RESERVOIR | 1 | NO INFRASTRUCTURE |  | 2391 | 4443 | NECHES RIVER RUN-OF-RIVER | I | 1 | ANDERSON | 6 | NECHES | 0 | SURFACE WATER | 1 | NO WATER QUALITY IMPROVEMENTS |  | 2348 | 1 | Fastrill replacement | 36 | DALLAS | C | BOTH | MUNICIPAL | 151 | CITY |  | Y | 2060 | 2060 | 0 | 0 | 0 | 0 | 0 | 193301000 | 1980278000 | 30 | 927 | HEBRON | C | WUG | MUNICIPAL | 776 | CITY | C | 61 | DENTON | 0 | 0 | 0 | 0 | 0 | 10 | N
879 | FASTRILL REPLACEMENT (REGION C COMPONENT) | Fastrill replacement (Region C component) | C | 6 | NEW SURFACE WATER OR NEW GROUNDWATER SOURCE | 4 | NEW MAJOR RESERVOIR | 1 | NO INFRASTRUCTURE |  | 2391 | 4443 | NECHES RIVER RUN-OF-RIVER | I | 1 | ANDERSON | 6 | NECHES | 0 | SURFACE WATER | 1 | NO WATER QUALITY IMPROVEMENTS |  | 2348 | 1 | Fastrill replacement | 36 | DALLAS | C | BOTH | MUNICIPAL | 151 | CITY |  | Y | 2060 | 2060 | 0 | 0 | 0 | 0 | 0 | 193301000 | 1980278000 | 30 | 970 | HUTCHINS | C | WUG | MUNICIPAL | 294 | CITY | C | 57 | DALLAS | 0 | 0 | 0 | 0 | 0 | 323 | N
879 | FASTRILL REPLACEMENT (REGION C COMPONENT) | Fastrill replacement (Region C component) | C | 6 | NEW SURFACE WATER OR NEW GROUNDWATER SOURCE | 4 | NEW MAJOR RESERVOIR | 1 | NO INFRASTRUCTURE |  | 2391 | 4443 | NECHES RIVER RUN-OF-RIVER | I | 1 | ANDERSON | 6 | NECHES | 0 | SURFACE WATER | 1 | NO WATER QUALITY IMPROVEMENTS |  | 2348 | 1 | Fastrill replacement | 36 | DALLAS | C | BOTH | MUNICIPAL | 151 | CITY |  | Y | 2060 | 2060 | 0 | 0 | 0 | 0 | 0 | 193301000 | 1980278000 | 30 | 1037 | IRRIGATION, DENTON | C | WUG | IRRIGATION | 1004 | N/A | C | 61 | DENTON | 0 | 0 | 0 | 0 | 0 | 276 | N
879 | FASTRILL REPLACEMENT (REGION C COMPONENT) | Fastrill replacement (Region C component) | C | 6 | NEW SURFACE WATER OR NEW GROUNDWATER SOURCE | 4 | NEW MAJOR RESERVOIR | 1 | NO INFRASTRUCTURE |  | 2391 | 4443 | NECHES RIVER RUN-OF-RIVER | I | 1 | ANDERSON | 6 | NECHES | 0 | SURFACE WATER | 1 | NO WATER QUALITY IMPROVEMENTS |  | 2348 | 1 | Fastrill replacement | 36 | DALLAS | C | BOTH | MUNICIPAL | 151 | CITY |  | Y | 2060 | 2060 | 0 | 0 | 0 | 0 | 0 | 193301000 | 1980278000 | 30 | 1165 | IRRIGATION, ROCKWALL | C | WUG | IRRIGATION | 1004 | N/A | C | 199 | ROCKWALL | 0 | 0 | 0 | 0 | 0 | 24 | N
879 | FASTRILL REPLACEMENT (REGION C COMPONENT) | Fastrill replacement (Region C component) | C | 6 | NEW SURFACE WATER OR NEW GROUNDWATER SOURCE | 4 | NEW MAJOR RESERVOIR | 1 | NO INFRASTRUCTURE |  | 2391 | 4443 | NECHES RIVER RUN-OF-RIVER | I | 1 | ANDERSON | 6 | NECHES | 0 | SURFACE WATER | 1 | NO WATER QUALITY IMPROVEMENTS |  | 2348 | 1 | Fastrill replacement | 36 | DALLAS | C | BOTH | MUNICIPAL | 151 | CITY |  | Y | 2060 | 2060 | 0 | 0 | 0 | 0 | 0 | 193301000 | 1980278000 | 30 | 1219 | IRVING | C | WUG | MUNICIPAL | 298 | CITY | C | 57 | DALLAS | 0 | 0 | 0 | 0 | 0 | 459 | N
879 | FASTRILL REPLACEMENT (REGION C COMPONENT) | Fastrill replacement (Region C component) | C | 6 | NEW SURFACE WATER OR NEW GROUNDWATER SOURCE | 4 | NEW MAJOR RESERVOIR | 1 | NO INFRASTRUCTURE |  | 2391 | 4443 | NECHES RIVER RUN-OF-RIVER | I | 1 | ANDERSON | 6 | NECHES | 0 | SURFACE WATER | 1 | NO WATER QUALITY IMPROVEMENTS |  | 2348 | 1 | Fastrill replacement | 36 | DALLAS | C | BOTH | MUNICIPAL | 151 | CITY |  | Y | 2060 | 2060 | 0 | 0 | 0 | 0 | 0 | 193301000 | 1980278000 | 30 | 1305 | LANCASTER | C | WUG | MUNICIPAL | 345 | CITY | C | 57 | DALLAS | 0 | 0 | 0 | 0 | 0 | 944 | N
879 | FASTRILL REPLACEMENT (REGION C COMPONENT) | Fastrill replacement (Region C component) | C | 6 | NEW SURFACE WATER OR NEW GROUNDWATER SOURCE | 4 | NEW MAJOR RESERVOIR | 1 | NO INFRASTRUCTURE |  | 2391 | 4443 | NECHES RIVER RUN-OF-RIVER | I | 1 | ANDERSON | 6 | NECHES | 0 | SURFACE WATER | 1 | NO WATER QUALITY IMPROVEMENTS |  | 2348 | 1 | Fastrill replacement | 36 | DALLAS | C | BOTH | MUNICIPAL | 151 | CITY |  | Y | 2010 | 2060 | 0 | 0 | 0 | 0 | 0 | 193301000 | 1980278000 | 30 | 1317 | LEWISVILLE | C | WUG | MUNICIPAL | 355 | CITY | C | 61 | DENTON | 0 | 0 | 0 | 0 | 0 | 0 | N
879 | FASTRILL REPLACEMENT (REGION C COMPONENT) | Fastrill replacement (Region C component) | C | 6 | NEW SURFACE WATER OR NEW GROUNDWATER SOURCE | 4 | NEW MAJOR RESERVOIR | 1 | NO INFRASTRUCTURE |  | 2391 | 4443 | NECHES RIVER RUN-OF-RIVER | I | 1 | ANDERSON | 6 | NECHES | 0 | SURFACE WATER | 1 | NO WATER QUALITY IMPROVEMENTS |  | 2348 | 1 | Fastrill replacement | 36 | DALLAS | C | BOTH | MUNICIPAL | 151 | CITY |  | Y | 2060 | 2060 | 0 | 0 | 0 | 0 | 0 | 193301000 | 1980278000 | 30 | 1657 | MANUFACTURING, DALLAS | C | WUG | MANUFACTURING | 1001 | N/A | C | 57 | DALLAS | 0 | 0 | 0 | 0 | 0 | 3705 | N
879 | FASTRILL REPLACEMENT (REGION C COMPONENT) | Fastrill replacement (Region C component) | C | 6 | NEW SURFACE WATER OR NEW GROUNDWATER SOURCE | 4 | NEW MAJOR RESERVOIR | 1 | NO INFRASTRUCTURE |  | 2391 | 4443 | NECHES RIVER RUN-OF-RIVER | I | 1 | ANDERSON | 6 | NECHES | 0 | SURFACE WATER | 1 | NO WATER QUALITY IMPROVEMENTS |  | 2348 | 1 | Fastrill replacement | 36 | DALLAS | C | BOTH | MUNICIPAL | 151 | CITY |  | Y | 2060 | 2060 | 0 | 0 | 0 | 0 | 0 | 193301000 | 1980278000 | 30 | 1660 | MANUFACTURING, DENTON | C | WUG | MANUFACTURING | 1001 | N/A | C | 61 | DENTON | 0 | 0 | 0 | 0 | 0 | 81 | N
879 | FASTRILL REPLACEMENT (REGION C COMPONENT) | Fastrill replacement (Region C component) | C | 6 | NEW SURFACE WATER OR NEW GROUNDWATER SOURCE | 4 | NEW MAJOR RESERVOIR | 1 | NO INFRASTRUCTURE |  | 2391 | 4443 | NECHES RIVER RUN-OF-RIVER | I | 1 | ANDERSON | 6 | NECHES | 0 | SURFACE WATER | 1 | NO WATER QUALITY IMPROVEMENTS |  | 2348 | 1 | Fastrill replacement | 36 | DALLAS | C | BOTH | MUNICIPAL | 151 | CITY |  | Y | 2060 | 2060 | 0 | 0 | 0 | 0 | 0 | 193301000 | 1980278000 | 30 | 1893 | MINING, DALLAS | C | WUG | MINING | 1003 | N/A | C | 57 | DALLAS | 0 | 0 | 0 | 0 | 0 | 35 | N
879 | FASTRILL REPLACEMENT (REGION C COMPONENT) | Fastrill replacement (Region C component) | C | 6 | NEW SURFACE WATER OR NEW GROUNDWATER SOURCE | 4 | NEW MAJOR RESERVOIR | 1 | NO INFRASTRUCTURE |  | 2391 | 4443 | NECHES RIVER RUN-OF-RIVER | I | 1 | ANDERSON | 6 | NECHES | 0 | SURFACE WATER | 1 | NO WATER QUALITY IMPROVEMENTS |  | 2348 | 1 | Fastrill replacement | 36 | DALLAS | C | BOTH | MUNICIPAL | 151 | CITY |  | Y | 2060 | 2060 | 0 | 0 | 0 | 0 | 0 | 193301000 | 1980278000 | 30 | 2147 | OAK LEAF | C | WUG | MUNICIPAL | 929 | CITY | C | 70 | ELLIS | 0 | 0 | 0 | 0 | 0 | 52 | N
879 | FASTRILL REPLACEMENT (REGION C COMPONENT) | Fastrill replacement (Region C component) | C | 6 | NEW SURFACE WATER OR NEW GROUNDWATER SOURCE | 4 | NEW MAJOR RESERVOIR | 1 | NO INFRASTRUCTURE |  | 2391 | 4443 | NECHES RIVER RUN-OF-RIVER | I | 1 | ANDERSON | 6 | NECHES | 0 | SURFACE WATER | 1 | NO WATER QUALITY IMPROVEMENTS |  | 2348 | 1 | Fastrill replacement | 36 | DALLAS | C | BOTH | MUNICIPAL | 151 | CITY |  | Y | 2060 | 2060 | 0 | 0 | 0 | 0 | 0 | 193301000 | 1980278000 | 30 | 2165 | OVILLA | C | WUG | MUNICIPAL | 729 | CITY | C | 57 | DALLAS | 0 | 0 | 0 | 0 | 0 | 56 | N
879 | FASTRILL REPLACEMENT (REGION C COMPONENT) | Fastrill replacement (Region C component) | C | 6 | NEW SURFACE WATER OR NEW GROUNDWATER SOURCE | 4 | NEW MAJOR RESERVOIR | 1 | NO INFRASTRUCTURE |  | 2391 | 4443 | NECHES RIVER RUN-OF-RIVER | I | 1 | ANDERSON | 6 | NECHES | 0 | SURFACE WATER | 1 | NO WATER QUALITY IMPROVEMENTS |  | 2348 | 1 | Fastrill replacement | 36 | DALLAS | C | BOTH | MUNICIPAL | 151 | CITY |  | Y | 2060 | 2060 | 0 | 0 | 0 | 0 | 0 | 193301000 | 1980278000 | 30 | 2165 | OVILLA | C | WUG | MUNICIPAL | 729 | CITY | C | 70 | ELLIS | 0 | 0 | 0 | 0 | 0 | 211 | N
879 | FASTRILL REPLACEMENT (REGION C COMPONENT) | Fastrill replacement (Region C component) | C | 6 | NEW SURFACE WATER OR NEW GROUNDWATER SOURCE | 4 | NEW MAJOR RESERVOIR | 1 | NO INFRASTRUCTURE |  | 2391 | 4443 | NECHES RIVER RUN-OF-RIVER | I | 1 | ANDERSON | 6 | NECHES | 0 | SURFACE WATER | 1 | NO WATER QUALITY IMPROVEMENTS |  | 2348 | 1 | Fastrill replacement | 36 | DALLAS | C | BOTH | MUNICIPAL | 151 | CITY |  | Y | 2060 | 2060 | 0 | 0 | 0 | 0 | 0 | 193301000 | 1980278000 | 30 | 2255 | RED OAK | C | WUG | MUNICIPAL | 737 | CITY | C | 70 | ELLIS | 0 | 0 | 0 | 0 | 0 | 518 | N
879 | FASTRILL REPLACEMENT (REGION C COMPONENT) | Fastrill replacement (Region C component) | C | 6 | NEW SURFACE WATER OR NEW GROUNDWATER SOURCE | 4 | NEW MAJOR RESERVOIR | 1 | NO INFRASTRUCTURE |  | 2391 | 4443 | NECHES RIVER RUN-OF-RIVER | I | 1 | ANDERSON | 6 | NECHES | 0 | SURFACE WATER | 1 | NO WATER QUALITY IMPROVEMENTS |  | 2348 | 1 | Fastrill replacement | 36 | DALLAS | C | BOTH | MUNICIPAL | 151 | CITY |  | Y | 2060 | 2060 | 0 | 0 | 0 | 0 | 0 | 193301000 | 1980278000 | 30 | 130 | SEAGOVILLE | C | BOTH | MUNICIPAL | 547 | CITY | C | 57 | DALLAS | 0 | 0 | 0 | 0 | 0 | 429 | N
879 | FASTRILL REPLACEMENT (REGION C COMPONENT) | Fastrill replacement (Region C component) | C | 6 | NEW SURFACE WATER OR NEW GROUNDWATER SOURCE | 4 | NEW MAJOR RESERVOIR | 1 | NO INFRASTRUCTURE |  | 2391 | 4443 | NECHES RIVER RUN-OF-RIVER | I | 1 | ANDERSON | 6 | NECHES | 0 | SURFACE WATER | 1 | NO WATER QUALITY IMPROVEMENTS |  | 2348 | 1 | Fastrill replacement | 36 | DALLAS | C | BOTH | MUNICIPAL | 151 | CITY |  | Y | 2060 | 2060 | 0 | 0 | 0 | 0 | 0 | 193301000 | 1980278000 | 30 | 130 | SEAGOVILLE | C | BOTH | MUNICIPAL | 547 | CITY | C | 129 | KAUFMAN | 0 | 0 | 0 | 0 | 0 | 1 | N
879 | FASTRILL REPLACEMENT (REGION C COMPONENT) | Fastrill replacement (Region C component) | C | 6 | NEW SURFACE WATER OR NEW GROUNDWATER SOURCE | 4 | NEW MAJOR RESERVOIR | 1 | NO INFRASTRUCTURE |  | 2391 | 4443 | NECHES RIVER RUN-OF-RIVER | I | 1 | ANDERSON | 6 | NECHES | 0 | SURFACE WATER | 1 | NO WATER QUALITY IMPROVEMENTS |  | 2348 | 1 | Fastrill replacement | 36 | DALLAS | C | BOTH | MUNICIPAL | 151 | CITY |  | Y | 2060 | 2060 | 0 | 0 | 0 | 0 | 0 | 193301000 | 1980278000 | 30 | 2518 | THE COLONY | C | WUG | MUNICIPAL | 752 | CITY | C | 61 | DENTON | 0 | 0 | 0 | 0 | 0 | 816 | N
879 | FASTRILL REPLACEMENT (REGION C COMPONENT) | Fastrill replacement (Region C component) | C | 6 | NEW SURFACE WATER OR NEW GROUNDWATER SOURCE | 4 | NEW MAJOR RESERVOIR | 1 | NO INFRASTRUCTURE |  | 2391 | 4443 | NECHES RIVER RUN-OF-RIVER | I | 1 | ANDERSON | 6 | NECHES | 0 | SURFACE WATER | 1 | NO WATER QUALITY IMPROVEMENTS |  | 2348 | 1 | Fastrill replacement | 36 | DALLAS | C | BOTH | MUNICIPAL | 151 | CITY |  | Y | 2060 | 2060 | 0 | 0 | 0 | 0 | 0 | 193301000 | 1980278000 | 30 | 2627 | WILMER | C | WUG | MUNICIPAL | 657 | CITY | C | 57 | DALLAS | 0 | 0 | 0 | 0 | 0 | 217 | N
936 | FASTRILL REPLACEMENT (REGION I COMPONENT) | Fastrill replacement (Region I component) | I | 6 | NEW SURFACE WATER OR NEW GROUNDWATER SOURCE | 4 | NEW MAJOR RESERVOIR | 1 | NO INFRASTRUCTURE |  | 2551 | 4443 | NECHES RIVER RUN-OF-RIVER | I | 1 | ANDERSON | 6 | NECHES | 0 | SURFACE WATER | 1 | NO WATER QUALITY IMPROVEMENTS |  | 2348 | 1 | Fastrill replacement | 149 | UPPER NECHES MWD | I | WWP | WWP | N/A | N/A |  | Y | 2060 | 2060 | 0 | 0 | 0 | 0 | 0 | 0 | 0 | 0 | 518 | COUNTY-OTHER, HENDERSON | I | WUG | MUNICIPAL | 757 | COUNTY-OTHER | I | 107 | HENDERSON | 0 | 0 | 0 | 0 | 0 | 6 | N
936 | FASTRILL REPLACEMENT (REGION I COMPONENT) | Fastrill replacement (Region I component) | I | 6 | NEW SURFACE WATER OR NEW GROUNDWATER SOURCE | 4 | NEW MAJOR RESERVOIR | 1 | NO INFRASTRUCTURE |  | 2551 | 4443 | NECHES RIVER RUN-OF-RIVER | I | 1 | ANDERSON | 6 | NECHES | 0 | SURFACE WATER | 1 | NO WATER QUALITY IMPROVEMENTS |  | 2348 | 1 | Fastrill replacement | 149 | UPPER NECHES MWD | I | WWP | WWP | N/A | N/A |  | Y | 2060 | 2060 | 0 | 0 | 0 | 0 | 0 | 0 | 0 | 0 | 623 | COUNTY-OTHER, SMITH | D | WUG | MUNICIPAL | 757 | COUNTY-OTHER | I | 212 | SMITH | 0 | 0 | 0 | 0 | 0 | 9 | N
936 | FASTRILL REPLACEMENT (REGION I COMPONENT) | Fastrill replacement (Region I component) | I | 6 | NEW SURFACE WATER OR NEW GROUNDWATER SOURCE | 4 | NEW MAJOR RESERVOIR | 1 | NO INFRASTRUCTURE |  | 2551 | 4443 | NECHES RIVER RUN-OF-RIVER | I | 1 | ANDERSON | 6 | NECHES | 0 | SURFACE WATER | 1 | NO WATER QUALITY IMPROVEMENTS |  | 2348 | 1 | Fastrill replacement | 149 | UPPER NECHES MWD | I | WWP | WWP | N/A | N/A |  | Y | 2060 | 2060 | 0 | 0 | 0 | 0 | 0 | 0 | 0 | 0 | 1014 | IRRIGATION, CHEROKEE | I | WUG | IRRIGATION | 1004 | N/A | I | 37 | CHEROKEE | 0 | 0 | 0 | 0 | 0 | 18 | N
936 | FASTRILL REPLACEMENT (REGION I COMPONENT) | Fastrill replacement (Region I component) | I | 6 | NEW SURFACE WATER OR NEW GROUNDWATER SOURCE | 4 | NEW MAJOR RESERVOIR | 1 | NO INFRASTRUCTURE |  | 2551 | 4443 | NECHES RIVER RUN-OF-RIVER | I | 1 | ANDERSON | 6 | NECHES | 0 | SURFACE WATER | 1 | NO WATER QUALITY IMPROVEMENTS |  | 2348 | 1 | Fastrill replacement | 149 | UPPER NECHES MWD | I | WWP | WWP | N/A | N/A |  | Y | 2060 | 2060 | 0 | 0 | 0 | 0 | 0 | 0 | 0 | 0 | 2169 | PALESTINE | I | WUG | MUNICIPAL | 450 | CITY | I | 1 | ANDERSON | 0 | 0 | 0 | 0 | 0 | 1712 | N
936 | FASTRILL REPLACEMENT (REGION I COMPONENT) | Fastrill replacement (Region I component) | I | 6 | NEW SURFACE WATER OR NEW GROUNDWATER SOURCE | 4 | NEW MAJOR RESERVOIR | 1 | NO INFRASTRUCTURE |  | 2551 | 4443 | NECHES RIVER RUN-OF-RIVER | I | 1 | ANDERSON | 6 | NECHES | 0 | SURFACE WATER | 1 | NO WATER QUALITY IMPROVEMENTS |  | 2348 | 1 | Fastrill replacement | 149 | UPPER NECHES MWD | I | WWP | WWP | N/A | N/A |  | Y | 2060 | 2060 | 0 | 0 | 0 | 0 | 0 | 0 | 0 | 0 | 144 | TYLER | I | BOTH | MUNICIPAL | 613 | CITY | I | 212 | SMITH | 0 | 0 | 0 | 0 | 0 | 4108 | N
936 | FASTRILL REPLACEMENT (REGION I COMPONENT) | Fastrill replacement (Region I component) | I | 6 | NEW SURFACE WATER OR NEW GROUNDWATER SOURCE | 4 | NEW MAJOR RESERVOIR | 1 | NO INFRASTRUCTURE |  | 2551 | 4443 | NECHES RIVER RUN-OF-RIVER | I | 1 | ANDERSON | 6 | NECHES | 0 | SURFACE WATER | 1 | NO WATER QUALITY IMPROVEMENTS |  | 2348 | 1 | Fastrill replacement | 149 | UPPER NECHES MWD | I | WWP | WWP | N/A | N/A |  | Y | 2060 | 2060 | 0 | 0 | 0 | 0 | 0 | 0 | 0 | 0 | 149 | UPPER NECHES MWD - FUTURE CUSTOMER/SURPLUS SUPPLY | I | WWP | MUNICIPAL | N/A | N/A | I | 1 | ANDERSON | 0 | 0 | 0 | 0 | 0 | 16547 | N
398 | FIRM-UP RUN-OF-RIVER WITH OFF-CHANNEL RESERVOIR - LCRA/SAWS PROJECT (REGION K COMPONENT) | Firm-up run-of-river with off-channel reservoir - LCRA/SAWS project (Region K Component) | K | 6 | NEW SURFACE WATER OR NEW GROUNDWATER SOURCE | 4 | NEW MAJOR RESERVOIR | 6 | OTHER INFRASTRUCTURE |  | 1583 | 4203 | COLORADO RIVER RUN-OF-RIVER EXCESS FLOWS PERMIT | K | 161 | MATAGORDA | 14 | COLORADO | 0 | SURFACE WATER | 1 | NO WATER QUALITY IMPROVEMENTS |  | 3366 | 1 | Firm-up run-of-river with off-channel reservoir - LCRA/SAWS project (Region K Component) | 87 | LOWER COLORADO RIVER AUTHORITY | K | WWP | WWP | N/A | N/A |  | Y | 2060 | 2060 | 0 | 0 | 0 | 0 | 0 | 0 | 0 | 0 | 1022 | IRRIGATION, COLORADO | K | WUG | IRRIGATION | 1004 | N/A | K | 45 | COLORADO | 0 | 0 | 0 | 0 | 0 | 34000 | N
398 | FIRM-UP RUN-OF-RIVER WITH OFF-CHANNEL RESERVOIR - LCRA/SAWS PROJECT (REGION K COMPONENT) | Firm-up run-of-river with off-channel reservoir - LCRA/SAWS project (Region K Component) | K | 6 | NEW SURFACE WATER OR NEW GROUNDWATER SOURCE | 4 | NEW MAJOR RESERVOIR | 6 | OTHER INFRASTRUCTURE |  | 1583 | 4203 | COLORADO RIVER RUN-OF-RIVER EXCESS FLOWS PERMIT | K | 161 | MATAGORDA | 14 | COLORADO | 0 | SURFACE WATER | 1 | NO WATER QUALITY IMPROVEMENTS |  | 3366 | 1 | Firm-up run-of-river with off-channel reservoir - LCRA/SAWS project (Region K Component) | 87 | LOWER COLORADO RIVER AUTHORITY | K | WWP | WWP | N/A | N/A |  | Y | 2060 | 2060 | 0 | 0 | 0 | 0 | 0 | 0 | 0 | 0 | 1131 | IRRIGATION, MATAGORDA | K | WUG | IRRIGATION | 1004 | N/A | K | 161 | MATAGORDA | 0 | 0 | 0 | 0 | 0 | 13000 | N
112 | FIRM-UP RUN-OF-RIVER WITH OFF-CHANNEL RESERVOIR - LCRA/SAWS PROJECT (REGION L COMPONENT) | Firm-up- run-of-river with off-channel reservoir - LCRA/SAWS project (Region L component) | L | 6 | NEW SURFACE WATER OR NEW GROUNDWATER SOURCE | 4 | NEW MAJOR RESERVOIR | 4 | PIPELINE AND WATER TREATMENT PLANT | Water from existing surface water rights may come from water rights CA5434, CA5475, CA5477, or CA5476. All water for this project is shown in the database as coming from CA5476. Per Carolyn Britten (TWDB) we do not need to show the exact water right fro | 1465 | 680 | COLORADO RIVER RUN-OF-RIVER | K | 161 | MATAGORDA | 14 | COLORADO | 0 | SURFACE WATER | 1 | NO WATER QUALITY IMPROVEMENTS | Water from existing surface water rights may come from water rights CA5434, CA5475, CA5477, or CA5476. All water for this project is shown in the database as coming from CA5476. Per Carolyn Britten (TWDB) we do not need to show the exact water right fro | 3365 | 1 | Firm-up- run-of-river with off-channel reservoir - LCRA/SAWS project (Region L component) | 2610 | SAN ANTONIO WATER SYSTEM | L | WWP | WWP | N/A | N/A |  | Y | 2030 | 2030 | 0 | 0 | 215460000 | 215460000 | 74610000 | 74610000 | 1986684000 | 20 | 126 | SAN ANTONIO | L | WUG | MUNICIPAL | 530 | CITY | L | 15 | BEXAR | 0 | 0 | 90000 | 90000 | 90000 | 90000 | N
451 | FOREST GROVE RESERVOIR PROJECT | Forest Grove Reservoir project | I | 5 | EXISTING SOURCE OR EXPANDED USE OF AN EXISTING SOURCE (SURFACE WATER OR GROUNDWATER) | 5 | OTHER SURFACE WATER | 2 | PIPELINE |  | 1014 | 169 | FOREST GROVE LAKE/RESERVOIR | C | 999 | RESERVOIR | 8 | TRINITY | 0 | SURFACE WATER | 1 | NO WATER QUALITY IMPROVEMENTS |  | 4241 | 1 | Forest Grove Reservoir project | 6 | ATHENS MUNICIPAL WATER AUTHORITY | I | WWP | WWP | N/A | N/A |  | Y | 2040 | 2040 | 0 | 0 | 0 | 2628600 | 2628600 | 694600 | 26619000 | 30 | 205 | ATHENS | C | WUG | MUNICIPAL | 28 | CITY | C | 107 | HENDERSON | 0 | 0 | 0 | 155 | 933 | 1894 | N
451 | FOREST GROVE RESERVOIR PROJECT | Forest Grove Reservoir project | I | 5 | EXISTING SOURCE OR EXPANDED USE OF AN EXISTING SOURCE (SURFACE WATER OR GROUNDWATER) | 5 | OTHER SURFACE WATER | 2 | PIPELINE |  | 1014 | 169 | FOREST GROVE LAKE/RESERVOIR | C | 999 | RESERVOIR | 8 | TRINITY | 0 | SURFACE WATER | 1 | NO WATER QUALITY IMPROVEMENTS |  | 4241 | 1 | Forest Grove Reservoir project | 6 | ATHENS MUNICIPAL WATER AUTHORITY | I | WWP | WWP | N/A | N/A |  | Y | 2010 | 2040 | 0 | 0 | 0 | 2628600 | 2628600 | 694600 | 26619000 | 30 | 205 | ATHENS | C | WUG | MUNICIPAL | 28 | CITY | I | 107 | HENDERSON | 0 | 0 | 0 | 0 | 0 | 0 | N
451 | FOREST GROVE RESERVOIR PROJECT | Forest Grove Reservoir project | I | 5 | EXISTING SOURCE OR EXPANDED USE OF AN EXISTING SOURCE (SURFACE WATER OR GROUNDWATER) | 5 | OTHER SURFACE WATER | 2 | PIPELINE |  | 1014 | 169 | FOREST GROVE LAKE/RESERVOIR | C | 999 | RESERVOIR | 8 | TRINITY | 0 | SURFACE WATER | 1 | NO WATER QUALITY IMPROVEMENTS |  | 4241 | 1 | Forest Grove Reservoir project | 6 | ATHENS MUNICIPAL WATER AUTHORITY | I | WWP | WWP | N/A | N/A |  | Y | 2040 | 2040 | 0 | 0 | 0 | 2628600 | 2628600 | 694600 | 26619000 | 30 | 6 | ATHENS MUNICIPAL WATER AUTHORITY - FUTURE CUSTOMER/SURPLUS SUPPLY | I | WWP | MUNICIPAL | N/A | N/A | I | 107 | HENDERSON | 0 | 0 | 0 | 2085 | 1307 | 346 | N
451 | FOREST GROVE RESERVOIR PROJECT | Forest Grove Reservoir project | I | 5 | EXISTING SOURCE OR EXPANDED USE OF AN EXISTING SOURCE (SURFACE WATER OR GROUNDWATER) | 5 | OTHER SURFACE WATER | 2 | PIPELINE |  | 1014 | 169 | FOREST GROVE LAKE/RESERVOIR | C | 999 | RESERVOIR | 8 | TRINITY | 0 | SURFACE WATER | 1 | NO WATER QUALITY IMPROVEMENTS |  | 4241 | 1 | Forest Grove Reservoir project | 6 | ATHENS MUNICIPAL WATER AUTHORITY | I | WWP | WWP | N/A | N/A |  | Y | 2010 | 2040 | 0 | 0 | 0 | 2628600 | 2628600 | 694600 | 26619000 | 30 | 1081 | IRRIGATION, HENDERSON | I | WUG | IRRIGATION | 1004 | N/A | I | 107 | HENDERSON | 0 | 0 | 0 | 0 | 0 | 0 | N
451 | FOREST GROVE RESERVOIR PROJECT | Forest Grove Reservoir project | I | 5 | EXISTING SOURCE OR EXPANDED USE OF AN EXISTING SOURCE (SURFACE WATER OR GROUNDWATER) | 5 | OTHER SURFACE WATER | 2 | PIPELINE |  | 1014 | 169 | FOREST GROVE LAKE/RESERVOIR | C | 999 | RESERVOIR | 8 | TRINITY | 0 | SURFACE WATER | 1 | NO WATER QUALITY IMPROVEMENTS |  | 4241 | 1 | Forest Grove Reservoir project | 6 | ATHENS MUNICIPAL WATER AUTHORITY | I | WWP | WWP | N/A | N/A |  | Y | 2010 | 2040 | 0 | 0 | 0 | 2628600 | 2628600 | 694600 | 26619000 | 30 | 1438 | LIVESTOCK, HENDERSON | I | WUG | LIVESTOCK | 1005 | N/A | I | 107 | HENDERSON | 0 | 0 | 0 | 0 | 0 | 0 | N
451 | FOREST GROVE RESERVOIR PROJECT | Forest Grove Reservoir project | I | 5 | EXISTING SOURCE OR EXPANDED USE OF AN EXISTING SOURCE (SURFACE WATER OR GROUNDWATER) | 5 | OTHER SURFACE WATER | 2 | PIPELINE |  | 1014 | 169 | FOREST GROVE LAKE/RESERVOIR | C | 999 | RESERVOIR | 8 | TRINITY | 0 | SURFACE WATER | 1 | NO WATER QUALITY IMPROVEMENTS |  | 4241 | 1 | Forest Grove Reservoir project | 6 | ATHENS MUNICIPAL WATER AUTHORITY | I | WWP | WWP | N/A | N/A |  | Y | 2010 | 2040 | 0 | 0 | 0 | 2628600 | 2628600 | 694600 | 26619000 | 30 | 1692 | MANUFACTURING, HENDERSON | C | WUG | MANUFACTURING | 1001 | N/A | C | 107 | HENDERSON | 0 | 0 | 0 | 0 | 0 | 0 | N
726 | FORT BEND MUD 25 GRP (REUSE) | Fort Bend County MUD #25 Groundwater Reduction Plan - reuse | H | 8 | REUSE | 7 | REUSE | 6 | OTHER INFRASTRUCTURE |  | 2035 | 4302 | DIRECT REUSE | H | 79 | FORT BEND | 11 | SAN JACINTO-BRAZOS | 2 | REUSE | 1 | NO WATER QUALITY IMPROVEMENTS |  | 2457 | 1 | Fort Bend County MUD #25 Groundwater Reduction Plan - reuse | 795 | FORT BEND COUNTY MUD #25 | H | WUG | MUNICIPAL | 4122 | UTILITY |  | N | 2020 | 2020 | 0 | 334560 | 334560 | 266892 | 266892 | 266892 | 776145 | 20 | 795 | FORT BEND COUNTY MUD #25 | H | WUG | MUNICIPAL | 4122 | UTILITY | H | 79 | FORT BEND | 0 | 589 | 589 | 589 | 589 | 589 | N
684 | FORT BEND WCID #2 GRP | Fort Bend County WCID #2 Groundwater Reduction Plan | H | 5 | EXISTING SOURCE OR EXPANDED USE OF AN EXISTING SOURCE (SURFACE WATER OR GROUNDWATER) | 5 | OTHER SURFACE WATER | 1 | NO INFRASTRUCTURE |  | 1922 | 3981 | BRAZOS RIVER AUTHORITY MAIN STEM LAKE/RESERVOIR SYSTEM | G | 999 | RESERVOIR | 12 | BRAZOS | 0 | SURFACE WATER | 1 | NO WATER QUALITY IMPROVEMENTS |  | 2452 | 2 | Fort Bend County WCID #2 Groundwater Reduction Plan | 54 | FORT BEND COUNTY WCID #2 | H | WWP | WWP | N/A | N/A |  | Y | 2020 | 2020 | 0 | 1310164 | 2312320 | 2387576 | 1768681 | 1149785 | 24828857 | 20 | 54 | FORT BEND COUNTY WCID #2 - FUTURE CUSTOMER/SURPLUS SUPPLY | H | WWP | MUNICIPAL | N/A | N/A | H | 79 | FORT BEND | 0 | 2296 | 5753 | 5753 | 5753 | 5753 | Y
897 | FORT BEND OFF-CHANNEL RESERVOIR | Fort Bend off-channel reservoir | H | 6 | NEW SURFACE WATER OR NEW GROUNDWATER SOURCE | 4 | NEW MAJOR RESERVOIR | 6 | OTHER INFRASTRUCTURE |  | 2463 | 4453 | FORT BEND OFF-CHANNEL LAKE/RESERVOIR | H | 999 | RESERVOIR | 12 | BRAZOS | 0 | SURFACE WATER | 1 | NO WATER QUALITY IMPROVEMENTS |  | 4624 | 1 | Fort Bend off-channel reservoir | 14 | BRAZOS RIVER AUTHORITY | G | WWP | WWP | N/A | N/A |  | N | 2050 | 2050 | 0 | 0 | 0 | 0 | 43566686 | 43566686 | 202514788 | 40 | 14 | BRAZOS RIVER AUTHORITY - FUTURE CUSTOMER/SURPLUS SUPPLY | G | WWP | MUNICIPAL | N/A | N/A | H | 20 | BRAZORIA | 0 | 0 | 0 | 0 | 90 | 45943 | N
785 | FREEPORT DESALINATION PLANT | Freeport desalination plant | H | 6 | NEW SURFACE WATER OR NEW GROUNDWATER SOURCE | 14 | SEAWATER DESALINATION | 6 | OTHER INFRASTRUCTURE |  | 2152 | 3987 | GULF OF MEXICO SEA WATER | H | 999 | RESERVOIR | 24 | GULF | 0 | SURFACE WATER | 3 | SEAWATER DESALINATION |  | 2400 | 1 | Freeport desalination plant | 14 | BRAZOS RIVER AUTHORITY | G | WWP | WWP | N/A | N/A |  | N | 2050 | 2050 | 0 | 0 | 0 | 0 | 28685479 | 28685479 | 255699000 | 20 | 14 | BRAZOS RIVER AUTHORITY - FUTURE CUSTOMER/SURPLUS SUPPLY | G | WWP | MUNICIPAL | N/A | N/A | H | 20 | BRAZORIA | 0 | 0 | 0 | 0 | 33600 | 33600 | N
720 | FULSHEAR REUSE | Fulshear reuse | H | 8 | REUSE | 7 | REUSE | 6 | OTHER INFRASTRUCTURE |  | 2037 | 4292 | DIRECT REUSE | H | 79 | FORT BEND | 12 | BRAZOS | 2 | REUSE | 1 | NO WATER QUALITY IMPROVEMENTS |  | 2206 | 1 | Fulshear reuse | 822 | FULSHEAR | H | WUG | MUNICIPAL | 869 | CITY |  | N | 2020 | 2020 | 0 | 97697 | 146438 | 126678 | 116821 | 116821 | 339712 | 20 | 822 | FULSHEAR | H | WUG | MUNICIPAL | 869 | CITY | H | 79 | FORT BEND | 0 | 172 | 258 | 258 | 258 | 258 | N
720 | FULSHEAR REUSE | Fulshear reuse | H | 8 | REUSE | 7 | REUSE | 6 | OTHER INFRASTRUCTURE |  | 2036 | 4302 | DIRECT REUSE | H | 79 | FORT BEND | 11 | SAN JACINTO-BRAZOS | 2 | REUSE | 1 | NO WATER QUALITY IMPROVEMENTS |  | 2458 | 1 | Fulshear reuse | 822 | FULSHEAR | H | WUG | MUNICIPAL | 869 | CITY |  | N | 2020 | 2020 | 0 | 65322 | 97806 | 84594 | 78023 | 78023 | 226913 | 20 | 822 | FULSHEAR | H | WUG | MUNICIPAL | 869 | CITY | H | 79 | FORT BEND | 0 | 115 | 172 | 172 | 172 | 172 | N
762 | FUTURE PHASES OF LAKE WHITNEY WATER SUPPLY PROJECT | Future phases of Lake Whitney water supply project | G | 5 | EXISTING SOURCE OR EXPANDED USE OF AN EXISTING SOURCE (SURFACE WATER OR GROUNDWATER) | 5 | OTHER SURFACE WATER | 1 | NO INFRASTRUCTURE |  | 2314 | 3981 | BRAZOS RIVER AUTHORITY MAIN STEM LAKE/RESERVOIR SYSTEM | G | 999 | RESERVOIR | 12 | BRAZOS | 0 | SURFACE WATER | 1 | NO WATER QUALITY IMPROVEMENTS |  | 2013 | 1 | Lake Whitney water supply project | 369 | CLEBURNE | G | WUG | MUNICIPAL | 115 | CITY |  | N | 2020 | 2020 | 0 | 7012000 | 7012000 | 7012000 | 7012000 | 7012000 | 110843000 | 20 | 369 | CLEBURNE | G | WUG | MUNICIPAL | 115 | CITY | G | 126 | JOHNSON | 0 | 7572 | 7572 | 7572 | 7572 | 7572 | N
86 | GARWOOD PIPELINE AND OFF-CHANNEL RESERVOIR STORAGE | Garwood Pipeline | N | 6 | NEW SURFACE WATER OR NEW GROUNDWATER SOURCE | 5 | OTHER SURFACE WATER | 2 | PIPELINE | According to available modeling by Region K, the amount of water available for diversion under drought of record conditions is 22,884 acft/yr. | 456 | 4198 | COLORADO RIVER RUN-OF-RIVER | K | 45 | COLORADO | 14 | COLORADO | 0 | SURFACE WATER | 1 | NO WATER QUALITY IMPROVEMENTS |  | 3278 | 1 | Garwood Pipeline | 34 | CORPUS CHRISTI | N | BOTH | MUNICIPAL | 135 | CITY |  | Y | 2020 | 2020 | 0 | 23958000 | 23958000 | 23958000 | 14054000 | 14054000 | 112798000 | 20 | 1744 | MANUFACTURING, NUECES | N | WUG | MANUFACTURING | 1001 | N/A | N | 178 | NUECES | 0 | 11667 | 11667 | 11667 | 11667 | 11667 | N
86 | GARWOOD PIPELINE AND OFF-CHANNEL RESERVOIR STORAGE | Garwood Pipeline | N | 6 | NEW SURFACE WATER OR NEW GROUNDWATER SOURCE | 5 | OTHER SURFACE WATER | 2 | PIPELINE | According to available modeling by Region K, the amount of water available for diversion under drought of record conditions is 22,884 acft/yr. | 456 | 4198 | COLORADO RIVER RUN-OF-RIVER | K | 45 | COLORADO | 14 | COLORADO | 0 | SURFACE WATER | 1 | NO WATER QUALITY IMPROVEMENTS |  | 3278 | 1 | Garwood Pipeline | 34 | CORPUS CHRISTI | N | BOTH | MUNICIPAL | 135 | CITY |  | Y | 2020 | 2020 | 0 | 23958000 | 23958000 | 23958000 | 14054000 | 14054000 | 112798000 | 20 | 1764 | MANUFACTURING, SAN PATRICIO | N | WUG | MANUFACTURING | 1001 | N/A | N | 205 | SAN PATRICIO | 0 | 5468 | 4868 | 4868 | 4868 | 4868 | N
86 | GARWOOD PIPELINE AND OFF-CHANNEL RESERVOIR STORAGE | Garwood Pipeline | N | 6 | NEW SURFACE WATER OR NEW GROUNDWATER SOURCE | 5 | OTHER SURFACE WATER | 2 | PIPELINE | According to available modeling by Region K, the amount of water available for diversion under drought of record conditions is 22,884 acft/yr. | 456 | 4198 | COLORADO RIVER RUN-OF-RIVER | K | 45 | COLORADO | 14 | COLORADO | 0 | SURFACE WATER | 1 | NO WATER QUALITY IMPROVEMENTS |  | 3278 | 1 | Garwood Pipeline | 34 | CORPUS CHRISTI | N | BOTH | MUNICIPAL | 135 | CITY |  | Y | 2020 | 2020 | 0 | 23958000 | 23958000 | 23958000 | 14054000 | 14054000 | 112798000 | 20 | 2001 | MINING, NUECES | N | WUG | MINING | 1003 | N/A | N | 178 | NUECES | 0 | 6198 | 6798 | 6798 | 6798 | 6798 | N
86 | GARWOOD PIPELINE AND OFF-CHANNEL RESERVOIR STORAGE | Garwood Pipeline | N | 6 | NEW SURFACE WATER OR NEW GROUNDWATER SOURCE | 5 | OTHER SURFACE WATER | 2 | PIPELINE | According to available modeling by Region K, the amount of water available for diversion under drought of record conditions is 22,884 acft/yr. | 456 | 4198 | COLORADO RIVER RUN-OF-RIVER | K | 45 | COLORADO | 14 | COLORADO | 0 | SURFACE WATER | 1 | NO WATER QUALITY IMPROVEMENTS |  | 3278 | 1 | Garwood Pipeline | 34 | CORPUS CHRISTI | N | BOTH | MUNICIPAL | 135 | CITY |  | Y | 2020 | 2020 | 0 | 23958000 | 23958000 | 23958000 | 14054000 | 14054000 | 112798000 | 20 | 2461 | STEAM ELECTRIC POWER, NUECES | N | WUG | STEAM ELECTRIC | 1002 | N/A | N | 178 | NUECES | 0 | 11667 | 11667 | 11667 | 11667 | 11667 | N
797 | GBRA EXELON PROJECT | GBRA Exelon project | L | 6 | NEW SURFACE WATER OR NEW GROUNDWATER SOURCE | 4 | NEW MAJOR RESERVOIR | 6 | OTHER INFRASTRUCTURE |  | 2191 | 4396 | OTHER LOCAL SUPPLY | L | 29 | CALHOUN | 18 | GUADALUPE | 0 | SURFACE WATER | 1 | NO WATER QUALITY IMPROVEMENTS |  | 7010 | 1 | GBRA Exelon project | 65 | GUADALUPE BLANCO RIVER AUTHORITY | L | WWP | WWP | N/A | N/A |  | N | 2020 | 2020 | 0 | 31735396 | 31735396 | 22990968 | 22990968 | 11004224 | 280598000 | 20 | 2475 | STEAM ELECTRIC POWER, VICTORIA | L | WUG | STEAM ELECTRIC | 1002 | N/A | L | 235 | VICTORIA | 0 | 49126 | 49126 | 49126 | 49126 | 49126 | N
798 | GBRA LOWER BASIN STORAGE | GBRA lower basin storage | L | 6 | NEW SURFACE WATER OR NEW GROUNDWATER SOURCE | 5 | OTHER SURFACE WATER | 6 | OTHER INFRASTRUCTURE |  | 2190 | 4396 | OTHER LOCAL SUPPLY | L | 29 | CALHOUN | 18 | GUADALUPE | 0 | SURFACE WATER | 1 | NO WATER QUALITY IMPROVEMENTS |  | 6147 | 1 | GBRA lower basin storage | 65 | GUADALUPE BLANCO RIVER AUTHORITY | L | WWP | WWP | N/A | N/A |  | Y | 2030 | 2030 | 0 | 0 | 2751008 | 2751008 | 1587120 | 1587120 | 33800000 | 20 | 65 | GUADALUPE BLANCO RIVER AUTHORITY - FUTURE CUSTOMER/SURPLUS SUPPLY | L | WWP | MUNICIPAL | N/A | N/A | L | 29 | CALHOUN | 0 | 0 | 20583 | 17614 | 14953 | 11978 | N
798 | GBRA LOWER BASIN STORAGE | GBRA lower basin storage | L | 6 | NEW SURFACE WATER OR NEW GROUNDWATER SOURCE | 5 | OTHER SURFACE WATER | 6 | OTHER INFRASTRUCTURE |  | 2190 | 4396 | OTHER LOCAL SUPPLY | L | 29 | CALHOUN | 18 | GUADALUPE | 0 | SURFACE WATER | 1 | NO WATER QUALITY IMPROVEMENTS |  | 6147 | 1 | GBRA lower basin storage | 65 | GUADALUPE BLANCO RIVER AUTHORITY | L | WWP | WWP | N/A | N/A |  | Y | 2030 | 2030 | 0 | 0 | 2751008 | 2751008 | 1587120 | 1587120 | 33800000 | 20 | 1780 | MANUFACTURING, VICTORIA | L | WUG | MANUFACTURING | 1001 | N/A | L | 235 | VICTORIA | 0 | 0 | 5921 | 8860 | 11489 | 14441 | N
798 | GBRA LOWER BASIN STORAGE | GBRA lower basin storage | L | 6 | NEW SURFACE WATER OR NEW GROUNDWATER SOURCE | 5 | OTHER SURFACE WATER | 6 | OTHER INFRASTRUCTURE |  | 2190 | 4396 | OTHER LOCAL SUPPLY | L | 29 | CALHOUN | 18 | GUADALUPE | 0 | SURFACE WATER | 1 | NO WATER QUALITY IMPROVEMENTS |  | 6147 | 1 | GBRA lower basin storage | 65 | GUADALUPE BLANCO RIVER AUTHORITY | L | WWP | WWP | N/A | N/A |  | Y | 2030 | 2030 | 0 | 0 | 2751008 | 2751008 | 1587120 | 1587120 | 33800000 | 20 | 2475 | STEAM ELECTRIC POWER, VICTORIA | L | WUG | STEAM ELECTRIC | 1002 | N/A | L | 235 | VICTORIA | 0 | 0 | 1865 | 1895 | 1927 | 1950 | N
798 | GBRA LOWER BASIN STORAGE | GBRA lower basin storage | L | 6 | NEW SURFACE WATER OR NEW GROUNDWATER SOURCE | 5 | OTHER SURFACE WATER | 6 | OTHER INFRASTRUCTURE |  | 2190 | 4396 | OTHER LOCAL SUPPLY | L | 29 | CALHOUN | 18 | GUADALUPE | 0 | SURFACE WATER | 1 | NO WATER QUALITY IMPROVEMENTS |  | 6147 | 1 | GBRA lower basin storage | 1780 | MANUFACTURING, VICTORIA | L | WUG | MANUFACTURING | 1001 | N/A |  | N | 2030 | 2030 | 0 | 0 | 3931544 | 5883040 | 3745414 | 4707766 | 0 | 0 | 1780 | MANUFACTURING, VICTORIA | L | WUG | MANUFACTURING | 1001 | N/A | L | 235 | VICTORIA | 0 | 0 | 5921 | 8860 | 11489 | 14441 | Y
798 | GBRA LOWER BASIN STORAGE | GBRA lower basin storage | L | 6 | NEW SURFACE WATER OR NEW GROUNDWATER SOURCE | 5 | OTHER SURFACE WATER | 6 | OTHER INFRASTRUCTURE |  | 2190 | 4396 | OTHER LOCAL SUPPLY | L | 29 | CALHOUN | 18 | GUADALUPE | 0 | SURFACE WATER | 1 | NO WATER QUALITY IMPROVEMENTS |  | 6147 | 1 | GBRA lower basin storage | 2475 | STEAM ELECTRIC POWER, VICTORIA | L | WUG | STEAM ELECTRIC | 1002 | N/A |  | N | 2030 | 2030 | 0 | 0 | 1238360 | 1258280 | 628202 | 635700 | 0 | 0 | 2475 | STEAM ELECTRIC POWER, VICTORIA | L | WUG | STEAM ELECTRIC | 1002 | N/A | L | 235 | VICTORIA | 0 | 0 | 1865 | 1895 | 1927 | 1950 | Y
795 | GBRA MID BASIN (SURFACE WATER) | GBRA mid basin (surface water) | L | 6 | NEW SURFACE WATER OR NEW GROUNDWATER SOURCE | 4 | NEW MAJOR RESERVOIR | 6 | OTHER INFRASTRUCTURE |  | 2173 | 4388 | GUADALUPE RIVER RUN-OF-RIVER | L | 89 | GONZALES | 18 | GUADALUPE | 0 | SURFACE WATER | 1 | NO WATER QUALITY IMPROVEMENTS |  | 6145 | 1 | GBRA mid basin (surface water) | 21 | CANYON REGIONAL WATER AUTHORITY | L | WWP | WWP | N/A | N/A | THERE IS NO CAPITAL COST ASSOCIATED WITH THIS WWP. CAPTIAL COSTS ARE PAID BY GBRA. | Y | 2020 | 2020 | 0 | 6947133 | 6947133 | 2544933 | 2544933 | 1962333 | 0 | 0 | 21 | CANYON REGIONAL WATER AUTHORITY - FUTURE CUSTOMER/SURPLUS SUPPLY | L | WWP | MUNICIPAL | N/A | N/A | L | 94 | GUADALUPE | 0 | 305 | 74 | 0 | 0 | 0 | Y
795 | GBRA MID BASIN (SURFACE WATER) | GBRA mid basin (surface water) | L | 6 | NEW SURFACE WATER OR NEW GROUNDWATER SOURCE | 4 | NEW MAJOR RESERVOIR | 6 | OTHER INFRASTRUCTURE |  | 2173 | 4388 | GUADALUPE RIVER RUN-OF-RIVER | L | 89 | GONZALES | 18 | GUADALUPE | 0 | SURFACE WATER | 1 | NO WATER QUALITY IMPROVEMENTS |  | 6145 | 1 | GBRA mid basin (surface water) | 21 | CANYON REGIONAL WATER AUTHORITY | L | WWP | WWP | N/A | N/A | THERE IS NO CAPITAL COST ASSOCIATED WITH THIS WWP. CAPTIAL COSTS ARE PAID BY GBRA. | Y | 2030 | 2030 | 0 | 6947133 | 6947133 | 2544933 | 2544933 | 1962333 | 0 | 0 | 355 | CIBOLO | L | WUG | MUNICIPAL | 763 | CITY | L | 94 | GUADALUPE | 0 | 0 | 4126 | 4826 | 5000 | 5000 | Y
795 | GBRA MID BASIN (SURFACE WATER) | GBRA mid basin (surface water) | L | 6 | NEW SURFACE WATER OR NEW GROUNDWATER SOURCE | 4 | NEW MAJOR RESERVOIR | 6 | OTHER INFRASTRUCTURE |  | 2173 | 4388 | GUADALUPE RIVER RUN-OF-RIVER | L | 89 | GONZALES | 18 | GUADALUPE | 0 | SURFACE WATER | 1 | NO WATER QUALITY IMPROVEMENTS |  | 6145 | 1 | GBRA mid basin (surface water) | 21 | CANYON REGIONAL WATER AUTHORITY | L | WWP | WWP | N/A | N/A | THERE IS NO CAPITAL COST ASSOCIATED WITH THIS WWP. CAPTIAL COSTS ARE PAID BY GBRA. | Y | 2020 | 2020 | 0 | 6947133 | 6947133 | 2544933 | 2544933 | 1962333 | 0 | 0 | 681 | CRYSTAL CLEAR WSC | L | WUG | MUNICIPAL | 4080 | UTILITY | L | 46 | COMAL | 0 | 865 | 0 | 0 | 0 | 0 | Y
795 | GBRA MID BASIN (SURFACE WATER) | GBRA mid basin (surface water) | L | 6 | NEW SURFACE WATER OR NEW GROUNDWATER SOURCE | 4 | NEW MAJOR RESERVOIR | 6 | OTHER INFRASTRUCTURE |  | 2173 | 4388 | GUADALUPE RIVER RUN-OF-RIVER | L | 89 | GONZALES | 18 | GUADALUPE | 0 | SURFACE WATER | 1 | NO WATER QUALITY IMPROVEMENTS |  | 6145 | 1 | GBRA mid basin (surface water) | 21 | CANYON REGIONAL WATER AUTHORITY | L | WWP | WWP | N/A | N/A | THERE IS NO CAPITAL COST ASSOCIATED WITH THIS WWP. CAPTIAL COSTS ARE PAID BY GBRA. | Y | 2020 | 2020 | 0 | 6947133 | 6947133 | 2544933 | 2544933 | 1962333 | 0 | 0 | 681 | CRYSTAL CLEAR WSC | L | WUG | MUNICIPAL | 4080 | UTILITY | L | 94 | GUADALUPE | 0 | 865 | 0 | 0 | 0 | 0 | Y
795 | GBRA MID BASIN (SURFACE WATER) | GBRA mid basin (surface water) | L | 6 | NEW SURFACE WATER OR NEW GROUNDWATER SOURCE | 4 | NEW MAJOR RESERVOIR | 6 | OTHER INFRASTRUCTURE |  | 2173 | 4388 | GUADALUPE RIVER RUN-OF-RIVER | L | 89 | GONZALES | 18 | GUADALUPE | 0 | SURFACE WATER | 1 | NO WATER QUALITY IMPROVEMENTS |  | 6145 | 1 | GBRA mid basin (surface water) | 21 | CANYON REGIONAL WATER AUTHORITY | L | WWP | WWP | N/A | N/A | THERE IS NO CAPITAL COST ASSOCIATED WITH THIS WWP. CAPTIAL COSTS ARE PAID BY GBRA. | Y | 2020 | 2020 | 0 | 6947133 | 6947133 | 2544933 | 2544933 | 1962333 | 0 | 0 | 681 | CRYSTAL CLEAR WSC | L | WUG | MUNICIPAL | 4080 | UTILITY | L | 105 | HAYS | 0 | 865 | 0 | 0 | 0 | 0 | Y
795 | GBRA MID BASIN (SURFACE WATER) | GBRA mid basin (surface water) | L | 6 | NEW SURFACE WATER OR NEW GROUNDWATER SOURCE | 4 | NEW MAJOR RESERVOIR | 6 | OTHER INFRASTRUCTURE |  | 2173 | 4388 | GUADALUPE RIVER RUN-OF-RIVER | L | 89 | GONZALES | 18 | GUADALUPE | 0 | SURFACE WATER | 1 | NO WATER QUALITY IMPROVEMENTS |  | 6145 | 1 | GBRA mid basin (surface water) | 21 | CANYON REGIONAL WATER AUTHORITY | L | WWP | WWP | N/A | N/A | THERE IS NO CAPITAL COST ASSOCIATED WITH THIS WWP. CAPTIAL COSTS ARE PAID BY GBRA. | Y | 2020 | 2020 | 0 | 6947133 | 6947133 | 2544933 | 2544933 | 1962333 | 0 | 0 | 861 | GREEN VALLEY SUD | L | WUG | MUNICIPAL | 4144 | UTILITY | L | 15 | BEXAR | 0 | 450 | 0 | 0 | 0 | 0 | Y
795 | GBRA MID BASIN (SURFACE WATER) | GBRA mid basin (surface water) | L | 6 | NEW SURFACE WATER OR NEW GROUNDWATER SOURCE | 4 | NEW MAJOR RESERVOIR | 6 | OTHER INFRASTRUCTURE |  | 2173 | 4388 | GUADALUPE RIVER RUN-OF-RIVER | L | 89 | GONZALES | 18 | GUADALUPE | 0 | SURFACE WATER | 1 | NO WATER QUALITY IMPROVEMENTS |  | 6145 | 1 | GBRA mid basin (surface water) | 21 | CANYON REGIONAL WATER AUTHORITY | L | WWP | WWP | N/A | N/A | THERE IS NO CAPITAL COST ASSOCIATED WITH THIS WWP. CAPTIAL COSTS ARE PAID BY GBRA. | Y | 2020 | 2020 | 0 | 6947133 | 6947133 | 2544933 | 2544933 | 1962333 | 0 | 0 | 861 | GREEN VALLEY SUD | L | WUG | MUNICIPAL | 4144 | UTILITY | L | 46 | COMAL | 0 | 450 | 0 | 0 | 0 | 0 | Y
795 | GBRA MID BASIN (SURFACE WATER) | GBRA mid basin (surface water) | L | 6 | NEW SURFACE WATER OR NEW GROUNDWATER SOURCE | 4 | NEW MAJOR RESERVOIR | 6 | OTHER INFRASTRUCTURE |  | 2173 | 4388 | GUADALUPE RIVER RUN-OF-RIVER | L | 89 | GONZALES | 18 | GUADALUPE | 0 | SURFACE WATER | 1 | NO WATER QUALITY IMPROVEMENTS |  | 6145 | 1 | GBRA mid basin (surface water) | 21 | CANYON REGIONAL WATER AUTHORITY | L | WWP | WWP | N/A | N/A | THERE IS NO CAPITAL COST ASSOCIATED WITH THIS WWP. CAPTIAL COSTS ARE PAID BY GBRA. | Y | 2020 | 2020 | 0 | 6947133 | 6947133 | 2544933 | 2544933 | 1962333 | 0 | 0 | 861 | GREEN VALLEY SUD | L | WUG | MUNICIPAL | 4144 | UTILITY | L | 94 | GUADALUPE | 0 | 900 | 0 | 0 | 0 | 0 | Y
795 | GBRA MID BASIN (SURFACE WATER) | GBRA mid basin (surface water) | L | 6 | NEW SURFACE WATER OR NEW GROUNDWATER SOURCE | 4 | NEW MAJOR RESERVOIR | 6 | OTHER INFRASTRUCTURE |  | 2173 | 4388 | GUADALUPE RIVER RUN-OF-RIVER | L | 89 | GONZALES | 18 | GUADALUPE | 0 | SURFACE WATER | 1 | NO WATER QUALITY IMPROVEMENTS |  | 6145 | 1 | GBRA mid basin (surface water) | 21 | CANYON REGIONAL WATER AUTHORITY | L | WWP | WWP | N/A | N/A | THERE IS NO CAPITAL COST ASSOCIATED WITH THIS WWP. CAPTIAL COSTS ARE PAID BY GBRA. | Y | 2030 | 2030 | 0 | 6947133 | 6947133 | 2544933 | 2544933 | 1962333 | 0 | 0 | 1800 | MARION | L | WUG | MUNICIPAL | 908 | CITY | L | 94 | GUADALUPE | 0 | 0 | 400 | 174 | 0 | 0 | Y
795 | GBRA MID BASIN (SURFACE WATER) | GBRA mid basin (surface water) | L | 6 | NEW SURFACE WATER OR NEW GROUNDWATER SOURCE | 4 | NEW MAJOR RESERVOIR | 6 | OTHER INFRASTRUCTURE |  | 2173 | 4388 | GUADALUPE RIVER RUN-OF-RIVER | L | 89 | GONZALES | 18 | GUADALUPE | 0 | SURFACE WATER | 1 | NO WATER QUALITY IMPROVEMENTS |  | 6145 | 1 | GBRA mid basin (surface water) | 21 | CANYON REGIONAL WATER AUTHORITY | L | WWP | WWP | N/A | N/A | THERE IS NO CAPITAL COST ASSOCIATED WITH THIS WWP. CAPTIAL COSTS ARE PAID BY GBRA. | Y | 2020 | 2020 | 0 | 6947133 | 6947133 | 2544933 | 2544933 | 1962333 | 0 | 0 | 2331 | SANTA CLARA | L | WUG | MUNICIPAL | 1060 | CITY | L | 94 | GUADALUPE | 0 | 300 | 400 | 0 | 0 | 0 | Y
795 | GBRA MID BASIN (SURFACE WATER) | GBRA mid basin (surface water) | L | 6 | NEW SURFACE WATER OR NEW GROUNDWATER SOURCE | 4 | NEW MAJOR RESERVOIR | 6 | OTHER INFRASTRUCTURE |  | 2173 | 4388 | GUADALUPE RIVER RUN-OF-RIVER | L | 89 | GONZALES | 18 | GUADALUPE | 0 | SURFACE WATER | 1 | NO WATER QUALITY IMPROVEMENTS |  | 6145 | 1 | GBRA mid basin (surface water) | 355 | CIBOLO | L | WUG | MUNICIPAL | 763 | CITY |  | Y | 2030 | 2030 | 0 | 0 | 4406568 | 3440938 | 2240000 | 2165000 | 0 | 0 | 355 | CIBOLO | L | WUG | MUNICIPAL | 763 | CITY | L | 94 | GUADALUPE | 0 | 0 | 4126 | 4826 | 5000 | 5000 | Y
795 | GBRA MID BASIN (SURFACE WATER) | GBRA mid basin (surface water) | L | 6 | NEW SURFACE WATER OR NEW GROUNDWATER SOURCE | 4 | NEW MAJOR RESERVOIR | 6 | OTHER INFRASTRUCTURE |  | 2173 | 4388 | GUADALUPE RIVER RUN-OF-RIVER | L | 89 | GONZALES | 18 | GUADALUPE | 0 | SURFACE WATER | 1 | NO WATER QUALITY IMPROVEMENTS |  | 6145 | 1 | GBRA mid basin (surface water) | 670 | CREEDMOOR-MAHA WSC | K | WUG | MUNICIPAL | 4076 | UTILITY |  | Y | 2020 | 2020 | 0 | 250020 | 341694 | 158808 | 192402 | 175224 | 0 | 0 | 670 | CREEDMOOR-MAHA WSC | K | WUG | MUNICIPAL | 4076 | UTILITY | L | 28 | CALDWELL | 0 | 175 | 238 | 302 | 365 | 431 | Y
795 | GBRA MID BASIN (SURFACE WATER) | GBRA mid basin (surface water) | L | 6 | NEW SURFACE WATER OR NEW GROUNDWATER SOURCE | 4 | NEW MAJOR RESERVOIR | 6 | OTHER INFRASTRUCTURE |  | 2173 | 4388 | GUADALUPE RIVER RUN-OF-RIVER | L | 89 | GONZALES | 18 | GUADALUPE | 0 | SURFACE WATER | 1 | NO WATER QUALITY IMPROVEMENTS |  | 6145 | 1 | GBRA mid basin (surface water) | 670 | CREEDMOOR-MAHA WSC | K | WUG | MUNICIPAL | 4076 | UTILITY |  | Y | 2020 | 2020 | 0 | 250020 | 341694 | 158808 | 192402 | 175224 | 0 | 0 | 670 | CREEDMOOR-MAHA WSC | K | WUG | MUNICIPAL | 4076 | UTILITY | L | 105 | HAYS | 0 | 5 | 8 | 10 | 13 | 16 | Y
795 | GBRA MID BASIN (SURFACE WATER) | GBRA mid basin (surface water) | L | 6 | NEW SURFACE WATER OR NEW GROUNDWATER SOURCE | 4 | NEW MAJOR RESERVOIR | 6 | OTHER INFRASTRUCTURE |  | 2173 | 4388 | GUADALUPE RIVER RUN-OF-RIVER | L | 89 | GONZALES | 18 | GUADALUPE | 0 | SURFACE WATER | 1 | NO WATER QUALITY IMPROVEMENTS |  | 6145 | 1 | GBRA mid basin (surface water) | 681 | CRYSTAL CLEAR WSC | L | WUG | MUNICIPAL | 4080 | UTILITY |  | N | 2020 | 2020 | 0 | 2854500 | 0 | 0 | 0 | 0 | 0 | 0 | 681 | CRYSTAL CLEAR WSC | L | WUG | MUNICIPAL | 4080 | UTILITY | L | 46 | COMAL | 0 | 865 | 0 | 0 | 0 | 0 | Y
795 | GBRA MID BASIN (SURFACE WATER) | GBRA mid basin (surface water) | L | 6 | NEW SURFACE WATER OR NEW GROUNDWATER SOURCE | 4 | NEW MAJOR RESERVOIR | 6 | OTHER INFRASTRUCTURE |  | 2173 | 4388 | GUADALUPE RIVER RUN-OF-RIVER | L | 89 | GONZALES | 18 | GUADALUPE | 0 | SURFACE WATER | 1 | NO WATER QUALITY IMPROVEMENTS |  | 6145 | 1 | GBRA mid basin (surface water) | 681 | CRYSTAL CLEAR WSC | L | WUG | MUNICIPAL | 4080 | UTILITY |  | N | 2020 | 2020 | 0 | 2854500 | 0 | 0 | 0 | 0 | 0 | 0 | 681 | CRYSTAL CLEAR WSC | L | WUG | MUNICIPAL | 4080 | UTILITY | L | 94 | GUADALUPE | 0 | 865 | 0 | 0 | 0 | 0 | Y
795 | GBRA MID BASIN (SURFACE WATER) | GBRA mid basin (surface water) | L | 6 | NEW SURFACE WATER OR NEW GROUNDWATER SOURCE | 4 | NEW MAJOR RESERVOIR | 6 | OTHER INFRASTRUCTURE |  | 2173 | 4388 | GUADALUPE RIVER RUN-OF-RIVER | L | 89 | GONZALES | 18 | GUADALUPE | 0 | SURFACE WATER | 1 | NO WATER QUALITY IMPROVEMENTS |  | 6145 | 1 | GBRA mid basin (surface water) | 681 | CRYSTAL CLEAR WSC | L | WUG | MUNICIPAL | 4080 | UTILITY |  | N | 2020 | 2020 | 0 | 2854500 | 0 | 0 | 0 | 0 | 0 | 0 | 681 | CRYSTAL CLEAR WSC | L | WUG | MUNICIPAL | 4080 | UTILITY | L | 105 | HAYS | 0 | 865 | 0 | 0 | 0 | 0 | Y
795 | GBRA MID BASIN (SURFACE WATER) | GBRA mid basin (surface water) | L | 6 | NEW SURFACE WATER OR NEW GROUNDWATER SOURCE | 4 | NEW MAJOR RESERVOIR | 6 | OTHER INFRASTRUCTURE |  | 2173 | 4388 | GUADALUPE RIVER RUN-OF-RIVER | L | 89 | GONZALES | 18 | GUADALUPE | 0 | SURFACE WATER | 1 | NO WATER QUALITY IMPROVEMENTS |  | 6145 | 1 | GBRA mid basin (surface water) | 843 | GOFORTH WSC | L | WUG | MUNICIPAL | 4140 | UTILITY |  | N | 2030 | 2030 | 0 | 0 | 416828 | 152696 | 152696 | 117740 | 0 | 0 | 843 | GOFORTH WSC | L | WUG | MUNICIPAL | 4140 | UTILITY | L | 105 | HAYS | 0 | 0 | 300 | 300 | 300 | 300 | Y
795 | GBRA MID BASIN (SURFACE WATER) | GBRA mid basin (surface water) | L | 6 | NEW SURFACE WATER OR NEW GROUNDWATER SOURCE | 4 | NEW MAJOR RESERVOIR | 6 | OTHER INFRASTRUCTURE |  | 2173 | 4388 | GUADALUPE RIVER RUN-OF-RIVER | L | 89 | GONZALES | 18 | GUADALUPE | 0 | SURFACE WATER | 1 | NO WATER QUALITY IMPROVEMENTS |  | 6145 | 1 | GBRA mid basin (surface water) | 861 | GREEN VALLEY SUD | L | WUG | MUNICIPAL | 4144 | UTILITY |  | Y | 2020 | 2020 | 0 | 1980000 | 0 | 0 | 0 | 0 | 0 | 0 | 861 | GREEN VALLEY SUD | L | WUG | MUNICIPAL | 4144 | UTILITY | L | 15 | BEXAR | 0 | 450 | 0 | 0 | 0 | 0 | Y
795 | GBRA MID BASIN (SURFACE WATER) | GBRA mid basin (surface water) | L | 6 | NEW SURFACE WATER OR NEW GROUNDWATER SOURCE | 4 | NEW MAJOR RESERVOIR | 6 | OTHER INFRASTRUCTURE |  | 2173 | 4388 | GUADALUPE RIVER RUN-OF-RIVER | L | 89 | GONZALES | 18 | GUADALUPE | 0 | SURFACE WATER | 1 | NO WATER QUALITY IMPROVEMENTS |  | 6145 | 1 | GBRA mid basin (surface water) | 861 | GREEN VALLEY SUD | L | WUG | MUNICIPAL | 4144 | UTILITY |  | Y | 2020 | 2020 | 0 | 1980000 | 0 | 0 | 0 | 0 | 0 | 0 | 861 | GREEN VALLEY SUD | L | WUG | MUNICIPAL | 4144 | UTILITY | L | 46 | COMAL | 0 | 450 | 0 | 0 | 0 | 0 | Y
795 | GBRA MID BASIN (SURFACE WATER) | GBRA mid basin (surface water) | L | 6 | NEW SURFACE WATER OR NEW GROUNDWATER SOURCE | 4 | NEW MAJOR RESERVOIR | 6 | OTHER INFRASTRUCTURE |  | 2173 | 4388 | GUADALUPE RIVER RUN-OF-RIVER | L | 89 | GONZALES | 18 | GUADALUPE | 0 | SURFACE WATER | 1 | NO WATER QUALITY IMPROVEMENTS |  | 6145 | 1 | GBRA mid basin (surface water) | 861 | GREEN VALLEY SUD | L | WUG | MUNICIPAL | 4144 | UTILITY |  | Y | 2020 | 2020 | 0 | 1980000 | 0 | 0 | 0 | 0 | 0 | 0 | 861 | GREEN VALLEY SUD | L | WUG | MUNICIPAL | 4144 | UTILITY | L | 94 | GUADALUPE | 0 | 900 | 0 | 0 | 0 | 0 | Y
795 | GBRA MID BASIN (SURFACE WATER) | GBRA mid basin (surface water) | L | 6 | NEW SURFACE WATER OR NEW GROUNDWATER SOURCE | 4 | NEW MAJOR RESERVOIR | 6 | OTHER INFRASTRUCTURE |  | 2173 | 4388 | GUADALUPE RIVER RUN-OF-RIVER | L | 89 | GONZALES | 18 | GUADALUPE | 0 | SURFACE WATER | 1 | NO WATER QUALITY IMPROVEMENTS |  | 6145 | 1 | GBRA mid basin (surface water) | 65 | GUADALUPE BLANCO RIVER AUTHORITY | L | WWP | WWP | N/A | N/A |  | Y | 2020 | 2020 | 0 | 46975000 | 46975000 | 19200000 | 16200000 | 9250000 | 546941000 | 20 | 21 | CANYON REGIONAL WATER AUTHORITY | L | WWP | WWP | N/A | N/A | L | 46 | COMAL | 0 | 5000 | 5000 | 5000 | 5000 | 5000 | N
795 | GBRA MID BASIN (SURFACE WATER) | GBRA mid basin (surface water) | L | 6 | NEW SURFACE WATER OR NEW GROUNDWATER SOURCE | 4 | NEW MAJOR RESERVOIR | 6 | OTHER INFRASTRUCTURE |  | 2173 | 4388 | GUADALUPE RIVER RUN-OF-RIVER | L | 89 | GONZALES | 18 | GUADALUPE | 0 | SURFACE WATER | 1 | NO WATER QUALITY IMPROVEMENTS |  | 6145 | 1 | GBRA mid basin (surface water) | 65 | GUADALUPE BLANCO RIVER AUTHORITY | L | WWP | WWP | N/A | N/A |  | Y | 2020 | 2020 | 0 | 46975000 | 46975000 | 19200000 | 16200000 | 9250000 | 546941000 | 20 | 670 | CREEDMOOR-MAHA WSC | K | WUG | MUNICIPAL | 4076 | UTILITY | L | 28 | CALDWELL | 0 | 175 | 238 | 302 | 365 | 431 | N
795 | GBRA MID BASIN (SURFACE WATER) | GBRA mid basin (surface water) | L | 6 | NEW SURFACE WATER OR NEW GROUNDWATER SOURCE | 4 | NEW MAJOR RESERVOIR | 6 | OTHER INFRASTRUCTURE |  | 2173 | 4388 | GUADALUPE RIVER RUN-OF-RIVER | L | 89 | GONZALES | 18 | GUADALUPE | 0 | SURFACE WATER | 1 | NO WATER QUALITY IMPROVEMENTS |  | 6145 | 1 | GBRA mid basin (surface water) | 65 | GUADALUPE BLANCO RIVER AUTHORITY | L | WWP | WWP | N/A | N/A |  | Y | 2020 | 2020 | 0 | 46975000 | 46975000 | 19200000 | 16200000 | 9250000 | 546941000 | 20 | 670 | CREEDMOOR-MAHA WSC | K | WUG | MUNICIPAL | 4076 | UTILITY | L | 105 | HAYS | 0 | 5 | 8 | 10 | 13 | 16 | N
795 | GBRA MID BASIN (SURFACE WATER) | GBRA mid basin (surface water) | L | 6 | NEW SURFACE WATER OR NEW GROUNDWATER SOURCE | 4 | NEW MAJOR RESERVOIR | 6 | OTHER INFRASTRUCTURE |  | 2173 | 4388 | GUADALUPE RIVER RUN-OF-RIVER | L | 89 | GONZALES | 18 | GUADALUPE | 0 | SURFACE WATER | 1 | NO WATER QUALITY IMPROVEMENTS |  | 6145 | 1 | GBRA mid basin (surface water) | 65 | GUADALUPE BLANCO RIVER AUTHORITY | L | WWP | WWP | N/A | N/A |  | Y | 2010 | 2020 | 0 | 46975000 | 46975000 | 19200000 | 16200000 | 9250000 | 546941000 | 20 | 843 | GOFORTH WSC | L | WUG | MUNICIPAL | 4140 | UTILITY | L | 28 | CALDWELL | 0 | 0 | 0 | 0 | 0 | 0 | N
795 | GBRA MID BASIN (SURFACE WATER) | GBRA mid basin (surface water) | L | 6 | NEW SURFACE WATER OR NEW GROUNDWATER SOURCE | 4 | NEW MAJOR RESERVOIR | 6 | OTHER INFRASTRUCTURE |  | 2173 | 4388 | GUADALUPE RIVER RUN-OF-RIVER | L | 89 | GONZALES | 18 | GUADALUPE | 0 | SURFACE WATER | 1 | NO WATER QUALITY IMPROVEMENTS |  | 6145 | 1 | GBRA mid basin (surface water) | 65 | GUADALUPE BLANCO RIVER AUTHORITY | L | WWP | WWP | N/A | N/A |  | Y | 2030 | 2030 | 0 | 46975000 | 46975000 | 19200000 | 16200000 | 9250000 | 546941000 | 20 | 843 | GOFORTH WSC | L | WUG | MUNICIPAL | 4140 | UTILITY | L | 105 | HAYS | 0 | 0 | 300 | 300 | 300 | 300 | N
795 | GBRA MID BASIN (SURFACE WATER) | GBRA mid basin (surface water) | L | 6 | NEW SURFACE WATER OR NEW GROUNDWATER SOURCE | 4 | NEW MAJOR RESERVOIR | 6 | OTHER INFRASTRUCTURE |  | 2173 | 4388 | GUADALUPE RIVER RUN-OF-RIVER | L | 89 | GONZALES | 18 | GUADALUPE | 0 | SURFACE WATER | 1 | NO WATER QUALITY IMPROVEMENTS |  | 6145 | 1 | GBRA mid basin (surface water) | 65 | GUADALUPE BLANCO RIVER AUTHORITY | L | WWP | WWP | N/A | N/A |  | Y | 2020 | 2020 | 0 | 46975000 | 46975000 | 19200000 | 16200000 | 9250000 | 546941000 | 20 | 65 | GUADALUPE BLANCO RIVER AUTHORITY - FUTURE CUSTOMER/SURPLUS SUPPLY | L | WWP | MUNICIPAL | N/A | N/A | L | 46 | COMAL | 0 | 16840 | 16372 | 16012 | 15576 | 15206 | N
795 | GBRA MID BASIN (SURFACE WATER) | GBRA mid basin (surface water) | L | 6 | NEW SURFACE WATER OR NEW GROUNDWATER SOURCE | 4 | NEW MAJOR RESERVOIR | 6 | OTHER INFRASTRUCTURE |  | 2173 | 4388 | GUADALUPE RIVER RUN-OF-RIVER | L | 89 | GONZALES | 18 | GUADALUPE | 0 | SURFACE WATER | 1 | NO WATER QUALITY IMPROVEMENTS |  | 6145 | 1 | GBRA mid basin (surface water) | 65 | GUADALUPE BLANCO RIVER AUTHORITY | L | WWP | WWP | N/A | N/A |  | Y | 2020 | 2020 | 0 | 46975000 | 46975000 | 19200000 | 16200000 | 9250000 | 546941000 | 20 | 1588 | LOCKHART | L | WUG | MUNICIPAL | 364 | CITY | L | 28 | CALDWELL | 0 | 1120 | 1120 | 1120 | 1120 | 1120 | N
795 | GBRA MID BASIN (SURFACE WATER) | GBRA mid basin (surface water) | L | 6 | NEW SURFACE WATER OR NEW GROUNDWATER SOURCE | 4 | NEW MAJOR RESERVOIR | 6 | OTHER INFRASTRUCTURE |  | 2173 | 4388 | GUADALUPE RIVER RUN-OF-RIVER | L | 89 | GONZALES | 18 | GUADALUPE | 0 | SURFACE WATER | 1 | NO WATER QUALITY IMPROVEMENTS |  | 6145 | 1 | GBRA mid basin (surface water) | 65 | GUADALUPE BLANCO RIVER AUTHORITY | L | WWP | WWP | N/A | N/A |  | Y | 2020 | 2020 | 0 | 46975000 | 46975000 | 19200000 | 16200000 | 9250000 | 546941000 | 20 | 1607 | LULING | L | WUG | MUNICIPAL | 372 | CITY | L | 28 | CALDWELL | 0 | 1680 | 1680 | 1680 | 1680 | 1680 | N
795 | GBRA MID BASIN (SURFACE WATER) | GBRA mid basin (surface water) | L | 6 | NEW SURFACE WATER OR NEW GROUNDWATER SOURCE | 4 | NEW MAJOR RESERVOIR | 6 | OTHER INFRASTRUCTURE |  | 2173 | 4388 | GUADALUPE RIVER RUN-OF-RIVER | L | 89 | GONZALES | 18 | GUADALUPE | 0 | SURFACE WATER | 1 | NO WATER QUALITY IMPROVEMENTS |  | 6145 | 1 | GBRA mid basin (surface water) | 65 | GUADALUPE BLANCO RIVER AUTHORITY | L | WWP | WWP | N/A | N/A |  | Y | 2020 | 2020 | 0 | 46975000 | 46975000 | 19200000 | 16200000 | 9250000 | 546941000 | 20 | 2097 | MUSTANG RIDGE | L | WUG | MUNICIPAL | 1044 | CITY | L | 28 | CALDWELL | 0 | 62 | 99 | 137 | 175 | 213 | N
795 | GBRA MID BASIN (SURFACE WATER) | GBRA mid basin (surface water) | L | 6 | NEW SURFACE WATER OR NEW GROUNDWATER SOURCE | 4 | NEW MAJOR RESERVOIR | 6 | OTHER INFRASTRUCTURE |  | 2173 | 4388 | GUADALUPE RIVER RUN-OF-RIVER | L | 89 | GONZALES | 18 | GUADALUPE | 0 | SURFACE WATER | 1 | NO WATER QUALITY IMPROVEMENTS |  | 6145 | 1 | GBRA mid basin (surface water) | 65 | GUADALUPE BLANCO RIVER AUTHORITY | L | WWP | WWP | N/A | N/A |  | Y | 2020 | 2020 | 0 | 46975000 | 46975000 | 19200000 | 16200000 | 9250000 | 546941000 | 20 | 2122 | NIEDERWALD | L | WUG | MUNICIPAL | 1048 | CITY | L | 28 | CALDWELL | 0 | 25 | 43 | 60 | 77 | 93 | N
795 | GBRA MID BASIN (SURFACE WATER) | GBRA mid basin (surface water) | L | 6 | NEW SURFACE WATER OR NEW GROUNDWATER SOURCE | 4 | NEW MAJOR RESERVOIR | 6 | OTHER INFRASTRUCTURE |  | 2173 | 4388 | GUADALUPE RIVER RUN-OF-RIVER | L | 89 | GONZALES | 18 | GUADALUPE | 0 | SURFACE WATER | 1 | NO WATER QUALITY IMPROVEMENTS |  | 6145 | 1 | GBRA mid basin (surface water) | 65 | GUADALUPE BLANCO RIVER AUTHORITY | L | WWP | WWP | N/A | N/A |  | Y | 2020 | 2020 | 0 | 46975000 | 46975000 | 19200000 | 16200000 | 9250000 | 546941000 | 20 | 2122 | NIEDERWALD | L | WUG | MUNICIPAL | 1048 | CITY | L | 105 | HAYS | 0 | 93 | 140 | 184 | 240 | 284 | N
795 | GBRA MID BASIN (SURFACE WATER) | GBRA mid basin (surface water) | L | 6 | NEW SURFACE WATER OR NEW GROUNDWATER SOURCE | 4 | NEW MAJOR RESERVOIR | 6 | OTHER INFRASTRUCTURE |  | 2173 | 4388 | GUADALUPE RIVER RUN-OF-RIVER | L | 89 | GONZALES | 18 | GUADALUPE | 0 | SURFACE WATER | 1 | NO WATER QUALITY IMPROVEMENTS |  | 6145 | 1 | GBRA mid basin (surface water) | 65 | GUADALUPE BLANCO RIVER AUTHORITY | L | WWP | WWP | N/A | N/A |  | Y | 2040 | 2040 | 0 | 46975000 | 46975000 | 19200000 | 16200000 | 9250000 | 546941000 | 20 | 2212 | PLUM CREEK WATER COMPANY | L | WUG | MUNICIPAL | 4304 | UTILITY | L | 105 | HAYS | 0 | 0 | 0 | 195 | 454 | 657 | N
795 | GBRA MID BASIN (SURFACE WATER) | GBRA mid basin (surface water) | L | 6 | NEW SURFACE WATER OR NEW GROUNDWATER SOURCE | 4 | NEW MAJOR RESERVOIR | 6 | OTHER INFRASTRUCTURE |  | 2173 | 4388 | GUADALUPE RIVER RUN-OF-RIVER | L | 89 | GONZALES | 18 | GUADALUPE | 0 | SURFACE WATER | 1 | NO WATER QUALITY IMPROVEMENTS |  | 6145 | 1 | GBRA mid basin (surface water) | 1588 | LOCKHART | L | WUG | MUNICIPAL | 364 | CITY |  | N | 2020 | 2020 | 0 | 1556158 | 1556158 | 570065 | 570065 | 439563 | 0 | 0 | 1588 | LOCKHART | L | WUG | MUNICIPAL | 364 | CITY | L | 28 | CALDWELL | 0 | 1120 | 1120 | 1120 | 1120 | 1120 | Y
795 | GBRA MID BASIN (SURFACE WATER) | GBRA mid basin (surface water) | L | 6 | NEW SURFACE WATER OR NEW GROUNDWATER SOURCE | 4 | NEW MAJOR RESERVOIR | 6 | OTHER INFRASTRUCTURE |  | 2173 | 4388 | GUADALUPE RIVER RUN-OF-RIVER | L | 89 | GONZALES | 18 | GUADALUPE | 0 | SURFACE WATER | 1 | NO WATER QUALITY IMPROVEMENTS |  | 6145 | 1 | GBRA mid basin (surface water) | 1607 | LULING | L | WUG | MUNICIPAL | 372 | CITY |  | N | 2020 | 2020 | 0 | 2334237 | 2334237 | 855098 | 855098 | 659344 | 0 | 0 | 1607 | LULING | L | WUG | MUNICIPAL | 372 | CITY | L | 28 | CALDWELL | 0 | 1680 | 1680 | 1680 | 1680 | 1680 | Y
795 | GBRA MID BASIN (SURFACE WATER) | GBRA mid basin (surface water) | L | 6 | NEW SURFACE WATER OR NEW GROUNDWATER SOURCE | 4 | NEW MAJOR RESERVOIR | 6 | OTHER INFRASTRUCTURE |  | 2173 | 4388 | GUADALUPE RIVER RUN-OF-RIVER | L | 89 | GONZALES | 18 | GUADALUPE | 0 | SURFACE WATER | 1 | NO WATER QUALITY IMPROVEMENTS |  | 6145 | 1 | GBRA mid basin (surface water) | 1800 | MARION | L | WUG | MUNICIPAL | 908 | CITY |  | Y | 2030 | 2030 | 0 | 0 | 427200 | 124062 | 0 | 0 | 0 | 0 | 1800 | MARION | L | WUG | MUNICIPAL | 908 | CITY | L | 94 | GUADALUPE | 0 | 0 | 400 | 174 | 0 | 0 | Y
795 | GBRA MID BASIN (SURFACE WATER) | GBRA mid basin (surface water) | L | 6 | NEW SURFACE WATER OR NEW GROUNDWATER SOURCE | 4 | NEW MAJOR RESERVOIR | 6 | OTHER INFRASTRUCTURE |  | 2173 | 4388 | GUADALUPE RIVER RUN-OF-RIVER | L | 89 | GONZALES | 18 | GUADALUPE | 0 | SURFACE WATER | 1 | NO WATER QUALITY IMPROVEMENTS |  | 6145 | 1 | GBRA mid basin (surface water) | 2097 | MUSTANG RIDGE | L | WUG | MUNICIPAL | 1044 | CITY |  | Y | 2020 | 2020 | 0 | 86118 | 137511 | 69733 | 89075 | 83496 | 0 | 0 | 2097 | MUSTANG RIDGE | L | WUG | MUNICIPAL | 1044 | CITY | L | 28 | CALDWELL | 0 | 62 | 99 | 137 | 175 | 213 | Y
795 | GBRA MID BASIN (SURFACE WATER) | GBRA mid basin (surface water) | L | 6 | NEW SURFACE WATER OR NEW GROUNDWATER SOURCE | 4 | NEW MAJOR RESERVOIR | 6 | OTHER INFRASTRUCTURE |  | 2173 | 4388 | GUADALUPE RIVER RUN-OF-RIVER | L | 89 | GONZALES | 18 | GUADALUPE | 0 | SURFACE WATER | 1 | NO WATER QUALITY IMPROVEMENTS |  | 6145 | 1 | GBRA mid basin (surface water) | 2122 | NIEDERWALD | L | WUG | MUNICIPAL | 1048 | CITY |  | N | 2020 | 2020 | 0 | 163902 | 254187 | 124196 | 161353 | 147784 | 0 | 0 | 2122 | NIEDERWALD | L | WUG | MUNICIPAL | 1048 | CITY | L | 28 | CALDWELL | 0 | 25 | 43 | 60 | 77 | 93 | Y
795 | GBRA MID BASIN (SURFACE WATER) | GBRA mid basin (surface water) | L | 6 | NEW SURFACE WATER OR NEW GROUNDWATER SOURCE | 4 | NEW MAJOR RESERVOIR | 6 | OTHER INFRASTRUCTURE |  | 2173 | 4388 | GUADALUPE RIVER RUN-OF-RIVER | L | 89 | GONZALES | 18 | GUADALUPE | 0 | SURFACE WATER | 1 | NO WATER QUALITY IMPROVEMENTS |  | 6145 | 1 | GBRA mid basin (surface water) | 2122 | NIEDERWALD | L | WUG | MUNICIPAL | 1048 | CITY |  | N | 2020 | 2020 | 0 | 163902 | 254187 | 124196 | 161353 | 147784 | 0 | 0 | 2122 | NIEDERWALD | L | WUG | MUNICIPAL | 1048 | CITY | L | 105 | HAYS | 0 | 93 | 140 | 184 | 240 | 284 | Y
795 | GBRA MID BASIN (SURFACE WATER) | GBRA mid basin (surface water) | L | 6 | NEW SURFACE WATER OR NEW GROUNDWATER SOURCE | 4 | NEW MAJOR RESERVOIR | 6 | OTHER INFRASTRUCTURE |  | 2173 | 4388 | GUADALUPE RIVER RUN-OF-RIVER | L | 89 | GONZALES | 18 | GUADALUPE | 0 | SURFACE WATER | 1 | NO WATER QUALITY IMPROVEMENTS |  | 6145 | 1 | GBRA mid basin (surface water) | 2212 | PLUM CREEK WATER COMPANY | L | WUG | MUNICIPAL | 4304 | UTILITY |  | N | 2040 | 2040 | 0 | 0 | 0 | 99252 | 231080 | 257851 | 0 | 0 | 2212 | PLUM CREEK WATER COMPANY | L | WUG | MUNICIPAL | 4304 | UTILITY | L | 105 | HAYS | 0 | 0 | 0 | 195 | 454 | 657 | Y
795 | GBRA MID BASIN (SURFACE WATER) | GBRA mid basin (surface water) | L | 6 | NEW SURFACE WATER OR NEW GROUNDWATER SOURCE | 4 | NEW MAJOR RESERVOIR | 6 | OTHER INFRASTRUCTURE |  | 2173 | 4388 | GUADALUPE RIVER RUN-OF-RIVER | L | 89 | GONZALES | 18 | GUADALUPE | 0 | SURFACE WATER | 1 | NO WATER QUALITY IMPROVEMENTS |  | 6145 | 1 | GBRA mid basin (surface water) | 2331 | SANTA CLARA | L | WUG | MUNICIPAL | 1060 | CITY |  | Y | 2020 | 2020 | 0 | 330000 | 427200 | 0 | 0 | 0 | 0 | 0 | 2331 | SANTA CLARA | L | WUG | MUNICIPAL | 1060 | CITY | L | 94 | GUADALUPE | 0 | 300 | 400 | 0 | 0 | 0 | Y
799 | GBRA NEW APPROPRIATION (LOWER BASIN) | GBRA new appropriation (lower basin) | L | 6 | NEW SURFACE WATER OR NEW GROUNDWATER SOURCE | 4 | NEW MAJOR RESERVOIR | 6 | OTHER INFRASTRUCTURE |  | 2174 | 4249 | GUADALUPE RIVER RUN-OF-RIVER NEW APPROPRIATION | L | 29 | CALHOUN | 18 | GUADALUPE | 0 | SURFACE WATER | 1 | NO WATER QUALITY IMPROVEMENTS |  | 6148 | 1 | GBRA new appropriation (lower basin) | 646 | COUNTY-OTHER, VICTORIA | L | WUG | MUNICIPAL | 757 | COUNTY-OTHER |  | N | 2040 | 2040 | 0 | 0 | 0 | 158193 | 376929 | 290470 | 0 | 0 | 646 | COUNTY-OTHER, VICTORIA | L | WUG | MUNICIPAL | 757 | COUNTY-OTHER | L | 235 | VICTORIA | 0 | 0 | 0 | 81 | 193 | 310 | Y
799 | GBRA NEW APPROPRIATION (LOWER BASIN) | GBRA new appropriation (lower basin) | L | 6 | NEW SURFACE WATER OR NEW GROUNDWATER SOURCE | 4 | NEW MAJOR RESERVOIR | 6 | OTHER INFRASTRUCTURE |  | 2174 | 4249 | GUADALUPE RIVER RUN-OF-RIVER NEW APPROPRIATION | L | 29 | CALHOUN | 18 | GUADALUPE | 0 | SURFACE WATER | 1 | NO WATER QUALITY IMPROVEMENTS |  | 6148 | 1 | GBRA new appropriation (lower basin) | 65 | GUADALUPE BLANCO RIVER AUTHORITY | L | WWP | WWP | N/A | N/A |  | Y | 2040 | 2040 | 0 | 0 | 21585000 | 21585000 | 2521000 | 2521000 | 246849000 | 20 | 646 | COUNTY-OTHER, VICTORIA | L | WUG | MUNICIPAL | 757 | COUNTY-OTHER | L | 235 | VICTORIA | 0 | 0 | 0 | 81 | 193 | 310 | N
799 | GBRA NEW APPROPRIATION (LOWER BASIN) | GBRA new appropriation (lower basin) | L | 6 | NEW SURFACE WATER OR NEW GROUNDWATER SOURCE | 4 | NEW MAJOR RESERVOIR | 6 | OTHER INFRASTRUCTURE |  | 2174 | 4249 | GUADALUPE RIVER RUN-OF-RIVER NEW APPROPRIATION | L | 29 | CALHOUN | 18 | GUADALUPE | 0 | SURFACE WATER | 1 | NO WATER QUALITY IMPROVEMENTS |  | 6148 | 1 | GBRA new appropriation (lower basin) | 65 | GUADALUPE BLANCO RIVER AUTHORITY | L | WWP | WWP | N/A | N/A |  | Y | 2030 | 2030 | 0 | 0 | 21585000 | 21585000 | 2521000 | 2521000 | 246849000 | 20 | 65 | GUADALUPE BLANCO RIVER AUTHORITY - FUTURE CUSTOMER/SURPLUS SUPPLY | L | WWP | MUNICIPAL | N/A | N/A | L | 29 | CALHOUN | 0 | 0 | 11300 | 11219 | 11107 | 10990 | N
119 | GBRA SIMSBORO PROJECT (OVERDRAFT) | GBRA Simsboro project (overdraft) | L | 5 | EXISTING SOURCE OR EXPANDED USE OF AN EXISTING SOURCE (SURFACE WATER OR GROUNDWATER) | 6 | GROUNDWATER | 4 | PIPELINE AND WATER TREATMENT PLANT |  | 533 | 1350 | CARRIZO-WILCOX AQUIFER | G | 144 | LEE | 12 | BRAZOS | 1 | GROUNDWATER | 1 | NO WATER QUALITY IMPROVEMENTS |  | 2041 | 1 | GBRA Simsboro project (overdraft) | 457 | COUNTY-OTHER, COMAL | L | WUG | MUNICIPAL | 757 | COUNTY-OTHER |  | N | 2050 | 2050 | 0 | 0 | 0 | 0 | 196536 | 386607 | 0 | 0 | 457 | COUNTY-OTHER, COMAL | L | WUG | MUNICIPAL | 757 | COUNTY-OTHER | L | 46 | COMAL | 0 | 0 | 0 | 0 | 152 | 299 | Y
119 | GBRA SIMSBORO PROJECT (OVERDRAFT) | GBRA Simsboro project (overdraft) | L | 5 | EXISTING SOURCE OR EXPANDED USE OF AN EXISTING SOURCE (SURFACE WATER OR GROUNDWATER) | 6 | GROUNDWATER | 4 | PIPELINE AND WATER TREATMENT PLANT |  | 533 | 1350 | CARRIZO-WILCOX AQUIFER | G | 144 | LEE | 12 | BRAZOS | 1 | GROUNDWATER | 1 | NO WATER QUALITY IMPROVEMENTS |  | 2041 | 1 | GBRA Simsboro project (overdraft) | 65 | GUADALUPE BLANCO RIVER AUTHORITY | L | WWP | WWP | N/A | N/A |  | N | 2050 | 2050 | 0 | 0 | 0 | 0 | 0 | 0 | 0 | 0 | 457 | COUNTY-OTHER, COMAL | L | WUG | MUNICIPAL | 757 | COUNTY-OTHER | L | 46 | COMAL | 0 | 0 | 0 | 0 | 152 | 299 | N
119 | GBRA SIMSBORO PROJECT (OVERDRAFT) | GBRA Simsboro project (overdraft) | L | 5 | EXISTING SOURCE OR EXPANDED USE OF AN EXISTING SOURCE (SURFACE WATER OR GROUNDWATER) | 6 | GROUNDWATER | 4 | PIPELINE AND WATER TREATMENT PLANT |  | 533 | 1350 | CARRIZO-WILCOX AQUIFER | G | 144 | LEE | 12 | BRAZOS | 1 | GROUNDWATER | 1 | NO WATER QUALITY IMPROVEMENTS |  | 2041 | 1 | GBRA Simsboro project (overdraft) | 65 | GUADALUPE BLANCO RIVER AUTHORITY | L | WWP | WWP | N/A | N/A |  | N | 2050 | 2050 | 0 | 0 | 0 | 0 | 0 | 0 | 0 | 0 | 65 | GUADALUPE BLANCO RIVER AUTHORITY - FUTURE CUSTOMER/SURPLUS SUPPLY | L | WWP | MUNICIPAL | N/A | N/A | L | 46 | COMAL | 0 | 0 | 0 | 0 | 16415 | 12709 | N
119 | GBRA SIMSBORO PROJECT (OVERDRAFT) | GBRA Simsboro project (overdraft) | L | 5 | EXISTING SOURCE OR EXPANDED USE OF AN EXISTING SOURCE (SURFACE WATER OR GROUNDWATER) | 6 | GROUNDWATER | 4 | PIPELINE AND WATER TREATMENT PLANT |  | 533 | 1350 | CARRIZO-WILCOX AQUIFER | G | 144 | LEE | 12 | BRAZOS | 1 | GROUNDWATER | 1 | NO WATER QUALITY IMPROVEMENTS |  | 2041 | 1 | GBRA Simsboro project (overdraft) | 65 | GUADALUPE BLANCO RIVER AUTHORITY | L | WWP | WWP | N/A | N/A |  | N | 2050 | 2050 | 0 | 0 | 0 | 0 | 0 | 0 | 0 | 0 | 2109 | NEW BRAUNFELS | L | WUG | MUNICIPAL | 430 | CITY | L | 46 | COMAL | 0 | 0 | 0 | 0 | 2927 | 6175 | N
119 | GBRA SIMSBORO PROJECT (OVERDRAFT) | GBRA Simsboro project (overdraft) | L | 5 | EXISTING SOURCE OR EXPANDED USE OF AN EXISTING SOURCE (SURFACE WATER OR GROUNDWATER) | 6 | GROUNDWATER | 4 | PIPELINE AND WATER TREATMENT PLANT |  | 533 | 1350 | CARRIZO-WILCOX AQUIFER | G | 144 | LEE | 12 | BRAZOS | 1 | GROUNDWATER | 1 | NO WATER QUALITY IMPROVEMENTS |  | 2041 | 1 | GBRA Simsboro project (overdraft) | 65 | GUADALUPE BLANCO RIVER AUTHORITY | L | WWP | WWP | N/A | N/A |  | N | 2050 | 2050 | 0 | 0 | 0 | 0 | 0 | 0 | 0 | 0 | 2109 | NEW BRAUNFELS | L | WUG | MUNICIPAL | 430 | CITY | L | 94 | GUADALUPE | 0 | 0 | 0 | 0 | 283 | 594 | N
119 | GBRA SIMSBORO PROJECT (OVERDRAFT) | GBRA Simsboro project (overdraft) | L | 5 | EXISTING SOURCE OR EXPANDED USE OF AN EXISTING SOURCE (SURFACE WATER OR GROUNDWATER) | 6 | GROUNDWATER | 4 | PIPELINE AND WATER TREATMENT PLANT |  | 533 | 1350 | CARRIZO-WILCOX AQUIFER | G | 144 | LEE | 12 | BRAZOS | 1 | GROUNDWATER | 1 | NO WATER QUALITY IMPROVEMENTS |  | 2041 | 1 | GBRA Simsboro project (overdraft) | 2109 | NEW BRAUNFELS | L | WUG | MUNICIPAL | 430 | CITY |  | N | 2050 | 2050 | 0 | 0 | 0 | 0 | 1633890 | 2653448 | 0 | 0 | 2109 | NEW BRAUNFELS | L | WUG | MUNICIPAL | 430 | CITY | L | 46 | COMAL | 0 | 0 | 0 | 0 | 2927 | 6175 | Y
119 | GBRA SIMSBORO PROJECT (OVERDRAFT) | GBRA Simsboro project (overdraft) | L | 5 | EXISTING SOURCE OR EXPANDED USE OF AN EXISTING SOURCE (SURFACE WATER OR GROUNDWATER) | 6 | GROUNDWATER | 4 | PIPELINE AND WATER TREATMENT PLANT |  | 533 | 1350 | CARRIZO-WILCOX AQUIFER | G | 144 | LEE | 12 | BRAZOS | 1 | GROUNDWATER | 1 | NO WATER QUALITY IMPROVEMENTS |  | 2041 | 1 | GBRA Simsboro project (overdraft) | 2109 | NEW BRAUNFELS | L | WUG | MUNICIPAL | 430 | CITY |  | N | 2050 | 2050 | 0 | 0 | 0 | 0 | 1633890 | 2653448 | 0 | 0 | 2109 | NEW BRAUNFELS | L | WUG | MUNICIPAL | 430 | CITY | L | 94 | GUADALUPE | 0 | 0 | 0 | 0 | 283 | 594 | Y
119 | GBRA SIMSBORO PROJECT (OVERDRAFT) | GBRA Simsboro project (overdraft) | L | 5 | EXISTING SOURCE OR EXPANDED USE OF AN EXISTING SOURCE (SURFACE WATER OR GROUNDWATER) | 6 | GROUNDWATER | 4 | PIPELINE AND WATER TREATMENT PLANT |  | 532 | 1560 | CARRIZO-WILCOX AQUIFER | K | 11 | BASTROP | 14 | COLORADO | 1 | GROUNDWATER | 1 | NO WATER QUALITY IMPROVEMENTS |  | 2041 | 1 | GBRA Simsboro project (overdraft) | 311 | BULVERDE CITY | L | WUG | MUNICIPAL | 1015 | CITY |  | N | 2020 | 2020 | 0 | 1312476 | 2081184 | 2845980 | 4813839 | 5941335 | 0 | 0 | 311 | BULVERDE CITY | L | WUG | MUNICIPAL | 1015 | CITY | L | 46 | COMAL | 0 | 1342 | 2128 | 2910 | 3723 | 4595 | Y
119 | GBRA SIMSBORO PROJECT (OVERDRAFT) | GBRA Simsboro project (overdraft) | L | 5 | EXISTING SOURCE OR EXPANDED USE OF AN EXISTING SOURCE (SURFACE WATER OR GROUNDWATER) | 6 | GROUNDWATER | 4 | PIPELINE AND WATER TREATMENT PLANT |  | 532 | 1560 | CARRIZO-WILCOX AQUIFER | K | 11 | BASTROP | 14 | COLORADO | 1 | GROUNDWATER | 1 | NO WATER QUALITY IMPROVEMENTS |  | 2041 | 1 | GBRA Simsboro project (overdraft) | 330 | CANYON LAKE WSC | L | WUG | MUNICIPAL | 4044 | UTILITY |  | N | 2030 | 2030 | 0 | 0 | 179236 | 1118753 | 2273134 | 2656607 | 0 | 0 | 330 | CANYON LAKE WSC | L | WUG | MUNICIPAL | 4044 | UTILITY | L | 46 | COMAL | 0 | 0 | 129 | 2198 | 4466 | 6769 | Y
119 | GBRA SIMSBORO PROJECT (OVERDRAFT) | GBRA Simsboro project (overdraft) | L | 5 | EXISTING SOURCE OR EXPANDED USE OF AN EXISTING SOURCE (SURFACE WATER OR GROUNDWATER) | 6 | GROUNDWATER | 4 | PIPELINE AND WATER TREATMENT PLANT |  | 532 | 1560 | CARRIZO-WILCOX AQUIFER | K | 11 | BASTROP | 14 | COLORADO | 1 | GROUNDWATER | 1 | NO WATER QUALITY IMPROVEMENTS |  | 2041 | 1 | GBRA Simsboro project (overdraft) | 457 | COUNTY-OTHER, COMAL | L | WUG | MUNICIPAL | 757 | COUNTY-OTHER |  | N | 2020 | 2020 | 0 | 964308 | 1065042 | 1155018 | 1527033 | 1527033 | 0 | 0 | 457 | COUNTY-OTHER, COMAL | L | WUG | MUNICIPAL | 757 | COUNTY-OTHER | L | 46 | COMAL | 0 | 986 | 1089 | 1181 | 1181 | 1181 | Y
119 | GBRA SIMSBORO PROJECT (OVERDRAFT) | GBRA Simsboro project (overdraft) | L | 5 | EXISTING SOURCE OR EXPANDED USE OF AN EXISTING SOURCE (SURFACE WATER OR GROUNDWATER) | 6 | GROUNDWATER | 4 | PIPELINE AND WATER TREATMENT PLANT |  | 532 | 1560 | CARRIZO-WILCOX AQUIFER | K | 11 | BASTROP | 14 | COLORADO | 1 | GROUNDWATER | 1 | NO WATER QUALITY IMPROVEMENTS |  | 2041 | 1 | GBRA Simsboro project (overdraft) | 65 | GUADALUPE BLANCO RIVER AUTHORITY | L | WWP | WWP | N/A | N/A |  | N | 2020 | 2020 | 0 | 29460000 | 29460000 | 11580000 | 19300000 | 19300000 | 330782000 | 20 | 311 | BULVERDE CITY | L | WUG | MUNICIPAL | 1015 | CITY | L | 46 | COMAL | 0 | 1342 | 2128 | 2910 | 3723 | 4595 | N
119 | GBRA SIMSBORO PROJECT (OVERDRAFT) | GBRA Simsboro project (overdraft) | L | 5 | EXISTING SOURCE OR EXPANDED USE OF AN EXISTING SOURCE (SURFACE WATER OR GROUNDWATER) | 6 | GROUNDWATER | 4 | PIPELINE AND WATER TREATMENT PLANT |  | 532 | 1560 | CARRIZO-WILCOX AQUIFER | K | 11 | BASTROP | 14 | COLORADO | 1 | GROUNDWATER | 1 | NO WATER QUALITY IMPROVEMENTS |  | 2041 | 1 | GBRA Simsboro project (overdraft) | 65 | GUADALUPE BLANCO RIVER AUTHORITY | L | WWP | WWP | N/A | N/A |  | N | 2030 | 2030 | 0 | 29460000 | 29460000 | 11580000 | 19300000 | 19300000 | 330782000 | 20 | 330 | CANYON LAKE WSC | L | WUG | MUNICIPAL | 4044 | UTILITY | L | 46 | COMAL | 0 | 0 | 129 | 2198 | 4466 | 6769 | N
119 | GBRA SIMSBORO PROJECT (OVERDRAFT) | GBRA Simsboro project (overdraft) | L | 5 | EXISTING SOURCE OR EXPANDED USE OF AN EXISTING SOURCE (SURFACE WATER OR GROUNDWATER) | 6 | GROUNDWATER | 4 | PIPELINE AND WATER TREATMENT PLANT |  | 532 | 1560 | CARRIZO-WILCOX AQUIFER | K | 11 | BASTROP | 14 | COLORADO | 1 | GROUNDWATER | 1 | NO WATER QUALITY IMPROVEMENTS |  | 2041 | 1 | GBRA Simsboro project (overdraft) | 65 | GUADALUPE BLANCO RIVER AUTHORITY | L | WWP | WWP | N/A | N/A |  | N | 2020 | 2020 | 0 | 29460000 | 29460000 | 11580000 | 19300000 | 19300000 | 330782000 | 20 | 457 | COUNTY-OTHER, COMAL | L | WUG | MUNICIPAL | 757 | COUNTY-OTHER | L | 46 | COMAL | 0 | 986 | 1089 | 1181 | 1181 | 1181 | N
119 | GBRA SIMSBORO PROJECT (OVERDRAFT) | GBRA Simsboro project (overdraft) | L | 5 | EXISTING SOURCE OR EXPANDED USE OF AN EXISTING SOURCE (SURFACE WATER OR GROUNDWATER) | 6 | GROUNDWATER | 4 | PIPELINE AND WATER TREATMENT PLANT |  | 532 | 1560 | CARRIZO-WILCOX AQUIFER | K | 11 | BASTROP | 14 | COLORADO | 1 | GROUNDWATER | 1 | NO WATER QUALITY IMPROVEMENTS |  | 2041 | 1 | GBRA Simsboro project (overdraft) | 65 | GUADALUPE BLANCO RIVER AUTHORITY | L | WWP | WWP | N/A | N/A |  | N | 2020 | 2020 | 0 | 29460000 | 29460000 | 11580000 | 19300000 | 19300000 | 330782000 | 20 | 65 | GUADALUPE BLANCO RIVER AUTHORITY - FUTURE CUSTOMER/SURPLUS SUPPLY | L | WWP | MUNICIPAL | N/A | N/A | L | 46 | COMAL | 0 | 20732 | 15826 | 9046 | 5338 | 1282 | N
119 | GBRA SIMSBORO PROJECT (OVERDRAFT) | GBRA Simsboro project (overdraft) | L | 5 | EXISTING SOURCE OR EXPANDED USE OF AN EXISTING SOURCE (SURFACE WATER OR GROUNDWATER) | 6 | GROUNDWATER | 4 | PIPELINE AND WATER TREATMENT PLANT |  | 532 | 1560 | CARRIZO-WILCOX AQUIFER | K | 11 | BASTROP | 14 | COLORADO | 1 | GROUNDWATER | 1 | NO WATER QUALITY IMPROVEMENTS |  | 2041 | 1 | GBRA Simsboro project (overdraft) | 65 | GUADALUPE BLANCO RIVER AUTHORITY | L | WWP | WWP | N/A | N/A |  | N | 2020 | 2020 | 0 | 29460000 | 29460000 | 11580000 | 19300000 | 19300000 | 330782000 | 20 | 1652 | MANUFACTURING, COMAL | L | WUG | MANUFACTURING | 1001 | N/A | L | 46 | COMAL | 0 | 6033 | 6784 | 7514 | 8141 | 9022 | N
119 | GBRA SIMSBORO PROJECT (OVERDRAFT) | GBRA Simsboro project (overdraft) | L | 5 | EXISTING SOURCE OR EXPANDED USE OF AN EXISTING SOURCE (SURFACE WATER OR GROUNDWATER) | 6 | GROUNDWATER | 4 | PIPELINE AND WATER TREATMENT PLANT |  | 532 | 1560 | CARRIZO-WILCOX AQUIFER | K | 11 | BASTROP | 14 | COLORADO | 1 | GROUNDWATER | 1 | NO WATER QUALITY IMPROVEMENTS |  | 2041 | 1 | GBRA Simsboro project (overdraft) | 65 | GUADALUPE BLANCO RIVER AUTHORITY | L | WWP | WWP | N/A | N/A |  | N | 2020 | 2020 | 0 | 29460000 | 29460000 | 11580000 | 19300000 | 19300000 | 330782000 | 20 | 2109 | NEW BRAUNFELS | L | WUG | MUNICIPAL | 430 | CITY | L | 46 | COMAL | 0 | 780 | 3660 | 6511 | 6511 | 6511 | N
119 | GBRA SIMSBORO PROJECT (OVERDRAFT) | GBRA Simsboro project (overdraft) | L | 5 | EXISTING SOURCE OR EXPANDED USE OF AN EXISTING SOURCE (SURFACE WATER OR GROUNDWATER) | 6 | GROUNDWATER | 4 | PIPELINE AND WATER TREATMENT PLANT |  | 532 | 1560 | CARRIZO-WILCOX AQUIFER | K | 11 | BASTROP | 14 | COLORADO | 1 | GROUNDWATER | 1 | NO WATER QUALITY IMPROVEMENTS |  | 2041 | 1 | GBRA Simsboro project (overdraft) | 65 | GUADALUPE BLANCO RIVER AUTHORITY | L | WWP | WWP | N/A | N/A |  | N | 2020 | 2020 | 0 | 29460000 | 29460000 | 11580000 | 19300000 | 19300000 | 330782000 | 20 | 2109 | NEW BRAUNFELS | L | WUG | MUNICIPAL | 430 | CITY | L | 94 | GUADALUPE | 0 | 127 | 384 | 640 | 640 | 640 | N
119 | GBRA SIMSBORO PROJECT (OVERDRAFT) | GBRA Simsboro project (overdraft) | L | 5 | EXISTING SOURCE OR EXPANDED USE OF AN EXISTING SOURCE (SURFACE WATER OR GROUNDWATER) | 6 | GROUNDWATER | 4 | PIPELINE AND WATER TREATMENT PLANT |  | 532 | 1560 | CARRIZO-WILCOX AQUIFER | K | 11 | BASTROP | 14 | COLORADO | 1 | GROUNDWATER | 1 | NO WATER QUALITY IMPROVEMENTS |  | 2041 | 1 | GBRA Simsboro project (overdraft) | 1652 | MANUFACTURING, COMAL | L | WUG | MANUFACTURING | 1001 | N/A |  | N | 2020 | 2020 | 0 | 5898464 | 6632717 | 7346438 | 10526313 | 11665446 | 0 | 0 | 1652 | MANUFACTURING, COMAL | L | WUG | MANUFACTURING | 1001 | N/A | L | 46 | COMAL | 0 | 6033 | 6784 | 7514 | 8141 | 9022 | Y
119 | GBRA SIMSBORO PROJECT (OVERDRAFT) | GBRA Simsboro project (overdraft) | L | 5 | EXISTING SOURCE OR EXPANDED USE OF AN EXISTING SOURCE (SURFACE WATER OR GROUNDWATER) | 6 | GROUNDWATER | 4 | PIPELINE AND WATER TREATMENT PLANT |  | 532 | 1560 | CARRIZO-WILCOX AQUIFER | K | 11 | BASTROP | 14 | COLORADO | 1 | GROUNDWATER | 1 | NO WATER QUALITY IMPROVEMENTS |  | 2041 | 1 | GBRA Simsboro project (overdraft) | 2109 | NEW BRAUNFELS | L | WUG | MUNICIPAL | 430 | CITY |  | N | 2020 | 2020 | 0 | 1259823 | 5617116 | 3639859 | 3639859 | 2803192 | 0 | 0 | 2109 | NEW BRAUNFELS | L | WUG | MUNICIPAL | 430 | CITY | L | 46 | COMAL | 0 | 780 | 3660 | 6511 | 6511 | 6511 | Y
119 | GBRA SIMSBORO PROJECT (OVERDRAFT) | GBRA Simsboro project (overdraft) | L | 5 | EXISTING SOURCE OR EXPANDED USE OF AN EXISTING SOURCE (SURFACE WATER OR GROUNDWATER) | 6 | GROUNDWATER | 4 | PIPELINE AND WATER TREATMENT PLANT |  | 532 | 1560 | CARRIZO-WILCOX AQUIFER | K | 11 | BASTROP | 14 | COLORADO | 1 | GROUNDWATER | 1 | NO WATER QUALITY IMPROVEMENTS |  | 2041 | 1 | GBRA Simsboro project (overdraft) | 2109 | NEW BRAUNFELS | L | WUG | MUNICIPAL | 430 | CITY |  | N | 2020 | 2020 | 0 | 1259823 | 5617116 | 3639859 | 3639859 | 2803192 | 0 | 0 | 2109 | NEW BRAUNFELS | L | WUG | MUNICIPAL | 430 | CITY | L | 94 | GUADALUPE | 0 | 127 | 384 | 640 | 640 | 640 | Y
718 | GCWA OFF-CHANNEL RESERVOIR | GCWA off-channel reservoir | H | 6 | NEW SURFACE WATER OR NEW GROUNDWATER SOURCE | 4 | NEW MAJOR RESERVOIR | 6 | OTHER INFRASTRUCTURE |  | 2075 | 4308 | GCWA OFF-CHANNEL LAKE/RESERVOIR | H | 999 | RESERVOIR | 11 | SAN JACINTO-BRAZOS | 0 | SURFACE WATER | 1 | NO WATER QUALITY IMPROVEMENTS |  | 2462 | 1 | GCWA off-channel reservoir | 66 | GULF COAST WATER AUTHORITY | H | WWP | WWP | N/A | N/A |  | Y | 2030 | 2030 | 0 | 0 | 32678970 | 32678970 | 32678970 | 32678970 | 197448012 | 40 | 66 | GULF COAST WATER AUTHORITY - FUTURE CUSTOMER/SURPLUS SUPPLY | H | WWP | MUNICIPAL | N/A | N/A | H | 79 | FORT BEND | 0 | 0 | 39500 | 39500 | 39500 | 39500 | N
677 | GCWA TO CITY OF GALVESTON CONTRACT | GCWA to City of Galveston contract | H | 6 | NEW SURFACE WATER OR NEW GROUNDWATER SOURCE | 5 | OTHER SURFACE WATER | 1 | NO INFRASTRUCTURE |  | 1916 | 3981 | BRAZOS RIVER AUTHORITY MAIN STEM LAKE/RESERVOIR SYSTEM | G | 999 | RESERVOIR | 12 | BRAZOS | 0 | SURFACE WATER | 1 | NO WATER QUALITY IMPROVEMENTS |  | 2012 | 2 | BRA system operations permit | 58 | GALVESTON | H | BOTH | MUNICIPAL | 227 | CITY |  | Y | 2020 | 2020 | 0 | 0 | 0 | 0 | 0 | 0 | 0 | 0 | 58 | GALVESTON - FUTURE CUSTOMER/SURPLUS SUPPLY | H | BOTH | MUNICIPAL | N/A | N/A | H | 84 | GALVESTON | 0 | 1225 | 1225 | 1225 | 1225 | 1225 | Y
677 | GCWA TO CITY OF GALVESTON CONTRACT | GCWA to City of Galveston contract | H | 6 | NEW SURFACE WATER OR NEW GROUNDWATER SOURCE | 5 | OTHER SURFACE WATER | 1 | NO INFRASTRUCTURE |  | 1914 | 531 | BRAZOS RIVER RUN-OF-RIVER | H | 79 | FORT BEND | 12 | BRAZOS | 0 | SURFACE WATER | 1 | NO WATER QUALITY IMPROVEMENTS |  | 2526 | 2 | Contract with City of Galveston - Brazos Run of River | 58 | GALVESTON | H | BOTH | MUNICIPAL | 227 | CITY |  | Y | 2020 | 2020 | 0 | 0 | 0 | 0 | 0 | 0 | 0 | 0 | 58 | GALVESTON - FUTURE CUSTOMER/SURPLUS SUPPLY | H | BOTH | MUNICIPAL | N/A | N/A | H | 84 | GALVESTON | 0 | 5360 | 5360 | 5360 | 5360 | 5360 | Y
677 | GCWA TO CITY OF GALVESTON CONTRACT | GCWA to City of Galveston contract | H | 6 | NEW SURFACE WATER OR NEW GROUNDWATER SOURCE | 5 | OTHER SURFACE WATER | 1 | NO INFRASTRUCTURE |  | 1915 | 523 | SAN JACINTO-BRAZOS RIVER RUN-OF-RIVER | H | 20 | BRAZORIA | 11 | SAN JACINTO-BRAZOS | 0 | SURFACE WATER | 1 | NO WATER QUALITY IMPROVEMENTS |  | 2530 | 2 | Contract with City of Galveston - San Jacinto-Brazos Run of River | 58 | GALVESTON | H | BOTH | MUNICIPAL | 227 | CITY |  | N | 2020 | 2020 | 0 | 0 | 0 | 0 | 0 | 0 | 0 | 0 | 58 | GALVESTON - FUTURE CUSTOMER/SURPLUS SUPPLY | H | BOTH | MUNICIPAL | N/A | N/A | H | 84 | GALVESTON | 0 | 677 | 677 | 677 | 677 | 677 | Y
674 | GCWA TO MISSOURI CITY CONTRACT | GCWA to City of Missouri City contract | H | 6 | NEW SURFACE WATER OR NEW GROUNDWATER SOURCE | 4 | NEW MAJOR RESERVOIR | 1 | NO INFRASTRUCTURE |  | 1907 | 3850 | ALLENS CREEK LAKE/RESERVOIR | H | 999 | RESERVOIR | 12 | BRAZOS | 0 | SURFACE WATER | 1 | NO WATER QUALITY IMPROVEMENTS |  | 2001 | 2 | Allens Creek Reservoir | 2071 | MISSOURI CITY | H | BOTH | MUNICIPAL | 409 | CITY |  | Y | 2030 | 2030 | 0 | 0 | 0 | 0 | 0 | 0 | 0 | 0 | 2071 | MISSOURI CITY | H | BOTH | MUNICIPAL | 409 | CITY | H | 79 | FORT BEND | 0 | 0 | 68 | 321 | 571 | 594 | Y
674 | GCWA TO MISSOURI CITY CONTRACT | GCWA to City of Missouri City contract | H | 6 | NEW SURFACE WATER OR NEW GROUNDWATER SOURCE | 5 | OTHER SURFACE WATER | 1 | NO INFRASTRUCTURE |  | 1908 | 3981 | BRAZOS RIVER AUTHORITY MAIN STEM LAKE/RESERVOIR SYSTEM | G | 999 | RESERVOIR | 12 | BRAZOS | 0 | SURFACE WATER | 1 | NO WATER QUALITY IMPROVEMENTS |  | 2012 | 2 | BRA system operations permit | 2071 | MISSOURI CITY | H | BOTH | MUNICIPAL | 409 | CITY |  | Y | 2020 | 2020 | 0 | 0 | 0 | 0 | 0 | 0 | 0 | 0 | 2071 | MISSOURI CITY | H | BOTH | MUNICIPAL | 409 | CITY | H | 79 | FORT BEND | 0 | 713 | 6262 | 10340 | 10340 | 10340 | Y
674 | GCWA TO MISSOURI CITY CONTRACT | GCWA to City of Missouri City contract | H | 6 | NEW SURFACE WATER OR NEW GROUNDWATER SOURCE | 4 | NEW MAJOR RESERVOIR | 1 | NO INFRASTRUCTURE |  | 2460 | 4453 | FORT BEND OFF-CHANNEL LAKE/RESERVOIR | H | 999 | RESERVOIR | 12 | BRAZOS | 0 | SURFACE WATER | 1 | NO WATER QUALITY IMPROVEMENTS |  | 4624 | 2 | Fort Bend off-channel reservoir | 2071 | MISSOURI CITY | H | BOTH | MUNICIPAL | 409 | CITY |  | Y | 2060 | 2060 | 0 | 0 | 0 | 0 | 0 | 0 | 0 | 0 | 2071 | MISSOURI CITY | H | BOTH | MUNICIPAL | 409 | CITY | H | 79 | FORT BEND | 0 | 0 | 0 | 0 | 0 | 4501 | Y
676 | GCWA FBC WCID #2 CONTRACT | GCWA to Fort Bend County WCID #2 contract | H | 6 | NEW SURFACE WATER OR NEW GROUNDWATER SOURCE | 5 | OTHER SURFACE WATER | 1 | NO INFRASTRUCTURE |  | 1912 | 3981 | BRAZOS RIVER AUTHORITY MAIN STEM LAKE/RESERVOIR SYSTEM | G | 999 | RESERVOIR | 12 | BRAZOS | 0 | SURFACE WATER | 1 | NO WATER QUALITY IMPROVEMENTS |  | 2012 | 2 | BRA system operations permit | 54 | FORT BEND COUNTY WCID #2 | H | WWP | WWP | N/A | N/A |  | Y | 2020 | 2020 | 0 | 0 | 0 | 0 | 0 | 0 | 0 | 0 | 54 | FORT BEND COUNTY WCID #2 - FUTURE CUSTOMER/SURPLUS SUPPLY | H | WWP | MUNICIPAL | N/A | N/A | H | 79 | FORT BEND | 0 | 491 | 1092 | 1092 | 1092 | 1092 | Y
675 | GCWA TO GC WCID #1 CONTRACT | GCWA to Galveston County WCID #1 contract | H | 6 | NEW SURFACE WATER OR NEW GROUNDWATER SOURCE | 4 | NEW MAJOR RESERVOIR | 1 | NO INFRASTRUCTURE |  | 1913 | 3850 | ALLENS CREEK LAKE/RESERVOIR | H | 999 | RESERVOIR | 12 | BRAZOS | 0 | SURFACE WATER | 1 | NO WATER QUALITY IMPROVEMENTS |  | 2001 | 2 | Allens Creek Reservoir | 59 | GALVESTON COUNTY WCID #1 | H | WWP | WWP | N/A | N/A |  | Y | 2020 | 2020 | 0 | 0 | 0 | 0 | 0 | 0 | 0 | 0 | 59 | GALVESTON COUNTY WCID #1 - FUTURE CUSTOMER/SURPLUS SUPPLY | H | WWP | MUNICIPAL | N/A | N/A | H | 84 | GALVESTON | 0 | 131 | 274 | 305 | 340 | 379 | Y
675 | GCWA TO GC WCID #1 CONTRACT | GCWA to Galveston County WCID #1 contract | H | 6 | NEW SURFACE WATER OR NEW GROUNDWATER SOURCE | 5 | OTHER SURFACE WATER | 1 | NO INFRASTRUCTURE |  | 1911 | 3981 | BRAZOS RIVER AUTHORITY MAIN STEM LAKE/RESERVOIR SYSTEM | G | 999 | RESERVOIR | 12 | BRAZOS | 0 | SURFACE WATER | 1 | NO WATER QUALITY IMPROVEMENTS |  | 2012 | 2 | BRA system operations permit | 59 | GALVESTON COUNTY WCID #1 | H | WWP | WWP | N/A | N/A |  | Y | 2020 | 2020 | 0 | 0 | 0 | 0 | 0 | 0 | 0 | 0 | 59 | GALVESTON COUNTY WCID #1 - FUTURE CUSTOMER/SURPLUS SUPPLY | H | WWP | MUNICIPAL | N/A | N/A | H | 84 | GALVESTON | 0 | 107 | 107 | 107 | 107 | 107 | Y
675 | GCWA TO GC WCID #1 CONTRACT | GCWA to Galveston County WCID #1 contract | H | 6 | NEW SURFACE WATER OR NEW GROUNDWATER SOURCE | 5 | OTHER SURFACE WATER | 1 | NO INFRASTRUCTURE |  | 1909 | 531 | BRAZOS RIVER RUN-OF-RIVER | H | 79 | FORT BEND | 12 | BRAZOS | 0 | SURFACE WATER | 1 | NO WATER QUALITY IMPROVEMENTS |  | 2527 | 2 | Contract with Galveston County WCID #1 - Brazos Run of River | 59 | GALVESTON COUNTY WCID #1 | H | WWP | WWP | N/A | N/A |  | Y | 2020 | 2020 | 0 | 0 | 0 | 0 | 0 | 0 | 0 | 0 | 59 | GALVESTON COUNTY WCID #1 - FUTURE CUSTOMER/SURPLUS SUPPLY | H | WWP | MUNICIPAL | N/A | N/A | H | 84 | GALVESTON | 0 | 469 | 469 | 469 | 469 | 469 | Y
675 | GCWA TO GC WCID #1 CONTRACT | GCWA to Galveston County WCID #1 contract | H | 6 | NEW SURFACE WATER OR NEW GROUNDWATER SOURCE | 5 | OTHER SURFACE WATER | 1 | NO INFRASTRUCTURE |  | 1910 | 523 | SAN JACINTO-BRAZOS RIVER RUN-OF-RIVER | H | 20 | BRAZORIA | 11 | SAN JACINTO-BRAZOS | 0 | SURFACE WATER | 1 | NO WATER QUALITY IMPROVEMENTS |  | 2531 | 2 | Contract with Galveston County WCID #1 - San Jacinto-Brazos Run of River | 59 | GALVESTON COUNTY WCID #1 | H | WWP | WWP | N/A | N/A |  | N | 2020 | 2020 | 0 | 0 | 0 | 0 | 0 | 0 | 0 | 0 | 59 | GALVESTON COUNTY WCID #1 - FUTURE CUSTOMER/SURPLUS SUPPLY | H | WWP | MUNICIPAL | N/A | N/A | H | 84 | GALVESTON | 0 | 59 | 59 | 59 | 59 | 59 | Y
380 | GOLDTHWAITE CHANNEL DAM | Goldthwaite Channel Dam | K | 6 | NEW SURFACE WATER OR NEW GROUNDWATER SOURCE | 5 | OTHER SURFACE WATER | 6 | OTHER INFRASTRUCTURE |  | 1440 | 692 | GOLDTHWAITE LAKE/RESERVOIR | K | 999 | RESERVOIR | 14 | COLORADO | 0 | SURFACE WATER | 1 | NO WATER QUALITY IMPROVEMENTS |  | 7074 | 1 | Goldthwaite Channel Dam | 844 | GOLDTHWAITE | K | WUG | MUNICIPAL | 239 | CITY |  | N | 2010 | 2010 | 414787 | 414787 | 414787 | 414787 | 414787 | 414787 | 1841800 | 20 | 844 | GOLDTHWAITE | K | WUG | MUNICIPAL | 239 | CITY | K | 167 | MILLS | 300 | 300 | 300 | 300 | 300 | 300 | N
196 | GOLF COURSE CONSERVATION | Golf course conservation | C | 3 | CONSERVATION | 2 | IRRIGATION CONSERVATION | 1 | NO INFRASTRUCTURE |  | 631 | 2498 | CONSERVATION | C | 43 | COLLIN | 8 | TRINITY | 3 | CONSERVATION | 1 | NO WATER QUALITY IMPROVEMENTS |  | 4128 | 1 | Golf course conservation | 1020 | IRRIGATION, COLLIN | C | WUG | IRRIGATION | 1004 | N/A |  | N | 2010 | 2010 | 1665 | 27476 | 52871 | 66192 | 78682 | 91171 | 0 | 0 | 1020 | IRRIGATION, COLLIN | C | WUG | IRRIGATION | 1004 | N/A | C | 43 | COLLIN | 6 | 99 | 190 | 238 | 283 | 328 | N
196 | GOLF COURSE CONSERVATION | Golf course conservation | C | 3 | CONSERVATION | 2 | IRRIGATION CONSERVATION | 1 | NO INFRASTRUCTURE |  | 632 | 2394 | CONSERVATION | C | 49 | COOKE | 2 | RED | 3 | CONSERVATION | 1 | NO WATER QUALITY IMPROVEMENTS |  | 5118 | 1 | Golf course conservation | 1026 | IRRIGATION, COOKE | C | WUG | IRRIGATION | 1004 | N/A |  | N | 2020 | 2020 | 0 | 664 | 1126 | 1354 | 1679 | 2175 | 0 | 0 | 1026 | IRRIGATION, COOKE | C | WUG | IRRIGATION | 1004 | N/A | C | 49 | COOKE | 0 | 3 | 4 | 5 | 6 | 8 | N
196 | GOLF COURSE CONSERVATION | Golf course conservation | C | 3 | CONSERVATION | 2 | IRRIGATION CONSERVATION | 1 | NO INFRASTRUCTURE |  | 635 | 2499 | CONSERVATION | C | 49 | COOKE | 8 | TRINITY | 3 | CONSERVATION | 1 | NO WATER QUALITY IMPROVEMENTS |  | 4191 | 1 | Golf course conservation | 1026 | IRRIGATION, COOKE | C | WUG | IRRIGATION | 1004 | N/A |  | N | 2020 | 2020 | 91 | 886 | 1971 | 2708 | 3359 | 3807 | 0 | 0 | 1026 | IRRIGATION, COOKE | C | WUG | IRRIGATION | 1004 | N/A | C | 49 | COOKE | 0 | 4 | 7 | 10 | 12 | 14 | N
196 | GOLF COURSE CONSERVATION | Golf course conservation | C | 3 | CONSERVATION | 2 | IRRIGATION CONSERVATION | 1 | NO INFRASTRUCTURE |  | 633 | 2500 | CONSERVATION | C | 57 | DALLAS | 8 | TRINITY | 3 | CONSERVATION | 1 | NO WATER QUALITY IMPROVEMENTS |  | 4202 | 1 | Golf course conservation | 1033 | IRRIGATION, DALLAS | C | WUG | IRRIGATION | 1004 | N/A |  | N | 2010 | 2010 | 7221 | 119143 | 229260 | 287026 | 341181 | 395337 | 0 | 0 | 1033 | IRRIGATION, DALLAS | C | WUG | IRRIGATION | 1004 | N/A | C | 57 | DALLAS | 26 | 429 | 825 | 1032 | 1227 | 1422 | N
196 | GOLF COURSE CONSERVATION | Golf course conservation | C | 3 | CONSERVATION | 2 | IRRIGATION CONSERVATION | 1 | NO INFRASTRUCTURE |  | 636 | 2502 | CONSERVATION | C | 70 | ELLIS | 8 | TRINITY | 3 | CONSERVATION | 1 | NO WATER QUALITY IMPROVEMENTS |  | 4333 | 1 | Golf course conservation | 1046 | IRRIGATION, ELLIS | C | WUG | IRRIGATION | 1004 | N/A |  | N | 2010 | 2010 | 257 | 4248 | 8173 | 10233 | 12163 | 14094 | 0 | 0 | 1046 | IRRIGATION, ELLIS | C | WUG | IRRIGATION | 1004 | N/A | C | 70 | ELLIS | 1 | 15 | 29 | 37 | 44 | 51 | N
196 | GOLF COURSE CONSERVATION | Golf course conservation | C | 3 | CONSERVATION | 2 | IRRIGATION CONSERVATION | 1 | NO INFRASTRUCTURE |  | 638 | 2515 | CONSERVATION | C | 129 | KAUFMAN | 8 | TRINITY | 3 | CONSERVATION | 1 | NO WATER QUALITY IMPROVEMENTS |  | 4434 | 1 | Golf course conservation | 1101 | IRRIGATION, KAUFMAN | C | WUG | IRRIGATION | 1004 | N/A |  | N | 2010 | 2010 | 1210 | 20094 | 38910 | 49126 | 58878 | 68550 | 0 | 0 | 1101 | IRRIGATION, KAUFMAN | C | WUG | IRRIGATION | 1004 | N/A | C | 129 | KAUFMAN | 4 | 72 | 140 | 177 | 212 | 247 | N
196 | GOLF COURSE CONSERVATION | Golf course conservation | C | 3 | CONSERVATION | 2 | IRRIGATION CONSERVATION | 1 | NO INFRASTRUCTURE |  | 634 | 2524 | CONSERVATION | C | 199 | ROCKWALL | 8 | TRINITY | 3 | CONSERVATION | 1 | NO WATER QUALITY IMPROVEMENTS |  | 4505 | 1 | Golf course conservation | 1165 | IRRIGATION, ROCKWALL | C | WUG | IRRIGATION | 1004 | N/A |  | N | 2010 | 2010 | 626 | 10321 | 19860 | 24864 | 29555 | 34246 | 0 | 0 | 1165 | IRRIGATION, ROCKWALL | C | WUG | IRRIGATION | 1004 | N/A | C | 199 | ROCKWALL | 2 | 41 | 76 | 89 | 106 | 123 | N
196 | GOLF COURSE CONSERVATION | Golf course conservation | C | 3 | CONSERVATION | 2 | IRRIGATION CONSERVATION | 1 | NO INFRASTRUCTURE |  | 637 | 2526 | CONSERVATION | C | 220 | TARRANT | 8 | TRINITY | 3 | CONSERVATION | 1 | NO WATER QUALITY IMPROVEMENTS |  | 4528 | 1 | Golf course conservation | 1185 | IRRIGATION, TARRANT | C | WUG | IRRIGATION | 1004 | N/A |  | N | 2010 | 2010 | 4618 | 76199 | 146626 | 183571 | 218207 | 252843 | 0 | 0 | 1185 | IRRIGATION, TARRANT | C | WUG | IRRIGATION | 1004 | N/A | C | 220 | TARRANT | 17 | 274 | 527 | 660 | 785 | 910 | N
196 | GOLF COURSE CONSERVATION | Golf course conservation | C | 3 | CONSERVATION | 2 | IRRIGATION CONSERVATION | 1 | NO INFRASTRUCTURE |  | 639 | 2530 | CONSERVATION | C | 249 | WISE | 8 | TRINITY | 3 | CONSERVATION | 1 | NO WATER QUALITY IMPROVEMENTS |  | 4592 | 1 | Golf course conservation | 1213 | IRRIGATION, WISE | C | WUG | IRRIGATION | 1004 | N/A |  | N | 2020 | 2020 | 90 | 1477 | 2842 | 3558 | 4230 | 4901 | 0 | 0 | 1213 | IRRIGATION, WISE | C | WUG | IRRIGATION | 1004 | N/A | C | 249 | WISE | 0 | 5 | 10 | 13 | 15 | 18 | N
426 | GRAYSON COUNTY PROJECT | Grayson County project | C | 5 | EXISTING SOURCE OR EXPANDED USE OF AN EXISTING SOURCE (SURFACE WATER OR GROUNDWATER) | 5 | OTHER SURFACE WATER | 4 | PIPELINE AND WATER TREATMENT PLANT |  | 1403 | 90 | TEXOMA LAKE/RESERVOIR NON-SYSTEM PORTION | C | 999 | RESERVOIR | 2 | RED | 0 | SURFACE WATER | 1 | NO WATER QUALITY IMPROVEMENTS |  | 5207 | 1 | Grayson County project | 62 | GREATER TEXOMA UTILITY AUTHORITY | C | WWP | WWP | N/A | N/A |  | Y | 2020 | 2020 | 0 | 13351500 | 13351500 | 13351500 | 3470500 | 3470500 | 136016000 | 30 | 238 | BELLS | C | WUG | MUNICIPAL | 824 | CITY | C | 91 | GRAYSON | 0 | 76 | 142 | 197 | 243 | 279 | N
426 | GRAYSON COUNTY PROJECT | Grayson County project | C | 5 | EXISTING SOURCE OR EXPANDED USE OF AN EXISTING SOURCE (SURFACE WATER OR GROUNDWATER) | 5 | OTHER SURFACE WATER | 4 | PIPELINE AND WATER TREATMENT PLANT |  | 1403 | 90 | TEXOMA LAKE/RESERVOIR NON-SYSTEM PORTION | C | 999 | RESERVOIR | 2 | RED | 0 | SURFACE WATER | 1 | NO WATER QUALITY IMPROVEMENTS |  | 5207 | 1 | Grayson County project | 62 | GREATER TEXOMA UTILITY AUTHORITY | C | WWP | WWP | N/A | N/A |  | Y | 2020 | 2020 | 0 | 13351500 | 13351500 | 13351500 | 3470500 | 3470500 | 136016000 | 30 | 383 | COLLINSVILLE | C | WUG | MUNICIPAL | 765 | CITY | C | 91 | GRAYSON | 0 | 96 | 190 | 283 | 376 | 468 | N
426 | GRAYSON COUNTY PROJECT | Grayson County project | C | 5 | EXISTING SOURCE OR EXPANDED USE OF AN EXISTING SOURCE (SURFACE WATER OR GROUNDWATER) | 5 | OTHER SURFACE WATER | 4 | PIPELINE AND WATER TREATMENT PLANT |  | 1403 | 90 | TEXOMA LAKE/RESERVOIR NON-SYSTEM PORTION | C | 999 | RESERVOIR | 2 | RED | 0 | SURFACE WATER | 1 | NO WATER QUALITY IMPROVEMENTS |  | 5207 | 1 | Grayson County project | 62 | GREATER TEXOMA UTILITY AUTHORITY | C | WWP | WWP | N/A | N/A |  | Y | 2020 | 2020 | 0 | 13351500 | 13351500 | 13351500 | 3470500 | 3470500 | 136016000 | 30 | 502 | COUNTY-OTHER, GRAYSON | C | WUG | MUNICIPAL | 757 | COUNTY-OTHER | C | 91 | GRAYSON | 0 | 762 | 860 | 1014 | 1181 | 1492 | N
426 | GRAYSON COUNTY PROJECT | Grayson County project | C | 5 | EXISTING SOURCE OR EXPANDED USE OF AN EXISTING SOURCE (SURFACE WATER OR GROUNDWATER) | 5 | OTHER SURFACE WATER | 4 | PIPELINE AND WATER TREATMENT PLANT |  | 1403 | 90 | TEXOMA LAKE/RESERVOIR NON-SYSTEM PORTION | C | 999 | RESERVOIR | 2 | RED | 0 | SURFACE WATER | 1 | NO WATER QUALITY IMPROVEMENTS |  | 5207 | 1 | Grayson County project | 62 | GREATER TEXOMA UTILITY AUTHORITY | C | WWP | WWP | N/A | N/A |  | Y | 2010 | 2010 | 0 | 13351500 | 13351500 | 13351500 | 3470500 | 3470500 | 136016000 | 30 | 62 | GREATER TEXOMA UTILITY AUTHORITY - FUTURE CUSTOMER/SURPLUS SUPPLY | C | WWP | MUNICIPAL | N/A | N/A | C | 91 | GRAYSON | 200 | 3510 | 2643 | 878 | 2328 | 2416 | N
426 | GRAYSON COUNTY PROJECT | Grayson County project | C | 5 | EXISTING SOURCE OR EXPANDED USE OF AN EXISTING SOURCE (SURFACE WATER OR GROUNDWATER) | 5 | OTHER SURFACE WATER | 4 | PIPELINE AND WATER TREATMENT PLANT |  | 1403 | 90 | TEXOMA LAKE/RESERVOIR NON-SYSTEM PORTION | C | 999 | RESERVOIR | 2 | RED | 0 | SURFACE WATER | 1 | NO WATER QUALITY IMPROVEMENTS |  | 5207 | 1 | Grayson County project | 62 | GREATER TEXOMA UTILITY AUTHORITY | C | WWP | WWP | N/A | N/A |  | Y | 2020 | 2020 | 0 | 13351500 | 13351500 | 13351500 | 3470500 | 3470500 | 136016000 | 30 | 870 | GUNTER | C | WUG | MUNICIPAL | 876 | CITY | C | 91 | GRAYSON | 0 | 173 | 333 | 508 | 661 | 771 | N
426 | GRAYSON COUNTY PROJECT | Grayson County project | C | 5 | EXISTING SOURCE OR EXPANDED USE OF AN EXISTING SOURCE (SURFACE WATER OR GROUNDWATER) | 5 | OTHER SURFACE WATER | 4 | PIPELINE AND WATER TREATMENT PLANT |  | 1403 | 90 | TEXOMA LAKE/RESERVOIR NON-SYSTEM PORTION | C | 999 | RESERVOIR | 2 | RED | 0 | SURFACE WATER | 1 | NO WATER QUALITY IMPROVEMENTS |  | 5207 | 1 | Grayson County project | 62 | GREATER TEXOMA UTILITY AUTHORITY | C | WWP | WWP | N/A | N/A |  | Y | 2020 | 2020 | 0 | 13351500 | 13351500 | 13351500 | 3470500 | 3470500 | 136016000 | 30 | 1606 | LUELLA WSC | C | WUG | MUNICIPAL | 4239 | UTILITY | C | 91 | GRAYSON | 0 | 37 | 76 | 132 | 141 | 206 | N
426 | GRAYSON COUNTY PROJECT | Grayson County project | C | 5 | EXISTING SOURCE OR EXPANDED USE OF AN EXISTING SOURCE (SURFACE WATER OR GROUNDWATER) | 5 | OTHER SURFACE WATER | 4 | PIPELINE AND WATER TREATMENT PLANT |  | 1403 | 90 | TEXOMA LAKE/RESERVOIR NON-SYSTEM PORTION | C | 999 | RESERVOIR | 2 | RED | 0 | SURFACE WATER | 1 | NO WATER QUALITY IMPROVEMENTS |  | 5207 | 1 | Grayson County project | 62 | GREATER TEXOMA UTILITY AUTHORITY | C | WWP | WWP | N/A | N/A |  | Y | 2020 | 2020 | 0 | 13351500 | 13351500 | 13351500 | 3470500 | 3470500 | 136016000 | 30 | 1678 | MANUFACTURING, GRAYSON | C | WUG | MANUFACTURING | 1001 | N/A | C | 91 | GRAYSON | 0 | 1953 | 3194 | 4213 | 5079 | 6117 | N
426 | GRAYSON COUNTY PROJECT | Grayson County project | C | 5 | EXISTING SOURCE OR EXPANDED USE OF AN EXISTING SOURCE (SURFACE WATER OR GROUNDWATER) | 5 | OTHER SURFACE WATER | 4 | PIPELINE AND WATER TREATMENT PLANT |  | 1403 | 90 | TEXOMA LAKE/RESERVOIR NON-SYSTEM PORTION | C | 999 | RESERVOIR | 2 | RED | 0 | SURFACE WATER | 1 | NO WATER QUALITY IMPROVEMENTS |  | 5207 | 1 | Grayson County project | 62 | GREATER TEXOMA UTILITY AUTHORITY | C | WWP | WWP | N/A | N/A |  | Y | 2020 | 2020 | 0 | 13351500 | 13351500 | 13351500 | 3470500 | 3470500 | 136016000 | 30 | 871 | MARILEE SUD | C | WUG | MUNICIPAL | 4146 | UTILITY | C | 43 | COLLIN | 0 | 49 | 143 | 282 | 490 | 708 | N
426 | GRAYSON COUNTY PROJECT | Grayson County project | C | 5 | EXISTING SOURCE OR EXPANDED USE OF AN EXISTING SOURCE (SURFACE WATER OR GROUNDWATER) | 5 | OTHER SURFACE WATER | 4 | PIPELINE AND WATER TREATMENT PLANT |  | 1403 | 90 | TEXOMA LAKE/RESERVOIR NON-SYSTEM PORTION | C | 999 | RESERVOIR | 2 | RED | 0 | SURFACE WATER | 1 | NO WATER QUALITY IMPROVEMENTS |  | 5207 | 1 | Grayson County project | 62 | GREATER TEXOMA UTILITY AUTHORITY | C | WWP | WWP | N/A | N/A |  | Y | 2030 | 2030 | 0 | 13351500 | 13351500 | 13351500 | 3470500 | 3470500 | 136016000 | 30 | 871 | MARILEE SUD | C | WUG | MUNICIPAL | 4146 | UTILITY | C | 91 | GRAYSON | 0 | 0 | 50 | 98 | 172 | 272 | N
426 | GRAYSON COUNTY PROJECT | Grayson County project | C | 5 | EXISTING SOURCE OR EXPANDED USE OF AN EXISTING SOURCE (SURFACE WATER OR GROUNDWATER) | 5 | OTHER SURFACE WATER | 4 | PIPELINE AND WATER TREATMENT PLANT |  | 1403 | 90 | TEXOMA LAKE/RESERVOIR NON-SYSTEM PORTION | C | 999 | RESERVOIR | 2 | RED | 0 | SURFACE WATER | 1 | NO WATER QUALITY IMPROVEMENTS |  | 5207 | 1 | Grayson County project | 62 | GREATER TEXOMA UTILITY AUTHORITY | C | WWP | WWP | N/A | N/A |  | Y | 2020 | 2020 | 0 | 13351500 | 13351500 | 13351500 | 3470500 | 3470500 | 136016000 | 30 | 2231 | POTTSBORO | C | WUG | MUNICIPAL | 797 | CITY | C | 91 | GRAYSON | 0 | 222 | 504 | 739 | 977 | 1074 | N
426 | GRAYSON COUNTY PROJECT | Grayson County project | C | 5 | EXISTING SOURCE OR EXPANDED USE OF AN EXISTING SOURCE (SURFACE WATER OR GROUNDWATER) | 5 | OTHER SURFACE WATER | 4 | PIPELINE AND WATER TREATMENT PLANT |  | 1403 | 90 | TEXOMA LAKE/RESERVOIR NON-SYSTEM PORTION | C | 999 | RESERVOIR | 2 | RED | 0 | SURFACE WATER | 1 | NO WATER QUALITY IMPROVEMENTS |  | 5207 | 1 | Grayson County project | 62 | GREATER TEXOMA UTILITY AUTHORITY | C | WWP | WWP | N/A | N/A |  | Y | 2030 | 2030 | 0 | 13351500 | 13351500 | 13351500 | 3470500 | 3470500 | 136016000 | 30 | 2355 | SHERMAN | C | BOTH | MUNICIPAL | 556 | CITY | C | 91 | GRAYSON | 0 | 0 | 1476 | 3166 | 4715 | 7313 | N
426 | GRAYSON COUNTY PROJECT | Grayson County project | C | 5 | EXISTING SOURCE OR EXPANDED USE OF AN EXISTING SOURCE (SURFACE WATER OR GROUNDWATER) | 5 | OTHER SURFACE WATER | 4 | PIPELINE AND WATER TREATMENT PLANT |  | 1403 | 90 | TEXOMA LAKE/RESERVOIR NON-SYSTEM PORTION | C | 999 | RESERVOIR | 2 | RED | 0 | SURFACE WATER | 1 | NO WATER QUALITY IMPROVEMENTS |  | 5207 | 1 | Grayson County project | 62 | GREATER TEXOMA UTILITY AUTHORITY | C | WWP | WWP | N/A | N/A |  | Y | 2040 | 2040 | 0 | 13351500 | 13351500 | 13351500 | 3470500 | 3470500 | 136016000 | 30 | 2376 | SOUTH GRAYSON WSC | C | WUG | MUNICIPAL | 4336 | UTILITY | C | 91 | GRAYSON | 0 | 0 | 0 | 75 | 175 | 300 | N
426 | GRAYSON COUNTY PROJECT | Grayson County project | C | 5 | EXISTING SOURCE OR EXPANDED USE OF AN EXISTING SOURCE (SURFACE WATER OR GROUNDWATER) | 5 | OTHER SURFACE WATER | 4 | PIPELINE AND WATER TREATMENT PLANT |  | 1403 | 90 | TEXOMA LAKE/RESERVOIR NON-SYSTEM PORTION | C | 999 | RESERVOIR | 2 | RED | 0 | SURFACE WATER | 1 | NO WATER QUALITY IMPROVEMENTS |  | 5207 | 1 | Grayson County project | 62 | GREATER TEXOMA UTILITY AUTHORITY | C | WWP | WWP | N/A | N/A |  | Y | 2020 | 2020 | 0 | 13351500 | 13351500 | 13351500 | 3470500 | 3470500 | 136016000 | 30 | 2384 | SOUTHMAYD | C | WUG | MUNICIPAL | 961 | CITY | C | 91 | GRAYSON | 0 | 38 | 95 | 208 | 377 | 493 | N
426 | GRAYSON COUNTY PROJECT | Grayson County project | C | 5 | EXISTING SOURCE OR EXPANDED USE OF AN EXISTING SOURCE (SURFACE WATER OR GROUNDWATER) | 5 | OTHER SURFACE WATER | 4 | PIPELINE AND WATER TREATMENT PLANT |  | 1403 | 90 | TEXOMA LAKE/RESERVOIR NON-SYSTEM PORTION | C | 999 | RESERVOIR | 2 | RED | 0 | SURFACE WATER | 1 | NO WATER QUALITY IMPROVEMENTS |  | 5207 | 1 | Grayson County project | 62 | GREATER TEXOMA UTILITY AUTHORITY | C | WWP | WWP | N/A | N/A |  | Y | 2020 | 2020 | 0 | 13351500 | 13351500 | 13351500 | 3470500 | 3470500 | 136016000 | 30 | 2528 | TIOGA | C | WUG | MUNICIPAL | 974 | CITY | C | 91 | GRAYSON | 0 | 209 | 340 | 381 | 422 | 441 | N
426 | GRAYSON COUNTY PROJECT | Grayson County project | C | 5 | EXISTING SOURCE OR EXPANDED USE OF AN EXISTING SOURCE (SURFACE WATER OR GROUNDWATER) | 5 | OTHER SURFACE WATER | 4 | PIPELINE AND WATER TREATMENT PLANT |  | 1403 | 90 | TEXOMA LAKE/RESERVOIR NON-SYSTEM PORTION | C | 999 | RESERVOIR | 2 | RED | 0 | SURFACE WATER | 1 | NO WATER QUALITY IMPROVEMENTS |  | 5207 | 1 | Grayson County project | 62 | GREATER TEXOMA UTILITY AUTHORITY | C | WWP | WWP | N/A | N/A |  | Y | 2020 | 2020 | 0 | 13351500 | 13351500 | 13351500 | 3470500 | 3470500 | 136016000 | 30 | 2530 | TOM BEAN | C | WUG | MUNICIPAL | 976 | CITY | C | 91 | GRAYSON | 0 | 9 | 31 | 58 | 91 | 97 | N
426 | GRAYSON COUNTY PROJECT | Grayson County project | C | 5 | EXISTING SOURCE OR EXPANDED USE OF AN EXISTING SOURCE (SURFACE WATER OR GROUNDWATER) | 5 | OTHER SURFACE WATER | 4 | PIPELINE AND WATER TREATMENT PLANT |  | 1403 | 90 | TEXOMA LAKE/RESERVOIR NON-SYSTEM PORTION | C | 999 | RESERVOIR | 2 | RED | 0 | SURFACE WATER | 1 | NO WATER QUALITY IMPROVEMENTS |  | 5207 | 1 | Grayson County project | 62 | GREATER TEXOMA UTILITY AUTHORITY | C | WWP | WWP | N/A | N/A |  | Y | 2020 | 2020 | 0 | 13351500 | 13351500 | 13351500 | 3470500 | 3470500 | 136016000 | 30 | 2552 | TWO WAY SUD | C | WUG | MUNICIPAL | 4367 | UTILITY | C | 91 | GRAYSON | 0 | 190 | 329 | 468 | 605 | 742 | N
426 | GRAYSON COUNTY PROJECT | Grayson County project | C | 5 | EXISTING SOURCE OR EXPANDED USE OF AN EXISTING SOURCE (SURFACE WATER OR GROUNDWATER) | 5 | OTHER SURFACE WATER | 4 | PIPELINE AND WATER TREATMENT PLANT |  | 1403 | 90 | TEXOMA LAKE/RESERVOIR NON-SYSTEM PORTION | C | 999 | RESERVOIR | 2 | RED | 0 | SURFACE WATER | 1 | NO WATER QUALITY IMPROVEMENTS |  | 5207 | 1 | Grayson County project | 62 | GREATER TEXOMA UTILITY AUTHORITY | C | WWP | WWP | N/A | N/A |  | Y | 2020 | 2020 | 0 | 13351500 | 13351500 | 13351500 | 3470500 | 3470500 | 136016000 | 30 | 2617 | WHITESBORO | C | WUG | MUNICIPAL | 650 | CITY | C | 91 | GRAYSON | 0 | 47 | 140 | 184 | 319 | 633 | N
426 | GRAYSON COUNTY PROJECT | Grayson County project | C | 5 | EXISTING SOURCE OR EXPANDED USE OF AN EXISTING SOURCE (SURFACE WATER OR GROUNDWATER) | 5 | OTHER SURFACE WATER | 4 | PIPELINE AND WATER TREATMENT PLANT |  | 1403 | 90 | TEXOMA LAKE/RESERVOIR NON-SYSTEM PORTION | C | 999 | RESERVOIR | 2 | RED | 0 | SURFACE WATER | 1 | NO WATER QUALITY IMPROVEMENTS |  | 5207 | 1 | Grayson County project | 62 | GREATER TEXOMA UTILITY AUTHORITY | C | WWP | WWP | N/A | N/A |  | Y | 2020 | 2020 | 0 | 13351500 | 13351500 | 13351500 | 3470500 | 3470500 | 136016000 | 30 | 2618 | WHITEWRIGHT | C | WUG | MUNICIPAL | 652 | CITY | C | 91 | GRAYSON | 0 | 189 | 374 | 556 | 688 | 818 | N
426 | GRAYSON COUNTY PROJECT | Grayson County project | C | 5 | EXISTING SOURCE OR EXPANDED USE OF AN EXISTING SOURCE (SURFACE WATER OR GROUNDWATER) | 5 | OTHER SURFACE WATER | 4 | PIPELINE AND WATER TREATMENT PLANT |  | 1403 | 90 | TEXOMA LAKE/RESERVOIR NON-SYSTEM PORTION | C | 999 | RESERVOIR | 2 | RED | 0 | SURFACE WATER | 1 | NO WATER QUALITY IMPROVEMENTS |  | 5207 | 1 | Grayson County project | 2355 | SHERMAN | C | BOTH | MUNICIPAL | 556 | CITY |  | Y | 2020 | 2020 | 0 | 20681500 | 30681500 | 20681500 | 10069500 | 10069500 | 146071000 | 30 | 238 | BELLS | C | WUG | MUNICIPAL | 824 | CITY | C | 91 | GRAYSON | 0 | 80 | 150 | 210 | 260 | 300 | Y
426 | GRAYSON COUNTY PROJECT | Grayson County project | C | 5 | EXISTING SOURCE OR EXPANDED USE OF AN EXISTING SOURCE (SURFACE WATER OR GROUNDWATER) | 5 | OTHER SURFACE WATER | 4 | PIPELINE AND WATER TREATMENT PLANT |  | 1403 | 90 | TEXOMA LAKE/RESERVOIR NON-SYSTEM PORTION | C | 999 | RESERVOIR | 2 | RED | 0 | SURFACE WATER | 1 | NO WATER QUALITY IMPROVEMENTS |  | 5207 | 1 | Grayson County project | 2355 | SHERMAN | C | BOTH | MUNICIPAL | 556 | CITY |  | Y | 2020 | 2020 | 0 | 20681500 | 30681500 | 20681500 | 10069500 | 10069500 | 146071000 | 30 | 502 | COUNTY-OTHER, GRAYSON | C | WUG | MUNICIPAL | 757 | COUNTY-OTHER | C | 91 | GRAYSON | 0 | 100 | 100 | 200 | 300 | 600 | Y
426 | GRAYSON COUNTY PROJECT | Grayson County project | C | 5 | EXISTING SOURCE OR EXPANDED USE OF AN EXISTING SOURCE (SURFACE WATER OR GROUNDWATER) | 5 | OTHER SURFACE WATER | 4 | PIPELINE AND WATER TREATMENT PLANT |  | 1403 | 90 | TEXOMA LAKE/RESERVOIR NON-SYSTEM PORTION | C | 999 | RESERVOIR | 2 | RED | 0 | SURFACE WATER | 1 | NO WATER QUALITY IMPROVEMENTS |  | 5207 | 1 | Grayson County project | 2355 | SHERMAN | C | BOTH | MUNICIPAL | 556 | CITY |  | Y | 2020 | 2020 | 0 | 20681500 | 30681500 | 20681500 | 10069500 | 10069500 | 146071000 | 30 | 870 | GUNTER | C | WUG | MUNICIPAL | 876 | CITY | C | 91 | GRAYSON | 0 | 180 | 350 | 530 | 700 | 820 | Y
426 | GRAYSON COUNTY PROJECT | Grayson County project | C | 5 | EXISTING SOURCE OR EXPANDED USE OF AN EXISTING SOURCE (SURFACE WATER OR GROUNDWATER) | 5 | OTHER SURFACE WATER | 4 | PIPELINE AND WATER TREATMENT PLANT |  | 1403 | 90 | TEXOMA LAKE/RESERVOIR NON-SYSTEM PORTION | C | 999 | RESERVOIR | 2 | RED | 0 | SURFACE WATER | 1 | NO WATER QUALITY IMPROVEMENTS |  | 5207 | 1 | Grayson County project | 2355 | SHERMAN | C | BOTH | MUNICIPAL | 556 | CITY |  | Y | 2020 | 2020 | 0 | 20681500 | 30681500 | 20681500 | 10069500 | 10069500 | 146071000 | 30 | 1606 | LUELLA WSC | C | WUG | MUNICIPAL | 4239 | UTILITY | C | 91 | GRAYSON | 0 | 38 | 80 | 140 | 150 | 220 | Y
426 | GRAYSON COUNTY PROJECT | Grayson County project | C | 5 | EXISTING SOURCE OR EXPANDED USE OF AN EXISTING SOURCE (SURFACE WATER OR GROUNDWATER) | 5 | OTHER SURFACE WATER | 4 | PIPELINE AND WATER TREATMENT PLANT |  | 1403 | 90 | TEXOMA LAKE/RESERVOIR NON-SYSTEM PORTION | C | 999 | RESERVOIR | 2 | RED | 0 | SURFACE WATER | 1 | NO WATER QUALITY IMPROVEMENTS |  | 5207 | 1 | Grayson County project | 2355 | SHERMAN | C | BOTH | MUNICIPAL | 556 | CITY |  | Y | 2010 | 2020 | 0 | 20681500 | 30681500 | 20681500 | 10069500 | 10069500 | 146071000 | 30 | 1678 | MANUFACTURING, GRAYSON | C | WUG | MANUFACTURING | 1001 | N/A | C | 91 | GRAYSON | 0 | 1935 | 3194 | 4213 | 5079 | 6117 | Y
426 | GRAYSON COUNTY PROJECT | Grayson County project | C | 5 | EXISTING SOURCE OR EXPANDED USE OF AN EXISTING SOURCE (SURFACE WATER OR GROUNDWATER) | 5 | OTHER SURFACE WATER | 4 | PIPELINE AND WATER TREATMENT PLANT |  | 1403 | 90 | TEXOMA LAKE/RESERVOIR NON-SYSTEM PORTION | C | 999 | RESERVOIR | 2 | RED | 0 | SURFACE WATER | 1 | NO WATER QUALITY IMPROVEMENTS |  | 5207 | 1 | Grayson County project | 2355 | SHERMAN | C | BOTH | MUNICIPAL | 556 | CITY |  | Y | 2020 | 2020 | 0 | 20681500 | 30681500 | 20681500 | 10069500 | 10069500 | 146071000 | 30 | 871 | MARILEE SUD | C | WUG | MUNICIPAL | 4146 | UTILITY | C | 43 | COLLIN | 0 | 42 | 161 | 308 | 499 | 696 | Y
426 | GRAYSON COUNTY PROJECT | Grayson County project | C | 5 | EXISTING SOURCE OR EXPANDED USE OF AN EXISTING SOURCE (SURFACE WATER OR GROUNDWATER) | 5 | OTHER SURFACE WATER | 4 | PIPELINE AND WATER TREATMENT PLANT |  | 1403 | 90 | TEXOMA LAKE/RESERVOIR NON-SYSTEM PORTION | C | 999 | RESERVOIR | 2 | RED | 0 | SURFACE WATER | 1 | NO WATER QUALITY IMPROVEMENTS |  | 5207 | 1 | Grayson County project | 2355 | SHERMAN | C | BOTH | MUNICIPAL | 556 | CITY |  | Y | 2020 | 2020 | 0 | 20681500 | 30681500 | 20681500 | 10069500 | 10069500 | 146071000 | 30 | 871 | MARILEE SUD | C | WUG | MUNICIPAL | 4146 | UTILITY | C | 91 | GRAYSON | 0 | 8 | 36 | 80 | 175 | 301 | Y
426 | GRAYSON COUNTY PROJECT | Grayson County project | C | 5 | EXISTING SOURCE OR EXPANDED USE OF AN EXISTING SOURCE (SURFACE WATER OR GROUNDWATER) | 5 | OTHER SURFACE WATER | 4 | PIPELINE AND WATER TREATMENT PLANT |  | 1403 | 90 | TEXOMA LAKE/RESERVOIR NON-SYSTEM PORTION | C | 999 | RESERVOIR | 2 | RED | 0 | SURFACE WATER | 1 | NO WATER QUALITY IMPROVEMENTS |  | 5207 | 1 | Grayson County project | 2355 | SHERMAN | C | BOTH | MUNICIPAL | 556 | CITY |  | Y | 2020 | 2020 | 0 | 20681500 | 30681500 | 20681500 | 10069500 | 10069500 | 146071000 | 30 | 2355 | SHERMAN | C | BOTH | MUNICIPAL | 556 | CITY | C | 91 | GRAYSON | 0 | 2780 | 3511 | 1615 | 5488 | 9011 | Y
426 | GRAYSON COUNTY PROJECT | Grayson County project | C | 5 | EXISTING SOURCE OR EXPANDED USE OF AN EXISTING SOURCE (SURFACE WATER OR GROUNDWATER) | 5 | OTHER SURFACE WATER | 4 | PIPELINE AND WATER TREATMENT PLANT |  | 1403 | 90 | TEXOMA LAKE/RESERVOIR NON-SYSTEM PORTION | C | 999 | RESERVOIR | 2 | RED | 0 | SURFACE WATER | 1 | NO WATER QUALITY IMPROVEMENTS |  | 5207 | 1 | Grayson County project | 2355 | SHERMAN | C | BOTH | MUNICIPAL | 556 | CITY |  | Y | 2010 | 2020 | 0 | 20681500 | 30681500 | 20681500 | 10069500 | 10069500 | 146071000 | 30 | 2671 | STEAM ELECTRIC POWER, GRAYSON | C | WUG | STEAM ELECTRIC | 1002 | N/A | C | 91 | GRAYSON | 0 | 0 | 0 | 0 | 0 | 0 | Y
426 | GRAYSON COUNTY PROJECT | Grayson County project | C | 5 | EXISTING SOURCE OR EXPANDED USE OF AN EXISTING SOURCE (SURFACE WATER OR GROUNDWATER) | 5 | OTHER SURFACE WATER | 4 | PIPELINE AND WATER TREATMENT PLANT |  | 1403 | 90 | TEXOMA LAKE/RESERVOIR NON-SYSTEM PORTION | C | 999 | RESERVOIR | 2 | RED | 0 | SURFACE WATER | 1 | NO WATER QUALITY IMPROVEMENTS |  | 5207 | 1 | Grayson County project | 2355 | SHERMAN | C | BOTH | MUNICIPAL | 556 | CITY |  | Y | 2020 | 2020 | 0 | 20681500 | 30681500 | 20681500 | 10069500 | 10069500 | 146071000 | 30 | 2528 | TIOGA | C | WUG | MUNICIPAL | 974 | CITY | C | 91 | GRAYSON | 0 | 225 | 375 | 425 | 475 | 500 | Y
426 | GRAYSON COUNTY PROJECT | Grayson County project | C | 5 | EXISTING SOURCE OR EXPANDED USE OF AN EXISTING SOURCE (SURFACE WATER OR GROUNDWATER) | 5 | OTHER SURFACE WATER | 4 | PIPELINE AND WATER TREATMENT PLANT |  | 1403 | 90 | TEXOMA LAKE/RESERVOIR NON-SYSTEM PORTION | C | 999 | RESERVOIR | 2 | RED | 0 | SURFACE WATER | 1 | NO WATER QUALITY IMPROVEMENTS |  | 5207 | 1 | Grayson County project | 2355 | SHERMAN | C | BOTH | MUNICIPAL | 556 | CITY |  | Y | 2020 | 2020 | 0 | 20681500 | 30681500 | 20681500 | 10069500 | 10069500 | 146071000 | 30 | 2530 | TOM BEAN | C | WUG | MUNICIPAL | 976 | CITY | C | 91 | GRAYSON | 0 | 10 | 40 | 75 | 120 | 130 | Y
426 | GRAYSON COUNTY PROJECT | Grayson County project | C | 5 | EXISTING SOURCE OR EXPANDED USE OF AN EXISTING SOURCE (SURFACE WATER OR GROUNDWATER) | 5 | OTHER SURFACE WATER | 4 | PIPELINE AND WATER TREATMENT PLANT |  | 1403 | 90 | TEXOMA LAKE/RESERVOIR NON-SYSTEM PORTION | C | 999 | RESERVOIR | 2 | RED | 0 | SURFACE WATER | 1 | NO WATER QUALITY IMPROVEMENTS |  | 5207 | 1 | Grayson County project | 2355 | SHERMAN | C | BOTH | MUNICIPAL | 556 | CITY |  | Y | 2020 | 2020 | 0 | 20681500 | 30681500 | 20681500 | 10069500 | 10069500 | 146071000 | 30 | 2618 | WHITEWRIGHT | C | WUG | MUNICIPAL | 652 | CITY | C | 74 | FANNIN | 0 | 2 | 3 | 4 | 4 | 5 | Y
426 | GRAYSON COUNTY PROJECT | Grayson County project | C | 5 | EXISTING SOURCE OR EXPANDED USE OF AN EXISTING SOURCE (SURFACE WATER OR GROUNDWATER) | 5 | OTHER SURFACE WATER | 4 | PIPELINE AND WATER TREATMENT PLANT |  | 1403 | 90 | TEXOMA LAKE/RESERVOIR NON-SYSTEM PORTION | C | 999 | RESERVOIR | 2 | RED | 0 | SURFACE WATER | 1 | NO WATER QUALITY IMPROVEMENTS |  | 5207 | 1 | Grayson County project | 2355 | SHERMAN | C | BOTH | MUNICIPAL | 556 | CITY |  | Y | 2020 | 2020 | 0 | 20681500 | 30681500 | 20681500 | 10069500 | 10069500 | 146071000 | 30 | 2618 | WHITEWRIGHT | C | WUG | MUNICIPAL | 652 | CITY | C | 91 | GRAYSON | 0 | 200 | 400 | 600 | 750 | 900 | Y
876 | GROUNDWATER WELLS | Groundwater wells | J | 5 | EXISTING SOURCE OR EXPANDED USE OF AN EXISTING SOURCE (SURFACE WATER OR GROUNDWATER) | 6 | GROUNDWATER | 6 | OTHER INFRASTRUCTURE |  | 2362 | 1535 | EDWARDS-TRINITY-PLATEAU AQUIFER | J | 193 | REAL | 21 | NUECES | 1 | GROUNDWATER | 1 | NO WATER QUALITY IMPROVEMENTS |  | 4980 | 1 | Groundwater wells | 323 | CAMP WOOD | J | WUG | MUNICIPAL | 838 | CITY |  | N | 2010 | 2010 | 1200 | 1200 | 1200 | 1200 | 1200 | 1200 | 247250 | 20 | 323 | CAMP WOOD | J | WUG | MUNICIPAL | 838 | CITY | J | 193 | REAL | 172 | 172 | 172 | 172 | 172 | 172 | N
140 | GROUNDWATER/SURFACE WATER CONJUNCTIVE USE (LAKE GRANGER AUGMENTATION) | Groundwater/ surface water conjunctive use (Lake Granger Augmentation) | G | 5 | EXISTING SOURCE OR EXPANDED USE OF AN EXISTING SOURCE (SURFACE WATER OR GROUNDWATER) | 9 | CONJUNCTIVE USE | 6 | OTHER INFRASTRUCTURE |  | 1065 | 3980 | BRAZOS RIVER AUTHORITY LITTLE RIVER LAKE/RESERVOIR SYSTEM | G | 999 | RESERVOIR | 12 | BRAZOS | 0 | SURFACE WATER | 1 | NO WATER QUALITY IMPROVEMENTS |  | 2006 | 1 | Groundwater/ surface water conjunctive use (Lake Granger Augmentation) | 14 | BRAZOS RIVER AUTHORITY | G | WWP | WWP | N/A | N/A |  | N | 2010 | 2010 | 10665120 | 10665120 | 10665120 | 5933760 | 38898240 | 38898240 | 309085440 | 20 | 14 | BRAZOS RIVER AUTHORITY - FUTURE CUSTOMER/SURPLUS SUPPLY | G | WWP | MUNICIPAL | N/A | N/A | G | 155 | MCLENNAN | 17670 | 17334 | 16997 | 5605 | 19031 | 18327 | N
140 | GROUNDWATER/SURFACE WATER CONJUNCTIVE USE (LAKE GRANGER AUGMENTATION) | Groundwater/ surface water conjunctive use (Lake Granger Augmentation) | G | 5 | EXISTING SOURCE OR EXPANDED USE OF AN EXISTING SOURCE (SURFACE WATER OR GROUNDWATER) | 9 | CONJUNCTIVE USE | 6 | OTHER INFRASTRUCTURE |  | 1065 | 3980 | BRAZOS RIVER AUTHORITY LITTLE RIVER LAKE/RESERVOIR SYSTEM | G | 999 | RESERVOIR | 12 | BRAZOS | 0 | SURFACE WATER | 1 | NO WATER QUALITY IMPROVEMENTS |  | 2006 | 1 | Groundwater/ surface water conjunctive use (Lake Granger Augmentation) | 14 | BRAZOS RIVER AUTHORITY | G | WWP | WWP | N/A | N/A |  | N | 2050 | 2050 | 10665120 | 10665120 | 10665120 | 5933760 | 38898240 | 38898240 | 309085440 | 20 | 353 | CHISHOLM TRAIL SUD | G | WUG | MUNICIPAL | 4054 | UTILITY | G | 246 | WILLIAMSON | 0 | 0 | 0 | 0 | 575 | 575 | N
140 | GROUNDWATER/SURFACE WATER CONJUNCTIVE USE (LAKE GRANGER AUGMENTATION) | Groundwater/ surface water conjunctive use (Lake Granger Augmentation) | G | 5 | EXISTING SOURCE OR EXPANDED USE OF AN EXISTING SOURCE (SURFACE WATER OR GROUNDWATER) | 9 | CONJUNCTIVE USE | 6 | OTHER INFRASTRUCTURE |  | 1065 | 3980 | BRAZOS RIVER AUTHORITY LITTLE RIVER LAKE/RESERVOIR SYSTEM | G | 999 | RESERVOIR | 12 | BRAZOS | 0 | SURFACE WATER | 1 | NO WATER QUALITY IMPROVEMENTS |  | 2006 | 1 | Groundwater/ surface water conjunctive use (Lake Granger Augmentation) | 14 | BRAZOS RIVER AUTHORITY | G | WWP | WWP | N/A | N/A |  | N | 2050 | 2050 | 10665120 | 10665120 | 10665120 | 5933760 | 38898240 | 38898240 | 309085440 | 20 | 657 | COUNTY-OTHER, WILLIAMSON | G | WUG | MUNICIPAL | 757 | COUNTY-OTHER | G | 246 | WILLIAMSON | 0 | 0 | 0 | 0 | 552 | 919 | N
140 | GROUNDWATER/SURFACE WATER CONJUNCTIVE USE (LAKE GRANGER AUGMENTATION) | Groundwater/ surface water conjunctive use (Lake Granger Augmentation) | G | 5 | EXISTING SOURCE OR EXPANDED USE OF AN EXISTING SOURCE (SURFACE WATER OR GROUNDWATER) | 9 | CONJUNCTIVE USE | 6 | OTHER INFRASTRUCTURE |  | 1065 | 3980 | BRAZOS RIVER AUTHORITY LITTLE RIVER LAKE/RESERVOIR SYSTEM | G | 999 | RESERVOIR | 12 | BRAZOS | 0 | SURFACE WATER | 1 | NO WATER QUALITY IMPROVEMENTS |  | 2006 | 1 | Groundwater/ surface water conjunctive use (Lake Granger Augmentation) | 14 | BRAZOS RIVER AUTHORITY | G | WWP | WWP | N/A | N/A |  | N | 2050 | 2050 | 10665120 | 10665120 | 10665120 | 5933760 | 38898240 | 38898240 | 309085440 | 20 | 1238 | JONAH WATER SUD | G | WUG | MUNICIPAL | 4217 | UTILITY | G | 246 | WILLIAMSON | 0 | 0 | 0 | 0 | 544 | 544 | N
140 | GROUNDWATER/SURFACE WATER CONJUNCTIVE USE (LAKE GRANGER AUGMENTATION) | Groundwater/ surface water conjunctive use (Lake Granger Augmentation) | G | 5 | EXISTING SOURCE OR EXPANDED USE OF AN EXISTING SOURCE (SURFACE WATER OR GROUNDWATER) | 9 | CONJUNCTIVE USE | 6 | OTHER INFRASTRUCTURE |  | 1065 | 3980 | BRAZOS RIVER AUTHORITY LITTLE RIVER LAKE/RESERVOIR SYSTEM | G | 999 | RESERVOIR | 12 | BRAZOS | 0 | SURFACE WATER | 1 | NO WATER QUALITY IMPROVEMENTS |  | 2006 | 1 | Groundwater/ surface water conjunctive use (Lake Granger Augmentation) | 14 | BRAZOS RIVER AUTHORITY | G | WWP | WWP | N/A | N/A |  | N | 2040 | 2040 | 10665120 | 10665120 | 10665120 | 5933760 | 38898240 | 38898240 | 309085440 | 20 | 123 | ROUND ROCK | G | BOTH | MUNICIPAL | 520 | CITY | G | 246 | WILLIAMSON | 0 | 0 | 0 | 11055 | 11055 | 11055 | N
140 | GROUNDWATER/SURFACE WATER CONJUNCTIVE USE (LAKE GRANGER AUGMENTATION) | Groundwater/ surface water conjunctive use (Lake Granger Augmentation) | G | 5 | EXISTING SOURCE OR EXPANDED USE OF AN EXISTING SOURCE (SURFACE WATER OR GROUNDWATER) | 9 | CONJUNCTIVE USE | 6 | OTHER INFRASTRUCTURE |  | 1065 | 3980 | BRAZOS RIVER AUTHORITY LITTLE RIVER LAKE/RESERVOIR SYSTEM | G | 999 | RESERVOIR | 12 | BRAZOS | 0 | SURFACE WATER | 1 | NO WATER QUALITY IMPROVEMENTS |  | 2006 | 2 | Groundwater/ surface water conjunctive use (Lake Granger Augmentation) | 353 | CHISHOLM TRAIL SUD | G | WUG | MUNICIPAL | 4054 | UTILITY |  | N | 2050 | 2050 | 0 | 0 | 0 | 0 | 685295 | 685295 | 0 | 0 | 353 | CHISHOLM TRAIL SUD | G | WUG | MUNICIPAL | 4054 | UTILITY | G | 246 | WILLIAMSON | 0 | 0 | 0 | 0 | 575 | 575 | Y
140 | GROUNDWATER/SURFACE WATER CONJUNCTIVE USE (LAKE GRANGER AUGMENTATION) | Groundwater/ surface water conjunctive use (Lake Granger Augmentation) | G | 5 | EXISTING SOURCE OR EXPANDED USE OF AN EXISTING SOURCE (SURFACE WATER OR GROUNDWATER) | 9 | CONJUNCTIVE USE | 6 | OTHER INFRASTRUCTURE |  | 1065 | 3980 | BRAZOS RIVER AUTHORITY LITTLE RIVER LAKE/RESERVOIR SYSTEM | G | 999 | RESERVOIR | 12 | BRAZOS | 0 | SURFACE WATER | 1 | NO WATER QUALITY IMPROVEMENTS |  | 2006 | 2 | Groundwater/ surface water conjunctive use (Lake Granger Augmentation) | 657 | COUNTY-OTHER, WILLIAMSON | G | WUG | MUNICIPAL | 757 | COUNTY-OTHER |  | N | 2050 | 2050 | 0 | 0 | 0 | 0 | 702380 | 1194480 | 0 | 0 | 657 | COUNTY-OTHER, WILLIAMSON | G | WUG | MUNICIPAL | 757 | COUNTY-OTHER | G | 246 | WILLIAMSON | 0 | 0 | 0 | 0 | 552 | 919 | Y
140 | GROUNDWATER/SURFACE WATER CONJUNCTIVE USE (LAKE GRANGER AUGMENTATION) | Groundwater/ surface water conjunctive use (Lake Granger Augmentation) | G | 5 | EXISTING SOURCE OR EXPANDED USE OF AN EXISTING SOURCE (SURFACE WATER OR GROUNDWATER) | 9 | CONJUNCTIVE USE | 6 | OTHER INFRASTRUCTURE |  | 1065 | 3980 | BRAZOS RIVER AUTHORITY LITTLE RIVER LAKE/RESERVOIR SYSTEM | G | 999 | RESERVOIR | 12 | BRAZOS | 0 | SURFACE WATER | 1 | NO WATER QUALITY IMPROVEMENTS |  | 2006 | 2 | Groundwater/ surface water conjunctive use (Lake Granger Augmentation) | 1238 | JONAH WATER SUD | G | WUG | MUNICIPAL | 4217 | UTILITY |  | N | 2050 | 2050 | 0 | 0 | 0 | 0 | 470560 | 470560 | 0 | 0 | 1238 | JONAH WATER SUD | G | WUG | MUNICIPAL | 4217 | UTILITY | G | 246 | WILLIAMSON | 0 | 0 | 0 | 0 | 544 | 544 | Y
140 | GROUNDWATER/SURFACE WATER CONJUNCTIVE USE (LAKE GRANGER AUGMENTATION) | Groundwater/ surface water conjunctive use (Lake Granger Augmentation) | G | 5 | EXISTING SOURCE OR EXPANDED USE OF AN EXISTING SOURCE (SURFACE WATER OR GROUNDWATER) | 9 | CONJUNCTIVE USE | 6 | OTHER INFRASTRUCTURE |  | 1065 | 3980 | BRAZOS RIVER AUTHORITY LITTLE RIVER LAKE/RESERVOIR SYSTEM | G | 999 | RESERVOIR | 12 | BRAZOS | 0 | SURFACE WATER | 1 | NO WATER QUALITY IMPROVEMENTS |  | 2006 | 2 | Groundwater/ surface water conjunctive use (Lake Granger Augmentation) | 123 | ROUND ROCK | G | BOTH | MUNICIPAL | 520 | CITY | Capital costs to be paid by BRA. | N | 2040 | 2040 | 0 | 0 | 0 | 14488750 | 14488750 | 14488750 | 114911000 | 20 | 123 | ROUND ROCK | G | BOTH | MUNICIPAL | 520 | CITY | G | 246 | WILLIAMSON | 0 | 0 | 0 | 11055 | 11055 | 11055 | Y
140 | GROUNDWATER/SURFACE WATER CONJUNCTIVE USE (LAKE GRANGER AUGMENTATION) | Groundwater/ surface water conjunctive use (Lake Granger Augmentation) | G | 5 | EXISTING SOURCE OR EXPANDED USE OF AN EXISTING SOURCE (SURFACE WATER OR GROUNDWATER) | 9 | CONJUNCTIVE USE | 6 | OTHER INFRASTRUCTURE |  | 2315 | 1318 | CARRIZO-WILCOX AQUIFER | G | 26 | BURLESON | 12 | BRAZOS | 1 | GROUNDWATER | 1 | NO WATER QUALITY IMPROVEMENTS |  | 2006 | 1 | Groundwater/ surface water conjunctive use (Lake Granger Augmentation) | 14 | BRAZOS RIVER AUTHORITY | G | WWP | WWP | N/A | N/A |  | N | 2050 | 2050 | 9331980 | 9331980 | 9331980 | 5192040 | 34035960 | 34035960 | 270449760 | 20 | 14 | BRAZOS RIVER AUTHORITY - FUTURE CUSTOMER/SURPLUS SUPPLY | G | WWP | MUNICIPAL | N/A | N/A | G | 155 | MCLENNAN | 0 | 0 | 0 | 0 | 5144 | 4431 | N
140 | GROUNDWATER/SURFACE WATER CONJUNCTIVE USE (LAKE GRANGER AUGMENTATION) | Groundwater/ surface water conjunctive use (Lake Granger Augmentation) | G | 5 | EXISTING SOURCE OR EXPANDED USE OF AN EXISTING SOURCE (SURFACE WATER OR GROUNDWATER) | 9 | CONJUNCTIVE USE | 6 | OTHER INFRASTRUCTURE |  | 2315 | 1318 | CARRIZO-WILCOX AQUIFER | G | 26 | BURLESON | 12 | BRAZOS | 1 | GROUNDWATER | 1 | NO WATER QUALITY IMPROVEMENTS |  | 2006 | 1 | Groundwater/ surface water conjunctive use (Lake Granger Augmentation) | 14 | BRAZOS RIVER AUTHORITY | G | WWP | WWP | N/A | N/A |  | N | 2050 | 2050 | 9331980 | 9331980 | 9331980 | 5192040 | 34035960 | 34035960 | 270449760 | 20 | 353 | CHISHOLM TRAIL SUD | G | WUG | MUNICIPAL | 4054 | UTILITY | G | 246 | WILLIAMSON | 0 | 0 | 0 | 0 | 1115 | 1115 | N
140 | GROUNDWATER/SURFACE WATER CONJUNCTIVE USE (LAKE GRANGER AUGMENTATION) | Groundwater/ surface water conjunctive use (Lake Granger Augmentation) | G | 5 | EXISTING SOURCE OR EXPANDED USE OF AN EXISTING SOURCE (SURFACE WATER OR GROUNDWATER) | 9 | CONJUNCTIVE USE | 6 | OTHER INFRASTRUCTURE |  | 2315 | 1318 | CARRIZO-WILCOX AQUIFER | G | 26 | BURLESON | 12 | BRAZOS | 1 | GROUNDWATER | 1 | NO WATER QUALITY IMPROVEMENTS |  | 2006 | 1 | Groundwater/ surface water conjunctive use (Lake Granger Augmentation) | 14 | BRAZOS RIVER AUTHORITY | G | WWP | WWP | N/A | N/A |  | N | 2050 | 2050 | 9331980 | 9331980 | 9331980 | 5192040 | 34035960 | 34035960 | 270449760 | 20 | 657 | COUNTY-OTHER, WILLIAMSON | G | WUG | MUNICIPAL | 757 | COUNTY-OTHER | G | 246 | WILLIAMSON | 0 | 0 | 0 | 0 | 1072 | 1785 | N
140 | GROUNDWATER/SURFACE WATER CONJUNCTIVE USE (LAKE GRANGER AUGMENTATION) | Groundwater/ surface water conjunctive use (Lake Granger Augmentation) | G | 5 | EXISTING SOURCE OR EXPANDED USE OF AN EXISTING SOURCE (SURFACE WATER OR GROUNDWATER) | 9 | CONJUNCTIVE USE | 6 | OTHER INFRASTRUCTURE |  | 2315 | 1318 | CARRIZO-WILCOX AQUIFER | G | 26 | BURLESON | 12 | BRAZOS | 1 | GROUNDWATER | 1 | NO WATER QUALITY IMPROVEMENTS |  | 2006 | 1 | Groundwater/ surface water conjunctive use (Lake Granger Augmentation) | 14 | BRAZOS RIVER AUTHORITY | G | WWP | WWP | N/A | N/A |  | N | 2050 | 2050 | 9331980 | 9331980 | 9331980 | 5192040 | 34035960 | 34035960 | 270449760 | 20 | 1238 | JONAH WATER SUD | G | WUG | MUNICIPAL | 4217 | UTILITY | G | 246 | WILLIAMSON | 0 | 0 | 0 | 0 | 1056 | 1056 | N
140 | GROUNDWATER/SURFACE WATER CONJUNCTIVE USE (LAKE GRANGER AUGMENTATION) | Groundwater/ surface water conjunctive use (Lake Granger Augmentation) | G | 5 | EXISTING SOURCE OR EXPANDED USE OF AN EXISTING SOURCE (SURFACE WATER OR GROUNDWATER) | 9 | CONJUNCTIVE USE | 6 | OTHER INFRASTRUCTURE |  | 2315 | 1318 | CARRIZO-WILCOX AQUIFER | G | 26 | BURLESON | 12 | BRAZOS | 1 | GROUNDWATER | 1 | NO WATER QUALITY IMPROVEMENTS |  | 2006 | 1 | Groundwater/ surface water conjunctive use (Lake Granger Augmentation) | 14 | BRAZOS RIVER AUTHORITY | G | WWP | WWP | N/A | N/A |  | N | 2040 | 2040 | 9331980 | 9331980 | 9331980 | 5192040 | 34035960 | 34035960 | 270449760 | 20 | 123 | ROUND ROCK | G | BOTH | MUNICIPAL | 520 | CITY | G | 246 | WILLIAMSON | 0 | 0 | 0 | 22445 | 22445 | 22445 | N
140 | GROUNDWATER/SURFACE WATER CONJUNCTIVE USE (LAKE GRANGER AUGMENTATION) | Groundwater/ surface water conjunctive use (Lake Granger Augmentation) | G | 5 | EXISTING SOURCE OR EXPANDED USE OF AN EXISTING SOURCE (SURFACE WATER OR GROUNDWATER) | 9 | CONJUNCTIVE USE | 6 | OTHER INFRASTRUCTURE |  | 2315 | 1318 | CARRIZO-WILCOX AQUIFER | G | 26 | BURLESON | 12 | BRAZOS | 1 | GROUNDWATER | 1 | NO WATER QUALITY IMPROVEMENTS |  | 2006 | 2 | Groundwater/ surface water conjunctive use (Lake Granger Augmentation) | 353 | CHISHOLM TRAIL SUD | G | WUG | MUNICIPAL | 4054 | UTILITY |  | N | 2050 | 2050 | 0 | 0 | 0 | 0 | 685295 | 685295 | 0 | 0 | 353 | CHISHOLM TRAIL SUD | G | WUG | MUNICIPAL | 4054 | UTILITY | G | 14 | BELL | 0 | 0 | 0 | 0 | 10 | 10 | Y
140 | GROUNDWATER/SURFACE WATER CONJUNCTIVE USE (LAKE GRANGER AUGMENTATION) | Groundwater/ surface water conjunctive use (Lake Granger Augmentation) | G | 5 | EXISTING SOURCE OR EXPANDED USE OF AN EXISTING SOURCE (SURFACE WATER OR GROUNDWATER) | 9 | CONJUNCTIVE USE | 6 | OTHER INFRASTRUCTURE |  | 2315 | 1318 | CARRIZO-WILCOX AQUIFER | G | 26 | BURLESON | 12 | BRAZOS | 1 | GROUNDWATER | 1 | NO WATER QUALITY IMPROVEMENTS |  | 2006 | 2 | Groundwater/ surface water conjunctive use (Lake Granger Augmentation) | 353 | CHISHOLM TRAIL SUD | G | WUG | MUNICIPAL | 4054 | UTILITY |  | N | 2050 | 2050 | 0 | 0 | 0 | 0 | 685295 | 685295 | 0 | 0 | 353 | CHISHOLM TRAIL SUD | G | WUG | MUNICIPAL | 4054 | UTILITY | G | 246 | WILLIAMSON | 0 | 0 | 0 | 0 | 1105 | 1105 | Y
140 | GROUNDWATER/SURFACE WATER CONJUNCTIVE USE (LAKE GRANGER AUGMENTATION) | Groundwater/ surface water conjunctive use (Lake Granger Augmentation) | G | 5 | EXISTING SOURCE OR EXPANDED USE OF AN EXISTING SOURCE (SURFACE WATER OR GROUNDWATER) | 9 | CONJUNCTIVE USE | 6 | OTHER INFRASTRUCTURE |  | 2315 | 1318 | CARRIZO-WILCOX AQUIFER | G | 26 | BURLESON | 12 | BRAZOS | 1 | GROUNDWATER | 1 | NO WATER QUALITY IMPROVEMENTS |  | 2006 | 2 | Groundwater/ surface water conjunctive use (Lake Granger Augmentation) | 657 | COUNTY-OTHER, WILLIAMSON | G | WUG | MUNICIPAL | 757 | COUNTY-OTHER |  | N | 2050 | 2050 | 0 | 0 | 0 | 0 | 702380 | 1194480 | 0 | 0 | 657 | COUNTY-OTHER, WILLIAMSON | G | WUG | MUNICIPAL | 757 | COUNTY-OTHER | G | 246 | WILLIAMSON | 0 | 0 | 0 | 0 | 1072 | 1785 | Y
140 | GROUNDWATER/SURFACE WATER CONJUNCTIVE USE (LAKE GRANGER AUGMENTATION) | Groundwater/ surface water conjunctive use (Lake Granger Augmentation) | G | 5 | EXISTING SOURCE OR EXPANDED USE OF AN EXISTING SOURCE (SURFACE WATER OR GROUNDWATER) | 9 | CONJUNCTIVE USE | 6 | OTHER INFRASTRUCTURE |  | 2315 | 1318 | CARRIZO-WILCOX AQUIFER | G | 26 | BURLESON | 12 | BRAZOS | 1 | GROUNDWATER | 1 | NO WATER QUALITY IMPROVEMENTS |  | 2006 | 2 | Groundwater/ surface water conjunctive use (Lake Granger Augmentation) | 1238 | JONAH WATER SUD | G | WUG | MUNICIPAL | 4217 | UTILITY |  | N | 2040 | 2040 | 0 | 0 | 0 | 271610 | 416065 | 1100280 | 0 | 0 | 1238 | JONAH WATER SUD | G | WUG | MUNICIPAL | 4217 | UTILITY | G | 246 | WILLIAMSON | 0 | 0 | 0 | 314 | 481 | 1272 | Y
140 | GROUNDWATER/SURFACE WATER CONJUNCTIVE USE (LAKE GRANGER AUGMENTATION) | Groundwater/ surface water conjunctive use (Lake Granger Augmentation) | G | 5 | EXISTING SOURCE OR EXPANDED USE OF AN EXISTING SOURCE (SURFACE WATER OR GROUNDWATER) | 9 | CONJUNCTIVE USE | 6 | OTHER INFRASTRUCTURE |  | 2315 | 1318 | CARRIZO-WILCOX AQUIFER | G | 26 | BURLESON | 12 | BRAZOS | 1 | GROUNDWATER | 1 | NO WATER QUALITY IMPROVEMENTS |  | 2010 | 1 | Lake Granger Augmentation | 123 | ROUND ROCK | G | BOTH | MUNICIPAL | 520 | CITY |  | N | 2040 | 2040 | 0 | 0 | 0 | 14488750 | 14488750 | 14488750 | 114911000 | 20 | 123 | ROUND ROCK | G | BOTH | MUNICIPAL | 520 | CITY | G | 246 | WILLIAMSON | 0 | 0 | 0 | 22445 | 22445 | 22445 | Y
140 | GROUNDWATER/SURFACE WATER CONJUNCTIVE USE (LAKE GRANGER AUGMENTATION) | Groundwater/ surface water conjunctive use (Lake Granger Augmentation) | G | 5 | EXISTING SOURCE OR EXPANDED USE OF AN EXISTING SOURCE (SURFACE WATER OR GROUNDWATER) | 9 | CONJUNCTIVE USE | 6 | OTHER INFRASTRUCTURE |  | 2316 | 4401 | TRINITY AQUIFER- BRACKISH | G | 246 | WILLIAMSON | 12 | BRAZOS | 1 | GROUNDWATER | 1 | NO WATER QUALITY IMPROVEMENTS |  | 2533 | 1 | Groundwater/ surface water conjunctive use (Lake Granger Augmentation) | 14 | BRAZOS RIVER AUTHORITY | G | WWP | WWP | N/A | N/A |  | N | 2010 | 2010 | 2221900 | 2221900 | 2221900 | 1236200 | 8103800 | 8103800 | 64392800 | 20 | 14 | BRAZOS RIVER AUTHORITY - FUTURE CUSTOMER/SURPLUS SUPPLY | G | WWP | MUNICIPAL | N/A | N/A | G | 155 | MCLENNAN | 8835 | 8667 | 8499 | 8330 | 8162 | 7994 | N
80 | GULF COAST AQUIFER SUPPLIES | Gulf Coast Aquifer Supplies | N | 5 | EXISTING SOURCE OR EXPANDED USE OF AN EXISTING SOURCE (SURFACE WATER OR GROUNDWATER) | 6 | GROUNDWATER | 6 | OTHER INFRASTRUCTURE |  | 373 | 1748 | GULF COAST AQUIFER | N | 4 | ARANSAS | 20 | SAN ANTONIO-NUECES | 1 | GROUNDWATER | 1 | NO WATER QUALITY IMPROVEMENTS |  | 4268 | 1 | Gulf Coast Aquifer Supplies | 1623 | MANUFACTURING, ARANSAS | N | WUG | MANUFACTURING | 1001 | N/A |  | N | 2010 | 2010 | 27000 | 27000 | 27000 | 5000 | 5000 | 5000 | 257000 | 20 | 1623 | MANUFACTURING, ARANSAS | N | WUG | MANUFACTURING | 1001 | N/A | N | 4 | ARANSAS | 200 | 200 | 200 | 200 | 200 | 200 | N
80 | GULF COAST AQUIFER SUPPLIES | Gulf Coast Aquifer Supplies | N | 5 | EXISTING SOURCE OR EXPANDED USE OF AN EXISTING SOURCE (SURFACE WATER OR GROUNDWATER) | 6 | GROUNDWATER | 6 | OTHER INFRASTRUCTURE |  | 1845 | 1749 | GULF COAST AQUIFER | N | 13 | BEE | 20 | SAN ANTONIO-NUECES | 1 | GROUNDWATER | 1 | NO WATER QUALITY IMPROVEMENTS |  | 4337 | 1 | Gulf Coast Aquifer Supplies | 991 | IRRIGATION, BEE | N | WUG | IRRIGATION | 1004 | N/A |  | N | 2050 | 2050 | 0 | 0 | 0 | 0 | 202000 | 202000 | 1763000 | 20 | 991 | IRRIGATION, BEE | N | WUG | IRRIGATION | 1004 | N/A | N | 13 | BEE | 0 | 0 | 0 | 0 | 2016 | 2016 | N
80 | GULF COAST AQUIFER SUPPLIES | Gulf Coast Aquifer Supplies | N | 5 | EXISTING SOURCE OR EXPANDED USE OF AN EXISTING SOURCE (SURFACE WATER OR GROUNDWATER) | 6 | GROUNDWATER | 6 | OTHER INFRASTRUCTURE |  | 374 | 1766 | GULF COAST AQUIFER | N | 125 | JIM WELLS | 22 | NUECES-RIO GRANDE | 1 | GROUNDWATER | 1 | NO WATER QUALITY IMPROVEMENTS |  | 4596 | 1 | Gulf Coast Aquifer Supplies | 536 | COUNTY-OTHER, JIM WELLS | N | WUG | MUNICIPAL | 757 | COUNTY-OTHER |  | N | 2010 | 2010 | 120000 | 120000 | 120000 | 35000 | 35000 | 35000 | 980000 | 20 | 536 | COUNTY-OTHER, JIM WELLS | N | WUG | MUNICIPAL | 757 | COUNTY-OTHER | N | 125 | JIM WELLS | 565 | 565 | 565 | 565 | 565 | 565 | N
80 | GULF COAST AQUIFER SUPPLIES | Gulf Coast Aquifer Supplies | N | 5 | EXISTING SOURCE OR EXPANDED USE OF AN EXISTING SOURCE (SURFACE WATER OR GROUNDWATER) | 6 | GROUNDWATER | 6 | OTHER INFRASTRUCTURE |  | 375 | 1768 | GULF COAST AQUIFER | N | 137 | KLEBERG | 22 | NUECES-RIO GRANDE | 1 | GROUNDWATER | 1 | NO WATER QUALITY IMPROVEMENTS |  | 4266 | 1 | Gulf Coast Aquifer Supplies | 548 | COUNTY-OTHER, KLEBERG | N | WUG | MUNICIPAL | 757 | COUNTY-OTHER |  | N | 2020 | 2020 | 0 | 74000 | 74000 | 74000 | 23000 | 23000 | 587000 | 20 | 548 | COUNTY-OTHER, KLEBERG | N | WUG | MUNICIPAL | 757 | COUNTY-OTHER | N | 137 | KLEBERG | 0 | 400 | 400 | 400 | 400 | 400 | N
80 | GULF COAST AQUIFER SUPPLIES | Gulf Coast Aquifer Supplies | N | 5 | EXISTING SOURCE OR EXPANDED USE OF AN EXISTING SOURCE (SURFACE WATER OR GROUNDWATER) | 6 | GROUNDWATER | 6 | OTHER INFRASTRUCTURE |  | 376 | 1756 | GULF COAST AQUIFER | N | 149 | LIVE OAK | 21 | NUECES | 1 | GROUNDWATER | 1 | NO WATER QUALITY IMPROVEMENTS | Irrigation to start using WMS in 2010, County-Other to start using WMS in 2020. | 4310 | 1 | Gulf Coast Aquifer Supplies | 560 | COUNTY-OTHER, LIVE OAK | N | WUG | MUNICIPAL | 757 | COUNTY-OTHER |  | N | 2020 | 2020 | 0 | 35000 | 35000 | 35000 | 8000 | 8000 | 315000 | 20 | 560 | COUNTY-OTHER, LIVE OAK | N | WUG | MUNICIPAL | 757 | COUNTY-OTHER | N | 149 | LIVE OAK | 0 | 80 | 80 | 80 | 80 | 80 | N
80 | GULF COAST AQUIFER SUPPLIES | Gulf Coast Aquifer Supplies | N | 5 | EXISTING SOURCE OR EXPANDED USE OF AN EXISTING SOURCE (SURFACE WATER OR GROUNDWATER) | 6 | GROUNDWATER | 6 | OTHER INFRASTRUCTURE |  | 376 | 1756 | GULF COAST AQUIFER | N | 149 | LIVE OAK | 21 | NUECES | 1 | GROUNDWATER | 1 | NO WATER QUALITY IMPROVEMENTS | Irrigation to start using WMS in 2010, County-Other to start using WMS in 2020. | 4311 | 1 | Gulf Coast Aquifer Supplies | 1120 | IRRIGATION, LIVE OAK | N | WUG | IRRIGATION | 1004 | N/A |  | N | 2010 | 2010 | 121000 | 121000 | 121000 | 29000 | 29000 | 29000 | 1058000 | 20 | 1120 | IRRIGATION, LIVE OAK | N | WUG | IRRIGATION | 1004 | N/A | N | 149 | LIVE OAK | 1210 | 1210 | 1210 | 1210 | 1210 | 1210 | N
80 | GULF COAST AQUIFER SUPPLIES | Gulf Coast Aquifer Supplies | N | 5 | EXISTING SOURCE OR EXPANDED USE OF AN EXISTING SOURCE (SURFACE WATER OR GROUNDWATER) | 6 | GROUNDWATER | 6 | OTHER INFRASTRUCTURE |  | 372 | 1763 | GULF COAST AQUIFER | N | 205 | SAN PATRICIO | 21 | NUECES | 1 | GROUNDWATER | 1 | NO WATER QUALITY IMPROVEMENTS |  | 4487 | 1 | Gulf Coast Aquifer Supplies | 1170 | IRRIGATION, SAN PATRICIO | N | WUG | IRRIGATION | 1004 | N/A |  | N | 2030 | 2030 | 0 | 0 | 37511 | 37511 | 37511 | 8841 | 328883 | 20 | 1170 | IRRIGATION, SAN PATRICIO | N | WUG | IRRIGATION | 1004 | N/A | N | 205 | SAN PATRICIO | 0 | 0 | 365 | 365 | 365 | 365 | N
80 | GULF COAST AQUIFER SUPPLIES | Gulf Coast Aquifer Supplies | N | 5 | EXISTING SOURCE OR EXPANDED USE OF AN EXISTING SOURCE (SURFACE WATER OR GROUNDWATER) | 6 | GROUNDWATER | 6 | OTHER INFRASTRUCTURE |  | 372 | 1763 | GULF COAST AQUIFER | N | 205 | SAN PATRICIO | 21 | NUECES | 1 | GROUNDWATER | 1 | NO WATER QUALITY IMPROVEMENTS |  | 4265 | 1 | Gulf Coast Aquifer Supplies | 1291 | LAKE CITY | N | WUG | MUNICIPAL | 1035 | CITY |  | N | 2020 | 2020 | 0 | 36000 | 36000 | 36000 | 6000 | 6000 | 343000 | 20 | 1291 | LAKE CITY | N | WUG | MUNICIPAL | 1035 | CITY | N | 205 | SAN PATRICIO | 0 | 80 | 80 | 80 | 80 | 80 | N
80 | GULF COAST AQUIFER SUPPLIES | Gulf Coast Aquifer Supplies | N | 5 | EXISTING SOURCE OR EXPANDED USE OF AN EXISTING SOURCE (SURFACE WATER OR GROUNDWATER) | 6 | GROUNDWATER | 6 | OTHER INFRASTRUCTURE |  | 2313 | 1751 | GULF COAST AQUIFER | N | 205 | SAN PATRICIO | 20 | SAN ANTONIO-NUECES | 1 | GROUNDWATER | 1 | NO WATER QUALITY IMPROVEMENTS |  | 4487 | 1 | Gulf Coast Aquifer Supplies | 1170 | IRRIGATION, SAN PATRICIO | N | WUG | IRRIGATION | 1004 | N/A |  | N | 2030 | 2030 | 0 | 0 | 887489 | 887489 | 887489 | 209160 | 7781117 | 20 | 1170 | IRRIGATION, SAN PATRICIO | N | WUG | IRRIGATION | 1004 | N/A | N | 205 | SAN PATRICIO | 0 | 0 | 8635 | 8635 | 8635 | 8635 | N
755 | GULF COAST AQUIFER SUPPLIES (REGIONAL) | Gulf Coast Aquifer Supplies (regional) | N | 5 | EXISTING SOURCE OR EXPANDED USE OF AN EXISTING SOURCE (SURFACE WATER OR GROUNDWATER) | 6 | GROUNDWATER | 4 | PIPELINE AND WATER TREATMENT PLANT |  | 2062 | 1749 | GULF COAST AQUIFER | N | 13 | BEE | 20 | SAN ANTONIO-NUECES | 1 | GROUNDWATER | 1 | NO WATER QUALITY IMPROVEMENTS |  | 7012 | 1 | Gulf Coast Aquifer Supplies (regional) | 128 | SAN PATRICIO MWD | N | WWP | WWP | N/A | N/A |  | N | 2050 | 2050 | 0 | 0 | 4691500 | 4691500 | 4691500 | 5094000 | 29622500 | 20 | 415 | COUNTY-OTHER, ARANSAS | N | WUG | MUNICIPAL | 757 | COUNTY-OTHER | N | 4 | ARANSAS | 0 | 0 | 0 | 0 | 1527 | 1442 | N
755 | GULF COAST AQUIFER SUPPLIES (REGIONAL) | Gulf Coast Aquifer Supplies (regional) | N | 5 | EXISTING SOURCE OR EXPANDED USE OF AN EXISTING SOURCE (SURFACE WATER OR GROUNDWATER) | 6 | GROUNDWATER | 4 | PIPELINE AND WATER TREATMENT PLANT |  | 2062 | 1749 | GULF COAST AQUIFER | N | 13 | BEE | 20 | SAN ANTONIO-NUECES | 1 | GROUNDWATER | 1 | NO WATER QUALITY IMPROVEMENTS |  | 7012 | 1 | Gulf Coast Aquifer Supplies (regional) | 128 | SAN PATRICIO MWD | N | WWP | WWP | N/A | N/A |  | N | 2030 | 2030 | 0 | 0 | 4691500 | 4691500 | 4691500 | 5094000 | 29622500 | 20 | 1764 | MANUFACTURING, SAN PATRICIO | N | WUG | MANUFACTURING | 1001 | N/A | N | 205 | SAN PATRICIO | 0 | 0 | 5500 | 5500 | 3973 | 7558 | N
755 | GULF COAST AQUIFER SUPPLIES (REGIONAL) | Gulf Coast Aquifer Supplies (regional) | N | 5 | EXISTING SOURCE OR EXPANDED USE OF AN EXISTING SOURCE (SURFACE WATER OR GROUNDWATER) | 6 | GROUNDWATER | 4 | PIPELINE AND WATER TREATMENT PLANT |  | 2326 | 1751 | GULF COAST AQUIFER | N | 205 | SAN PATRICIO | 20 | SAN ANTONIO-NUECES | 1 | GROUNDWATER | 1 | NO WATER QUALITY IMPROVEMENTS |  | 7012 | 1 | Gulf Coast Aquifer Supplies (regional) | 128 | SAN PATRICIO MWD | N | WWP | WWP | N/A | N/A |  | N | 2030 | 2030 | 0 | 0 | 4691500 | 4691500 | 4691500 | 5094000 | 29622500 | 20 | 1764 | MANUFACTURING, SAN PATRICIO | N | WUG | MANUFACTURING | 1001 | N/A | N | 205 | SAN PATRICIO | 0 | 0 | 5500 | 5500 | 5500 | 9000 | N
707 | HARRIS COUNTY MUD 50 WTP | Harris County MUD #50 water treatment plant | H | 5 | EXISTING SOURCE OR EXPANDED USE OF AN EXISTING SOURCE (SURFACE WATER OR GROUNDWATER) | 5 | OTHER SURFACE WATER | 3 | WATER TREATMENT PLANT |  | 1872 | 519 | HOUSTON LAKE/RESERVOIR | H | 999 | RESERVOIR | 10 | SAN JACINTO | 0 | SURFACE WATER | 1 | NO WATER QUALITY IMPROVEMENTS |  | 7016 | 1 | Harris County MUD #50 water treatment plant | 905 | HARRIS COUNTY MUD #50 | H | WUG | MUNICIPAL | 4185 | UTILITY | Treatment of additional 28 and 72 afy contracted from SJRA in 2050 and 2060. | N | 2050 | 2050 | 0 | 0 | 0 | 0 | 11957 | 30746 | 0 | 0 | 905 | HARRIS COUNTY MUD #50 | H | WUG | MUNICIPAL | 4185 | UTILITY | H | 101 | HARRIS | 0 | 0 | 0 | 0 | 28 | 72 | Y
707 | HARRIS COUNTY MUD 50 WTP | Harris County MUD #50 water treatment plant | H | 5 | EXISTING SOURCE OR EXPANDED USE OF AN EXISTING SOURCE (SURFACE WATER OR GROUNDWATER) | 5 | OTHER SURFACE WATER | 3 | WATER TREATMENT PLANT |  | 1873 | 516 | SAN JACINTO RIVER RUN-OF-RIVER | H | 101 | HARRIS | 10 | SAN JACINTO | 0 | SURFACE WATER | 1 | NO WATER QUALITY IMPROVEMENTS |  | 1005 | 1 | Harris County MUD #50 water treatment plant | 905 | HARRIS COUNTY MUD #50 | H | WUG | MUNICIPAL | 4185 | UTILITY | Treatment of 560 afy purchased from SJRA. | N | 2010 | 2010 | 773716 | 773716 | 239135 | 239135 | 239135 | 239135 | 6131600 | 20 | 905 | HARRIS COUNTY MUD #50 | H | WUG | MUNICIPAL | 4185 | UTILITY | H | 101 | HARRIS | 560 | 560 | 560 | 560 | 560 | 560 | Y
123 | HAYS/CALDWELL PUA PROJECT (INCL. GONZALES CO.) | Hays/Caldwell Public Utility Authority Project (including Gonzales County) | L | 5 | EXISTING SOURCE OR EXPANDED USE OF AN EXISTING SOURCE (SURFACE WATER OR GROUNDWATER) | 6 | GROUNDWATER | 6 | OTHER INFRASTRUCTURE | Part or all of the water needed by this Water Management Strategy (WMS) is anticipated to be supplied from locations within the jurisdiction of a groundwater conservation district (District) and may exceed the amount of available water identified. | 459 | 1645 | CARRIZO-WILCOX AQUIFER | L | 28 | CALDWELL | 18 | GUADALUPE | 1 | GROUNDWATER | 1 | NO WATER QUALITY IMPROVEMENTS |  | 6188 | 1 | Hays/Caldwell Public Utility Authority Project (including Gonzales County) | 21 | CANYON REGIONAL WATER AUTHORITY | L | WWP | WWP | N/A | N/A |  | N | 2020 | 2020 | 0 | 6225000 | 12773700 | 4504140 | 4504140 | 4504140 | 94758058 | 20 | 21 | CANYON REGIONAL WATER AUTHORITY - FUTURE CUSTOMER/SURPLUS SUPPLY | L | WWP | MUNICIPAL | N/A | N/A | L | 94 | GUADALUPE | 0 | 3630 | 2244 | 4916 | 4274 | 2758 | N
123 | HAYS/CALDWELL PUA PROJECT (INCL. GONZALES CO.) | Hays/Caldwell Public Utility Authority Project (including Gonzales County) | L | 5 | EXISTING SOURCE OR EXPANDED USE OF AN EXISTING SOURCE (SURFACE WATER OR GROUNDWATER) | 6 | GROUNDWATER | 6 | OTHER INFRASTRUCTURE | Part or all of the water needed by this Water Management Strategy (WMS) is anticipated to be supplied from locations within the jurisdiction of a groundwater conservation district (District) and may exceed the amount of available water identified. | 459 | 1645 | CARRIZO-WILCOX AQUIFER | L | 28 | CALDWELL | 18 | GUADALUPE | 1 | GROUNDWATER | 1 | NO WATER QUALITY IMPROVEMENTS |  | 6188 | 1 | Hays/Caldwell Public Utility Authority Project (including Gonzales County) | 21 | CANYON REGIONAL WATER AUTHORITY | L | WWP | WWP | N/A | N/A |  | N | 2020 | 2020 | 0 | 6225000 | 12773700 | 4504140 | 4504140 | 4504140 | 94758058 | 20 | 411 | COUNTY LINE WSC | L | WUG | MUNICIPAL | 4074 | UTILITY | L | 28 | CALDWELL | 0 | 285 | 285 | 285 | 285 | 285 | N
123 | HAYS/CALDWELL PUA PROJECT (INCL. GONZALES CO.) | Hays/Caldwell Public Utility Authority Project (including Gonzales County) | L | 5 | EXISTING SOURCE OR EXPANDED USE OF AN EXISTING SOURCE (SURFACE WATER OR GROUNDWATER) | 6 | GROUNDWATER | 6 | OTHER INFRASTRUCTURE | Part or all of the water needed by this Water Management Strategy (WMS) is anticipated to be supplied from locations within the jurisdiction of a groundwater conservation district (District) and may exceed the amount of available water identified. | 459 | 1645 | CARRIZO-WILCOX AQUIFER | L | 28 | CALDWELL | 18 | GUADALUPE | 1 | GROUNDWATER | 1 | NO WATER QUALITY IMPROVEMENTS |  | 6188 | 1 | Hays/Caldwell Public Utility Authority Project (including Gonzales County) | 21 | CANYON REGIONAL WATER AUTHORITY | L | WWP | WWP | N/A | N/A |  | N | 2020 | 2020 | 0 | 6225000 | 12773700 | 4504140 | 4504140 | 4504140 | 94758058 | 20 | 411 | COUNTY LINE WSC | L | WUG | MUNICIPAL | 4074 | UTILITY | L | 105 | HAYS | 0 | 285 | 285 | 285 | 285 | 285 | N
123 | HAYS/CALDWELL PUA PROJECT (INCL. GONZALES CO.) | Hays/Caldwell Public Utility Authority Project (including Gonzales County) | L | 5 | EXISTING SOURCE OR EXPANDED USE OF AN EXISTING SOURCE (SURFACE WATER OR GROUNDWATER) | 6 | GROUNDWATER | 6 | OTHER INFRASTRUCTURE | Part or all of the water needed by this Water Management Strategy (WMS) is anticipated to be supplied from locations within the jurisdiction of a groundwater conservation district (District) and may exceed the amount of available water identified. | 459 | 1645 | CARRIZO-WILCOX AQUIFER | L | 28 | CALDWELL | 18 | GUADALUPE | 1 | GROUNDWATER | 1 | NO WATER QUALITY IMPROVEMENTS |  | 6188 | 1 | Hays/Caldwell Public Utility Authority Project (including Gonzales County) | 21 | CANYON REGIONAL WATER AUTHORITY | L | WWP | WWP | N/A | N/A |  | N | 2030 | 2030 | 0 | 6225000 | 12773700 | 4504140 | 4504140 | 4504140 | 94758058 | 20 | 681 | CRYSTAL CLEAR WSC | L | WUG | MUNICIPAL | 4080 | UTILITY | L | 46 | COMAL | 0 | 0 | 735 | 735 | 1469 | 1469 | N
123 | HAYS/CALDWELL PUA PROJECT (INCL. GONZALES CO.) | Hays/Caldwell Public Utility Authority Project (including Gonzales County) | L | 5 | EXISTING SOURCE OR EXPANDED USE OF AN EXISTING SOURCE (SURFACE WATER OR GROUNDWATER) | 6 | GROUNDWATER | 6 | OTHER INFRASTRUCTURE | Part or all of the water needed by this Water Management Strategy (WMS) is anticipated to be supplied from locations within the jurisdiction of a groundwater conservation district (District) and may exceed the amount of available water identified. | 459 | 1645 | CARRIZO-WILCOX AQUIFER | L | 28 | CALDWELL | 18 | GUADALUPE | 1 | GROUNDWATER | 1 | NO WATER QUALITY IMPROVEMENTS |  | 6188 | 1 | Hays/Caldwell Public Utility Authority Project (including Gonzales County) | 21 | CANYON REGIONAL WATER AUTHORITY | L | WWP | WWP | N/A | N/A |  | N | 2030 | 2030 | 0 | 6225000 | 12773700 | 4504140 | 4504140 | 4504140 | 94758058 | 20 | 681 | CRYSTAL CLEAR WSC | L | WUG | MUNICIPAL | 4080 | UTILITY | L | 94 | GUADALUPE | 0 | 0 | 735 | 735 | 531 | 531 | N
123 | HAYS/CALDWELL PUA PROJECT (INCL. GONZALES CO.) | Hays/Caldwell Public Utility Authority Project (including Gonzales County) | L | 5 | EXISTING SOURCE OR EXPANDED USE OF AN EXISTING SOURCE (SURFACE WATER OR GROUNDWATER) | 6 | GROUNDWATER | 6 | OTHER INFRASTRUCTURE | Part or all of the water needed by this Water Management Strategy (WMS) is anticipated to be supplied from locations within the jurisdiction of a groundwater conservation district (District) and may exceed the amount of available water identified. | 459 | 1645 | CARRIZO-WILCOX AQUIFER | L | 28 | CALDWELL | 18 | GUADALUPE | 1 | GROUNDWATER | 1 | NO WATER QUALITY IMPROVEMENTS |  | 6188 | 1 | Hays/Caldwell Public Utility Authority Project (including Gonzales County) | 21 | CANYON REGIONAL WATER AUTHORITY | L | WWP | WWP | N/A | N/A |  | N | 2030 | 2030 | 0 | 6225000 | 12773700 | 4504140 | 4504140 | 4504140 | 94758058 | 20 | 681 | CRYSTAL CLEAR WSC | L | WUG | MUNICIPAL | 4080 | UTILITY | L | 105 | HAYS | 0 | 0 | 530 | 530 | 0 | 0 | N
123 | HAYS/CALDWELL PUA PROJECT (INCL. GONZALES CO.) | Hays/Caldwell Public Utility Authority Project (including Gonzales County) | L | 5 | EXISTING SOURCE OR EXPANDED USE OF AN EXISTING SOURCE (SURFACE WATER OR GROUNDWATER) | 6 | GROUNDWATER | 6 | OTHER INFRASTRUCTURE | Part or all of the water needed by this Water Management Strategy (WMS) is anticipated to be supplied from locations within the jurisdiction of a groundwater conservation district (District) and may exceed the amount of available water identified. | 459 | 1645 | CARRIZO-WILCOX AQUIFER | L | 28 | CALDWELL | 18 | GUADALUPE | 1 | GROUNDWATER | 1 | NO WATER QUALITY IMPROVEMENTS |  | 6188 | 1 | Hays/Caldwell Public Utility Authority Project (including Gonzales County) | 21 | CANYON REGIONAL WATER AUTHORITY | L | WWP | WWP | N/A | N/A |  | N | 2030 | 2030 | 0 | 6225000 | 12773700 | 4504140 | 4504140 | 4504140 | 94758058 | 20 | 729 | EAST CENTRAL WSC | L | WUG | MUNICIPAL | 4095 | UTILITY | L | 15 | BEXAR | 0 | 0 | 214 | 398 | 557 | 713 | N
123 | HAYS/CALDWELL PUA PROJECT (INCL. GONZALES CO.) | Hays/Caldwell Public Utility Authority Project (including Gonzales County) | L | 5 | EXISTING SOURCE OR EXPANDED USE OF AN EXISTING SOURCE (SURFACE WATER OR GROUNDWATER) | 6 | GROUNDWATER | 6 | OTHER INFRASTRUCTURE | Part or all of the water needed by this Water Management Strategy (WMS) is anticipated to be supplied from locations within the jurisdiction of a groundwater conservation district (District) and may exceed the amount of available water identified. | 459 | 1645 | CARRIZO-WILCOX AQUIFER | L | 28 | CALDWELL | 18 | GUADALUPE | 1 | GROUNDWATER | 1 | NO WATER QUALITY IMPROVEMENTS |  | 6188 | 1 | Hays/Caldwell Public Utility Authority Project (including Gonzales County) | 21 | CANYON REGIONAL WATER AUTHORITY | L | WWP | WWP | N/A | N/A |  | N | 2030 | 2030 | 0 | 6225000 | 12773700 | 4504140 | 4504140 | 4504140 | 94758058 | 20 | 729 | EAST CENTRAL WSC | L | WUG | MUNICIPAL | 4095 | UTILITY | L | 94 | GUADALUPE | 0 | 0 | 34 | 71 | 108 | 150 | N
123 | HAYS/CALDWELL PUA PROJECT (INCL. GONZALES CO.) | Hays/Caldwell Public Utility Authority Project (including Gonzales County) | L | 5 | EXISTING SOURCE OR EXPANDED USE OF AN EXISTING SOURCE (SURFACE WATER OR GROUNDWATER) | 6 | GROUNDWATER | 6 | OTHER INFRASTRUCTURE | Part or all of the water needed by this Water Management Strategy (WMS) is anticipated to be supplied from locations within the jurisdiction of a groundwater conservation district (District) and may exceed the amount of available water identified. | 459 | 1645 | CARRIZO-WILCOX AQUIFER | L | 28 | CALDWELL | 18 | GUADALUPE | 1 | GROUNDWATER | 1 | NO WATER QUALITY IMPROVEMENTS |  | 6188 | 1 | Hays/Caldwell Public Utility Authority Project (including Gonzales County) | 21 | CANYON REGIONAL WATER AUTHORITY | L | WWP | WWP | N/A | N/A |  | N | 2030 | 2030 | 0 | 6225000 | 12773700 | 4504140 | 4504140 | 4504140 | 94758058 | 20 | 729 | EAST CENTRAL WSC | L | WUG | MUNICIPAL | 4095 | UTILITY | L | 247 | WILSON | 0 | 0 | 3 | 26 | 51 | 79 | N
123 | HAYS/CALDWELL PUA PROJECT (INCL. GONZALES CO.) | Hays/Caldwell Public Utility Authority Project (including Gonzales County) | L | 5 | EXISTING SOURCE OR EXPANDED USE OF AN EXISTING SOURCE (SURFACE WATER OR GROUNDWATER) | 6 | GROUNDWATER | 6 | OTHER INFRASTRUCTURE | Part or all of the water needed by this Water Management Strategy (WMS) is anticipated to be supplied from locations within the jurisdiction of a groundwater conservation district (District) and may exceed the amount of available water identified. | 459 | 1645 | CARRIZO-WILCOX AQUIFER | L | 28 | CALDWELL | 18 | GUADALUPE | 1 | GROUNDWATER | 1 | NO WATER QUALITY IMPROVEMENTS |  | 6188 | 1 | Hays/Caldwell Public Utility Authority Project (including Gonzales County) | 21 | CANYON REGIONAL WATER AUTHORITY | L | WWP | WWP | N/A | N/A |  | N | 2030 | 2030 | 0 | 6225000 | 12773700 | 4504140 | 4504140 | 4504140 | 94758058 | 20 | 861 | GREEN VALLEY SUD | L | WUG | MUNICIPAL | 4144 | UTILITY | L | 94 | GUADALUPE | 0 | 0 | 3995 | 0 | 0 | 0 | N
123 | HAYS/CALDWELL PUA PROJECT (INCL. GONZALES CO.) | Hays/Caldwell Public Utility Authority Project (including Gonzales County) | L | 5 | EXISTING SOURCE OR EXPANDED USE OF AN EXISTING SOURCE (SURFACE WATER OR GROUNDWATER) | 6 | GROUNDWATER | 6 | OTHER INFRASTRUCTURE | Part or all of the water needed by this Water Management Strategy (WMS) is anticipated to be supplied from locations within the jurisdiction of a groundwater conservation district (District) and may exceed the amount of available water identified. | 459 | 1645 | CARRIZO-WILCOX AQUIFER | L | 28 | CALDWELL | 18 | GUADALUPE | 1 | GROUNDWATER | 1 | NO WATER QUALITY IMPROVEMENTS |  | 6188 | 1 | Hays/Caldwell Public Utility Authority Project (including Gonzales County) | 21 | CANYON REGIONAL WATER AUTHORITY | L | WWP | WWP | N/A | N/A |  | N | 2020 | 2020 | 0 | 6225000 | 12773700 | 4504140 | 4504140 | 4504140 | 94758058 | 20 | 1283 | LA VERNIA | L | WUG | MUNICIPAL | 897 | CITY | L | 247 | WILSON | 0 | 400 | 400 | 400 | 400 | 400 | N
123 | HAYS/CALDWELL PUA PROJECT (INCL. GONZALES CO.) | Hays/Caldwell Public Utility Authority Project (including Gonzales County) | L | 5 | EXISTING SOURCE OR EXPANDED USE OF AN EXISTING SOURCE (SURFACE WATER OR GROUNDWATER) | 6 | GROUNDWATER | 6 | OTHER INFRASTRUCTURE | Part or all of the water needed by this Water Management Strategy (WMS) is anticipated to be supplied from locations within the jurisdiction of a groundwater conservation district (District) and may exceed the amount of available water identified. | 459 | 1645 | CARRIZO-WILCOX AQUIFER | L | 28 | CALDWELL | 18 | GUADALUPE | 1 | GROUNDWATER | 1 | NO WATER QUALITY IMPROVEMENTS |  | 6188 | 1 | Hays/Caldwell Public Utility Authority Project (including Gonzales County) | 21 | CANYON REGIONAL WATER AUTHORITY | L | WWP | WWP | N/A | N/A |  | N | 2040 | 2040 | 0 | 6225000 | 12773700 | 4504140 | 4504140 | 4504140 | 94758058 | 20 | 1800 | MARION | L | WUG | MUNICIPAL | 908 | CITY | L | 94 | GUADALUPE | 0 | 0 | 0 | 179 | 0 | 0 | N
123 | HAYS/CALDWELL PUA PROJECT (INCL. GONZALES CO.) | Hays/Caldwell Public Utility Authority Project (including Gonzales County) | L | 5 | EXISTING SOURCE OR EXPANDED USE OF AN EXISTING SOURCE (SURFACE WATER OR GROUNDWATER) | 6 | GROUNDWATER | 6 | OTHER INFRASTRUCTURE | Part or all of the water needed by this Water Management Strategy (WMS) is anticipated to be supplied from locations within the jurisdiction of a groundwater conservation district (District) and may exceed the amount of available water identified. | 459 | 1645 | CARRIZO-WILCOX AQUIFER | L | 28 | CALDWELL | 18 | GUADALUPE | 1 | GROUNDWATER | 1 | NO WATER QUALITY IMPROVEMENTS |  | 6188 | 1 | Hays/Caldwell Public Utility Authority Project (including Gonzales County) | 21 | CANYON REGIONAL WATER AUTHORITY | L | WWP | WWP | N/A | N/A |  | N | 2020 | 2020 | 0 | 6225000 | 12773700 | 4504140 | 4504140 | 4504140 | 94758058 | 20 | 1812 | MAXWELL WSC | L | WUG | MUNICIPAL | 4249 | UTILITY | L | 28 | CALDWELL | 0 | 300 | 600 | 900 | 1200 | 1500 | N
123 | HAYS/CALDWELL PUA PROJECT (INCL. GONZALES CO.) | Hays/Caldwell Public Utility Authority Project (including Gonzales County) | L | 5 | EXISTING SOURCE OR EXPANDED USE OF AN EXISTING SOURCE (SURFACE WATER OR GROUNDWATER) | 6 | GROUNDWATER | 6 | OTHER INFRASTRUCTURE | Part or all of the water needed by this Water Management Strategy (WMS) is anticipated to be supplied from locations within the jurisdiction of a groundwater conservation district (District) and may exceed the amount of available water identified. | 459 | 1645 | CARRIZO-WILCOX AQUIFER | L | 28 | CALDWELL | 18 | GUADALUPE | 1 | GROUNDWATER | 1 | NO WATER QUALITY IMPROVEMENTS |  | 6188 | 1 | Hays/Caldwell Public Utility Authority Project (including Gonzales County) | 21 | CANYON REGIONAL WATER AUTHORITY | L | WWP | WWP | N/A | N/A |  | N | 2020 | 2020 | 0 | 6225000 | 12773700 | 4504140 | 4504140 | 4504140 | 94758058 | 20 | 1812 | MAXWELL WSC | L | WUG | MUNICIPAL | 4249 | UTILITY | L | 105 | HAYS | 0 | 100 | 200 | 300 | 400 | 500 | N
123 | HAYS/CALDWELL PUA PROJECT (INCL. GONZALES CO.) | Hays/Caldwell Public Utility Authority Project (including Gonzales County) | L | 5 | EXISTING SOURCE OR EXPANDED USE OF AN EXISTING SOURCE (SURFACE WATER OR GROUNDWATER) | 6 | GROUNDWATER | 6 | OTHER INFRASTRUCTURE | Part or all of the water needed by this Water Management Strategy (WMS) is anticipated to be supplied from locations within the jurisdiction of a groundwater conservation district (District) and may exceed the amount of available water identified. | 459 | 1645 | CARRIZO-WILCOX AQUIFER | L | 28 | CALDWELL | 18 | GUADALUPE | 1 | GROUNDWATER | 1 | NO WATER QUALITY IMPROVEMENTS |  | 6188 | 1 | Hays/Caldwell Public Utility Authority Project (including Gonzales County) | 21 | CANYON REGIONAL WATER AUTHORITY | L | WWP | WWP | N/A | N/A |  | N | 2040 | 2040 | 0 | 6225000 | 12773700 | 4504140 | 4504140 | 4504140 | 94758058 | 20 | 2331 | SANTA CLARA | L | WUG | MUNICIPAL | 1060 | CITY | L | 94 | GUADALUPE | 0 | 0 | 0 | 500 | 700 | 900 | N
123 | HAYS/CALDWELL PUA PROJECT (INCL. GONZALES CO.) | Hays/Caldwell Public Utility Authority Project (including Gonzales County) | L | 5 | EXISTING SOURCE OR EXPANDED USE OF AN EXISTING SOURCE (SURFACE WATER OR GROUNDWATER) | 6 | GROUNDWATER | 6 | OTHER INFRASTRUCTURE | Part or all of the water needed by this Water Management Strategy (WMS) is anticipated to be supplied from locations within the jurisdiction of a groundwater conservation district (District) and may exceed the amount of available water identified. | 459 | 1645 | CARRIZO-WILCOX AQUIFER | L | 28 | CALDWELL | 18 | GUADALUPE | 1 | GROUNDWATER | 1 | NO WATER QUALITY IMPROVEMENTS |  | 6188 | 1 | Hays/Caldwell Public Utility Authority Project (including Gonzales County) | 21 | CANYON REGIONAL WATER AUTHORITY | L | WWP | WWP | N/A | N/A |  | N | 2060 | 2060 | 0 | 6225000 | 12773700 | 4504140 | 4504140 | 4504140 | 94758058 | 20 | 2395 | SS WSC | L | WUG | MUNICIPAL | 4346 | UTILITY | L | 247 | WILSON | 0 | 0 | 0 | 0 | 0 | 690 | N
123 | HAYS/CALDWELL PUA PROJECT (INCL. GONZALES CO.) | Hays/Caldwell Public Utility Authority Project (including Gonzales County) | L | 5 | EXISTING SOURCE OR EXPANDED USE OF AN EXISTING SOURCE (SURFACE WATER OR GROUNDWATER) | 6 | GROUNDWATER | 6 | OTHER INFRASTRUCTURE | Part or all of the water needed by this Water Management Strategy (WMS) is anticipated to be supplied from locations within the jurisdiction of a groundwater conservation district (District) and may exceed the amount of available water identified. | 459 | 1645 | CARRIZO-WILCOX AQUIFER | L | 28 | CALDWELL | 18 | GUADALUPE | 1 | GROUNDWATER | 1 | NO WATER QUALITY IMPROVEMENTS |  | 6188 | 1 | Hays/Caldwell Public Utility Authority Project (including Gonzales County) | 411 | COUNTY LINE WSC | L | WUG | MUNICIPAL | 4074 | UTILITY |  | N | 2020 | 2020 | 0 | 626820 | 608752 | 406610 | 255466 | 246527 | 0 | 0 | 411 | COUNTY LINE WSC | L | WUG | MUNICIPAL | 4074 | UTILITY | L | 28 | CALDWELL | 0 | 285 | 285 | 285 | 285 | 285 | Y
123 | HAYS/CALDWELL PUA PROJECT (INCL. GONZALES CO.) | Hays/Caldwell Public Utility Authority Project (including Gonzales County) | L | 5 | EXISTING SOURCE OR EXPANDED USE OF AN EXISTING SOURCE (SURFACE WATER OR GROUNDWATER) | 6 | GROUNDWATER | 6 | OTHER INFRASTRUCTURE | Part or all of the water needed by this Water Management Strategy (WMS) is anticipated to be supplied from locations within the jurisdiction of a groundwater conservation district (District) and may exceed the amount of available water identified. | 459 | 1645 | CARRIZO-WILCOX AQUIFER | L | 28 | CALDWELL | 18 | GUADALUPE | 1 | GROUNDWATER | 1 | NO WATER QUALITY IMPROVEMENTS |  | 6188 | 1 | Hays/Caldwell Public Utility Authority Project (including Gonzales County) | 411 | COUNTY LINE WSC | L | WUG | MUNICIPAL | 4074 | UTILITY |  | N | 2020 | 2020 | 0 | 626820 | 608752 | 406610 | 255466 | 246527 | 0 | 0 | 411 | COUNTY LINE WSC | L | WUG | MUNICIPAL | 4074 | UTILITY | L | 105 | HAYS | 0 | 285 | 285 | 285 | 285 | 285 | Y
123 | HAYS/CALDWELL PUA PROJECT (INCL. GONZALES CO.) | Hays/Caldwell Public Utility Authority Project (including Gonzales County) | L | 5 | EXISTING SOURCE OR EXPANDED USE OF AN EXISTING SOURCE (SURFACE WATER OR GROUNDWATER) | 6 | GROUNDWATER | 6 | OTHER INFRASTRUCTURE | Part or all of the water needed by this Water Management Strategy (WMS) is anticipated to be supplied from locations within the jurisdiction of a groundwater conservation district (District) and may exceed the amount of available water identified. | 459 | 1645 | CARRIZO-WILCOX AQUIFER | L | 28 | CALDWELL | 18 | GUADALUPE | 1 | GROUNDWATER | 1 | NO WATER QUALITY IMPROVEMENTS |  | 6188 | 1 | Hays/Caldwell Public Utility Authority Project (including Gonzales County) | 681 | CRYSTAL CLEAR WSC | L | WUG | MUNICIPAL | 4080 | UTILITY |  | N | 2030 | 2030 | 0 | 0 | 2136000 | 1426000 | 896000 | 866000 | 0 | 0 | 681 | CRYSTAL CLEAR WSC | L | WUG | MUNICIPAL | 4080 | UTILITY | L | 46 | COMAL | 0 | 0 | 735 | 735 | 1469 | 1469 | Y
123 | HAYS/CALDWELL PUA PROJECT (INCL. GONZALES CO.) | Hays/Caldwell Public Utility Authority Project (including Gonzales County) | L | 5 | EXISTING SOURCE OR EXPANDED USE OF AN EXISTING SOURCE (SURFACE WATER OR GROUNDWATER) | 6 | GROUNDWATER | 6 | OTHER INFRASTRUCTURE | Part or all of the water needed by this Water Management Strategy (WMS) is anticipated to be supplied from locations within the jurisdiction of a groundwater conservation district (District) and may exceed the amount of available water identified. | 459 | 1645 | CARRIZO-WILCOX AQUIFER | L | 28 | CALDWELL | 18 | GUADALUPE | 1 | GROUNDWATER | 1 | NO WATER QUALITY IMPROVEMENTS |  | 6188 | 1 | Hays/Caldwell Public Utility Authority Project (including Gonzales County) | 681 | CRYSTAL CLEAR WSC | L | WUG | MUNICIPAL | 4080 | UTILITY |  | N | 2030 | 2030 | 0 | 0 | 2136000 | 1426000 | 896000 | 866000 | 0 | 0 | 681 | CRYSTAL CLEAR WSC | L | WUG | MUNICIPAL | 4080 | UTILITY | L | 94 | GUADALUPE | 0 | 0 | 735 | 735 | 531 | 531 | Y
123 | HAYS/CALDWELL PUA PROJECT (INCL. GONZALES CO.) | Hays/Caldwell Public Utility Authority Project (including Gonzales County) | L | 5 | EXISTING SOURCE OR EXPANDED USE OF AN EXISTING SOURCE (SURFACE WATER OR GROUNDWATER) | 6 | GROUNDWATER | 6 | OTHER INFRASTRUCTURE | Part or all of the water needed by this Water Management Strategy (WMS) is anticipated to be supplied from locations within the jurisdiction of a groundwater conservation district (District) and may exceed the amount of available water identified. | 459 | 1645 | CARRIZO-WILCOX AQUIFER | L | 28 | CALDWELL | 18 | GUADALUPE | 1 | GROUNDWATER | 1 | NO WATER QUALITY IMPROVEMENTS |  | 6188 | 1 | Hays/Caldwell Public Utility Authority Project (including Gonzales County) | 681 | CRYSTAL CLEAR WSC | L | WUG | MUNICIPAL | 4080 | UTILITY |  | N | 2030 | 2030 | 0 | 0 | 2136000 | 1426000 | 896000 | 866000 | 0 | 0 | 681 | CRYSTAL CLEAR WSC | L | WUG | MUNICIPAL | 4080 | UTILITY | L | 105 | HAYS | 0 | 0 | 530 | 530 | 0 | 0 | Y
123 | HAYS/CALDWELL PUA PROJECT (INCL. GONZALES CO.) | Hays/Caldwell Public Utility Authority Project (including Gonzales County) | L | 5 | EXISTING SOURCE OR EXPANDED USE OF AN EXISTING SOURCE (SURFACE WATER OR GROUNDWATER) | 6 | GROUNDWATER | 6 | OTHER INFRASTRUCTURE | Part or all of the water needed by this Water Management Strategy (WMS) is anticipated to be supplied from locations within the jurisdiction of a groundwater conservation district (District) and may exceed the amount of available water identified. | 459 | 1645 | CARRIZO-WILCOX AQUIFER | L | 28 | CALDWELL | 18 | GUADALUPE | 1 | GROUNDWATER | 1 | NO WATER QUALITY IMPROVEMENTS |  | 6188 | 1 | Hays/Caldwell Public Utility Authority Project (including Gonzales County) | 729 | EAST CENTRAL WSC | L | WUG | MUNICIPAL | 4095 | UTILITY |  | N | 2030 | 2030 | 0 | 0 | 268065 | 353108 | 320901 | 407418 | 0 | 0 | 729 | EAST CENTRAL WSC | L | WUG | MUNICIPAL | 4095 | UTILITY | L | 15 | BEXAR | 0 | 0 | 214 | 398 | 557 | 713 | Y
123 | HAYS/CALDWELL PUA PROJECT (INCL. GONZALES CO.) | Hays/Caldwell Public Utility Authority Project (including Gonzales County) | L | 5 | EXISTING SOURCE OR EXPANDED USE OF AN EXISTING SOURCE (SURFACE WATER OR GROUNDWATER) | 6 | GROUNDWATER | 6 | OTHER INFRASTRUCTURE | Part or all of the water needed by this Water Management Strategy (WMS) is anticipated to be supplied from locations within the jurisdiction of a groundwater conservation district (District) and may exceed the amount of available water identified. | 459 | 1645 | CARRIZO-WILCOX AQUIFER | L | 28 | CALDWELL | 18 | GUADALUPE | 1 | GROUNDWATER | 1 | NO WATER QUALITY IMPROVEMENTS |  | 6188 | 1 | Hays/Caldwell Public Utility Authority Project (including Gonzales County) | 729 | EAST CENTRAL WSC | L | WUG | MUNICIPAL | 4095 | UTILITY |  | N | 2030 | 2030 | 0 | 0 | 268065 | 353108 | 320901 | 407418 | 0 | 0 | 729 | EAST CENTRAL WSC | L | WUG | MUNICIPAL | 4095 | UTILITY | L | 94 | GUADALUPE | 0 | 0 | 34 | 71 | 108 | 150 | Y
123 | HAYS/CALDWELL PUA PROJECT (INCL. GONZALES CO.) | Hays/Caldwell Public Utility Authority Project (including Gonzales County) | L | 5 | EXISTING SOURCE OR EXPANDED USE OF AN EXISTING SOURCE (SURFACE WATER OR GROUNDWATER) | 6 | GROUNDWATER | 6 | OTHER INFRASTRUCTURE | Part or all of the water needed by this Water Management Strategy (WMS) is anticipated to be supplied from locations within the jurisdiction of a groundwater conservation district (District) and may exceed the amount of available water identified. | 459 | 1645 | CARRIZO-WILCOX AQUIFER | L | 28 | CALDWELL | 18 | GUADALUPE | 1 | GROUNDWATER | 1 | NO WATER QUALITY IMPROVEMENTS |  | 6188 | 1 | Hays/Caldwell Public Utility Authority Project (including Gonzales County) | 729 | EAST CENTRAL WSC | L | WUG | MUNICIPAL | 4095 | UTILITY |  | N | 2030 | 2030 | 0 | 0 | 268065 | 353108 | 320901 | 407418 | 0 | 0 | 729 | EAST CENTRAL WSC | L | WUG | MUNICIPAL | 4095 | UTILITY | L | 247 | WILSON | 0 | 0 | 3 | 26 | 51 | 79 | Y
123 | HAYS/CALDWELL PUA PROJECT (INCL. GONZALES CO.) | Hays/Caldwell Public Utility Authority Project (including Gonzales County) | L | 5 | EXISTING SOURCE OR EXPANDED USE OF AN EXISTING SOURCE (SURFACE WATER OR GROUNDWATER) | 6 | GROUNDWATER | 6 | OTHER INFRASTRUCTURE | Part or all of the water needed by this Water Management Strategy (WMS) is anticipated to be supplied from locations within the jurisdiction of a groundwater conservation district (District) and may exceed the amount of available water identified. | 459 | 1645 | CARRIZO-WILCOX AQUIFER | L | 28 | CALDWELL | 18 | GUADALUPE | 1 | GROUNDWATER | 1 | NO WATER QUALITY IMPROVEMENTS |  | 6188 | 1 | Hays/Caldwell Public Utility Authority Project (including Gonzales County) | 861 | GREEN VALLEY SUD | L | WUG | MUNICIPAL | 4144 | UTILITY |  | N | 2030 | 2030 | 0 | 0 | 3738000 | 0 | 0 | 0 | 0 | 0 | 861 | GREEN VALLEY SUD | L | WUG | MUNICIPAL | 4144 | UTILITY | L | 94 | GUADALUPE | 0 | 0 | 3500 | 0 | 0 | 0 | Y
123 | HAYS/CALDWELL PUA PROJECT (INCL. GONZALES CO.) | Hays/Caldwell Public Utility Authority Project (including Gonzales County) | L | 5 | EXISTING SOURCE OR EXPANDED USE OF AN EXISTING SOURCE (SURFACE WATER OR GROUNDWATER) | 6 | GROUNDWATER | 6 | OTHER INFRASTRUCTURE | Part or all of the water needed by this Water Management Strategy (WMS) is anticipated to be supplied from locations within the jurisdiction of a groundwater conservation district (District) and may exceed the amount of available water identified. | 459 | 1645 | CARRIZO-WILCOX AQUIFER | L | 28 | CALDWELL | 18 | GUADALUPE | 1 | GROUNDWATER | 1 | NO WATER QUALITY IMPROVEMENTS |  | 6188 | 1 | Hays/Caldwell Public Utility Authority Project (including Gonzales County) | 1283 | LA VERNIA | L | WUG | MUNICIPAL | 897 | CITY |  | N | 2020 | 2020 | 0 | 440000 | 427200 | 285200 | 179200 | 173200 | 0 | 0 | 1283 | LA VERNIA | L | WUG | MUNICIPAL | 897 | CITY | L | 247 | WILSON | 0 | 400 | 400 | 400 | 400 | 400 | Y
123 | HAYS/CALDWELL PUA PROJECT (INCL. GONZALES CO.) | Hays/Caldwell Public Utility Authority Project (including Gonzales County) | L | 5 | EXISTING SOURCE OR EXPANDED USE OF AN EXISTING SOURCE (SURFACE WATER OR GROUNDWATER) | 6 | GROUNDWATER | 6 | OTHER INFRASTRUCTURE | Part or all of the water needed by this Water Management Strategy (WMS) is anticipated to be supplied from locations within the jurisdiction of a groundwater conservation district (District) and may exceed the amount of available water identified. | 459 | 1645 | CARRIZO-WILCOX AQUIFER | L | 28 | CALDWELL | 18 | GUADALUPE | 1 | GROUNDWATER | 1 | NO WATER QUALITY IMPROVEMENTS |  | 6188 | 1 | Hays/Caldwell Public Utility Authority Project (including Gonzales County) | 1800 | MARION | L | WUG | MUNICIPAL | 908 | CITY |  | N | 2040 | 2040 | 0 | 0 | 0 | 127627 | 0 | 0 | 0 | 0 | 1800 | MARION | L | WUG | MUNICIPAL | 908 | CITY | L | 94 | GUADALUPE | 0 | 0 | 0 | 179 | 0 | 0 | Y
123 | HAYS/CALDWELL PUA PROJECT (INCL. GONZALES CO.) | Hays/Caldwell Public Utility Authority Project (including Gonzales County) | L | 5 | EXISTING SOURCE OR EXPANDED USE OF AN EXISTING SOURCE (SURFACE WATER OR GROUNDWATER) | 6 | GROUNDWATER | 6 | OTHER INFRASTRUCTURE | Part or all of the water needed by this Water Management Strategy (WMS) is anticipated to be supplied from locations within the jurisdiction of a groundwater conservation district (District) and may exceed the amount of available water identified. | 459 | 1645 | CARRIZO-WILCOX AQUIFER | L | 28 | CALDWELL | 18 | GUADALUPE | 1 | GROUNDWATER | 1 | NO WATER QUALITY IMPROVEMENTS |  | 6188 | 1 | Hays/Caldwell Public Utility Authority Project (including Gonzales County) | 1812 | MAXWELL WSC | L | WUG | MUNICIPAL | 4249 | UTILITY |  | N | 2020 | 2020 | 0 | 439873 | 856020 | 717097 | 865005 | 854389 | 0 | 0 | 1812 | MAXWELL WSC | L | WUG | MUNICIPAL | 4249 | UTILITY | L | 28 | CALDWELL | 0 | 300 | 600 | 900 | 1200 | 1500 | Y
123 | HAYS/CALDWELL PUA PROJECT (INCL. GONZALES CO.) | Hays/Caldwell Public Utility Authority Project (including Gonzales County) | L | 5 | EXISTING SOURCE OR EXPANDED USE OF AN EXISTING SOURCE (SURFACE WATER OR GROUNDWATER) | 6 | GROUNDWATER | 6 | OTHER INFRASTRUCTURE | Part or all of the water needed by this Water Management Strategy (WMS) is anticipated to be supplied from locations within the jurisdiction of a groundwater conservation district (District) and may exceed the amount of available water identified. | 459 | 1645 | CARRIZO-WILCOX AQUIFER | L | 28 | CALDWELL | 18 | GUADALUPE | 1 | GROUNDWATER | 1 | NO WATER QUALITY IMPROVEMENTS |  | 6188 | 1 | Hays/Caldwell Public Utility Authority Project (including Gonzales County) | 1812 | MAXWELL WSC | L | WUG | MUNICIPAL | 4249 | UTILITY |  | N | 2020 | 2020 | 0 | 439873 | 856020 | 717097 | 865005 | 854389 | 0 | 0 | 1812 | MAXWELL WSC | L | WUG | MUNICIPAL | 4249 | UTILITY | L | 105 | HAYS | 0 | 100 | 200 | 300 | 400 | 500 | Y
123 | HAYS/CALDWELL PUA PROJECT (INCL. GONZALES CO.) | Hays/Caldwell Public Utility Authority Project (including Gonzales County) | L | 5 | EXISTING SOURCE OR EXPANDED USE OF AN EXISTING SOURCE (SURFACE WATER OR GROUNDWATER) | 6 | GROUNDWATER | 6 | OTHER INFRASTRUCTURE | Part or all of the water needed by this Water Management Strategy (WMS) is anticipated to be supplied from locations within the jurisdiction of a groundwater conservation district (District) and may exceed the amount of available water identified. | 459 | 1645 | CARRIZO-WILCOX AQUIFER | L | 28 | CALDWELL | 18 | GUADALUPE | 1 | GROUNDWATER | 1 | NO WATER QUALITY IMPROVEMENTS |  | 6188 | 1 | Hays/Caldwell Public Utility Authority Project (including Gonzales County) | 2089 | MOUNTAIN CITY | L | WUG | MUNICIPAL | 1043 | CITY |  | N | 2020 | 2020 | 0 | 186750 | 186750 | 65850 | 65850 | 65850 | 1385554 | 20 | 2089 | MOUNTAIN CITY | L | WUG | MUNICIPAL | 1043 | CITY | L | 105 | HAYS | 0 | 150 | 150 | 150 | 150 | 150 | N
123 | HAYS/CALDWELL PUA PROJECT (INCL. GONZALES CO.) | Hays/Caldwell Public Utility Authority Project (including Gonzales County) | L | 5 | EXISTING SOURCE OR EXPANDED USE OF AN EXISTING SOURCE (SURFACE WATER OR GROUNDWATER) | 6 | GROUNDWATER | 6 | OTHER INFRASTRUCTURE | Part or all of the water needed by this Water Management Strategy (WMS) is anticipated to be supplied from locations within the jurisdiction of a groundwater conservation district (District) and may exceed the amount of available water identified. | 459 | 1645 | CARRIZO-WILCOX AQUIFER | L | 28 | CALDWELL | 18 | GUADALUPE | 1 | GROUNDWATER | 1 | NO WATER QUALITY IMPROVEMENTS |  | 6188 | 1 | Hays/Caldwell Public Utility Authority Project (including Gonzales County) | 2331 | SANTA CLARA | L | WUG | MUNICIPAL | 1060 | CITY |  | N | 2040 | 2040 | 0 | 0 | 0 | 356500 | 313600 | 389700 | 0 | 0 | 2331 | SANTA CLARA | L | WUG | MUNICIPAL | 1060 | CITY | L | 94 | GUADALUPE | 0 | 0 | 0 | 500 | 700 | 900 | Y
123 | HAYS/CALDWELL PUA PROJECT (INCL. GONZALES CO.) | Hays/Caldwell Public Utility Authority Project (including Gonzales County) | L | 5 | EXISTING SOURCE OR EXPANDED USE OF AN EXISTING SOURCE (SURFACE WATER OR GROUNDWATER) | 6 | GROUNDWATER | 6 | OTHER INFRASTRUCTURE | Part or all of the water needed by this Water Management Strategy (WMS) is anticipated to be supplied from locations within the jurisdiction of a groundwater conservation district (District) and may exceed the amount of available water identified. | 459 | 1645 | CARRIZO-WILCOX AQUIFER | L | 28 | CALDWELL | 18 | GUADALUPE | 1 | GROUNDWATER | 1 | NO WATER QUALITY IMPROVEMENTS |  | 6188 | 1 | Hays/Caldwell Public Utility Authority Project (including Gonzales County) | 2395 | SS WSC | L | WUG | MUNICIPAL | 4346 | UTILITY |  | N | 2060 | 2060 | 0 | 0 | 0 | 0 | 0 | 298427 | 0 | 0 | 2395 | SS WSC | L | WUG | MUNICIPAL | 4346 | UTILITY | L | 247 | WILSON | 0 | 0 | 0 | 0 | 0 | 690 | Y
123 | HAYS/CALDWELL PUA PROJECT (INCL. GONZALES CO.) | Hays/Caldwell Public Utility Authority Project (including Gonzales County) | L | 5 | EXISTING SOURCE OR EXPANDED USE OF AN EXISTING SOURCE (SURFACE WATER OR GROUNDWATER) | 6 | GROUNDWATER | 6 | OTHER INFRASTRUCTURE | Part or all of the water needed by this Water Management Strategy (WMS) is anticipated to be supplied from locations within the jurisdiction of a groundwater conservation district (District) and may exceed the amount of available water identified. | 552 | 1655 | CARRIZO-WILCOX AQUIFER | L | 89 | GONZALES | 18 | GUADALUPE | 1 | GROUNDWATER | 1 | NO WATER QUALITY IMPROVEMENTS |  | 6188 | 1 | Hays/Caldwell Public Utility Authority Project (including Gonzales County) | 843 | GOFORTH WSC | L | WUG | MUNICIPAL | 4140 | UTILITY |  | N | 2020 | 2020 | 0 | 2040555 | 2040555 | 719521 | 719521 | 719521 | 15139490 | 20 | 843 | GOFORTH WSC | L | WUG | MUNICIPAL | 4140 | UTILITY | L | 28 | CALDWELL | 0 | 26 | 99 | 174 | 252 | 328 | N
123 | HAYS/CALDWELL PUA PROJECT (INCL. GONZALES CO.) | Hays/Caldwell Public Utility Authority Project (including Gonzales County) | L | 5 | EXISTING SOURCE OR EXPANDED USE OF AN EXISTING SOURCE (SURFACE WATER OR GROUNDWATER) | 6 | GROUNDWATER | 6 | OTHER INFRASTRUCTURE | Part or all of the water needed by this Water Management Strategy (WMS) is anticipated to be supplied from locations within the jurisdiction of a groundwater conservation district (District) and may exceed the amount of available water identified. | 552 | 1655 | CARRIZO-WILCOX AQUIFER | L | 89 | GONZALES | 18 | GUADALUPE | 1 | GROUNDWATER | 1 | NO WATER QUALITY IMPROVEMENTS |  | 6188 | 1 | Hays/Caldwell Public Utility Authority Project (including Gonzales County) | 843 | GOFORTH WSC | L | WUG | MUNICIPAL | 4140 | UTILITY |  | N | 2020 | 2020 | 0 | 2040555 | 2040555 | 719521 | 719521 | 719521 | 15139490 | 20 | 843 | GOFORTH WSC | L | WUG | MUNICIPAL | 4140 | UTILITY | L | 105 | HAYS | 0 | 1613 | 1540 | 1465 | 1387 | 1311 | N
123 | HAYS/CALDWELL PUA PROJECT (INCL. GONZALES CO.) | Hays/Caldwell Public Utility Authority Project (including Gonzales County) | L | 5 | EXISTING SOURCE OR EXPANDED USE OF AN EXISTING SOURCE (SURFACE WATER OR GROUNDWATER) | 6 | GROUNDWATER | 6 | OTHER INFRASTRUCTURE | Part or all of the water needed by this Water Management Strategy (WMS) is anticipated to be supplied from locations within the jurisdiction of a groundwater conservation district (District) and may exceed the amount of available water identified. | 552 | 1655 | CARRIZO-WILCOX AQUIFER | L | 89 | GONZALES | 18 | GUADALUPE | 1 | GROUNDWATER | 1 | NO WATER QUALITY IMPROVEMENTS |  | 6188 | 1 | Hays/Caldwell Public Utility Authority Project (including Gonzales County) | 1276 | KYLE | L | WUG | MUNICIPAL | 330 | CITY |  | N | 2020 | 2020 | 0 | 622500 | 1245000 | 1060624 | 2258516 | 4106845 | 86417021 | 20 | 1276 | KYLE | L | WUG | MUNICIPAL | 330 | CITY | L | 105 | HAYS | 0 | 500 | 1000 | 2416 | 5144 | 9355 | N
123 | HAYS/CALDWELL PUA PROJECT (INCL. GONZALES CO.) | Hays/Caldwell Public Utility Authority Project (including Gonzales County) | L | 5 | EXISTING SOURCE OR EXPANDED USE OF AN EXISTING SOURCE (SURFACE WATER OR GROUNDWATER) | 6 | GROUNDWATER | 6 | OTHER INFRASTRUCTURE | Part or all of the water needed by this Water Management Strategy (WMS) is anticipated to be supplied from locations within the jurisdiction of a groundwater conservation district (District) and may exceed the amount of available water identified. | 552 | 1655 | CARRIZO-WILCOX AQUIFER | L | 89 | GONZALES | 18 | GUADALUPE | 1 | GROUNDWATER | 1 | NO WATER QUALITY IMPROVEMENTS |  | 6188 | 1 | Hays/Caldwell Public Utility Authority Project (including Gonzales County) | 2324 | SAN MARCOS | L | WUG | MUNICIPAL | 537 | CITY |  | N | 2030 | 2030 | 0 | 0 | 1927260 | 6166485 | 3808325 | 5228490 | 110017629 | 20 | 2324 | SAN MARCOS | L | WUG | MUNICIPAL | 537 | CITY | L | 105 | HAYS | 0 | 0 | 1548 | 4953 | 8675 | 11910 | N
377 | HB 1437 FOR WILLIAMSON COUNTY | House Bill 1437 for Williamson County | K | 6 | NEW SURFACE WATER OR NEW GROUNDWATER SOURCE | 5 | OTHER SURFACE WATER | 2 | PIPELINE |  | 1442 | 4242 | COLORADO RIVER COMBINED RUN-OF-RIVER - LCRA SUPPLY REALLOCATION | K | 227 | TRAVIS | 14 | COLORADO | 0 | SURFACE WATER | 1 | NO WATER QUALITY IMPROVEMENTS |  | 5061 | 2 | House Bill 1437 for Williamson County | 123 | ROUND ROCK | G | BOTH | MUNICIPAL | 520 | CITY |  | N | 2010 | 2010 | 21735 | 42435 | 60203 | 73485 | 92460 | 111263 | 0 | 0 | 123 | ROUND ROCK | G | BOTH | MUNICIPAL | 520 | CITY | K | 227 | TRAVIS | 126 | 246 | 349 | 426 | 536 | 645 | Y
399 | HB 1437 ON-FARM CONSERVATION | House Bill 1437 on-farm conservation | K | 3 | CONSERVATION | 2 | IRRIGATION CONSERVATION | 1 | NO INFRASTRUCTURE |  | 1450 | 2626 | CONSERVATION | K | 161 | MATAGORDA | 13 | BRAZOS-COLORADO | 3 | CONSERVATION | 1 | NO WATER QUALITY IMPROVEMENTS |  | 5057 | 1 | House Bill 1437 on-farm conservation | 1131 | IRRIGATION, MATAGORDA | K | WUG | IRRIGATION | 1004 | N/A |  | N | 2050 | 2050 | 0 | 0 | 0 | 0 | 162437 | 162437 | 1863134 | 20 | 1131 | IRRIGATION, MATAGORDA | K | WUG | IRRIGATION | 1004 | N/A | K | 161 | MATAGORDA | 0 | 0 | 0 | 0 | 10800 | 12200 | N
399 | HB 1437 ON-FARM CONSERVATION | House Bill 1437 on-farm conservation | K | 3 | CONSERVATION | 2 | IRRIGATION CONSERVATION | 1 | NO INFRASTRUCTURE |  | 1451 | 2666 | CONSERVATION | K | 161 | MATAGORDA | 14 | COLORADO | 3 | CONSERVATION | 1 | NO WATER QUALITY IMPROVEMENTS |  | 5057 | 1 | House Bill 1437 on-farm conservation | 1131 | IRRIGATION, MATAGORDA | K | WUG | IRRIGATION | 1004 | N/A |  | N | 2060 | 2060 | 0 | 0 | 0 | 0 | 0 | 2663 | 30543 | 20 | 1131 | IRRIGATION, MATAGORDA | K | WUG | IRRIGATION | 1004 | N/A | K | 161 | MATAGORDA | 0 | 0 | 0 | 0 | 0 | 200 | N
399 | HB 1437 ON-FARM CONSERVATION | House Bill 1437 on-farm conservation | K | 3 | CONSERVATION | 2 | IRRIGATION CONSERVATION | 1 | NO INFRASTRUCTURE |  | 1452 | 2692 | CONSERVATION | K | 161 | MATAGORDA | 15 | COLORADO-LAVACA | 3 | CONSERVATION | 1 | NO WATER QUALITY IMPROVEMENTS |  | 5057 | 1 | House Bill 1437 on-farm conservation | 1131 | IRRIGATION, MATAGORDA | K | WUG | IRRIGATION | 1004 | N/A |  | N | 2060 | 2060 | 0 | 0 | 0 | 0 | 0 | 114504 | 1313357 | 20 | 1131 | IRRIGATION, MATAGORDA | K | WUG | IRRIGATION | 1004 | N/A | K | 161 | MATAGORDA | 0 | 0 | 0 | 0 | 0 | 8600 | N
399 | HB 1437 ON-FARM CONSERVATION | House Bill 1437 on-farm conservation | K | 3 | CONSERVATION | 2 | IRRIGATION CONSERVATION | 1 | NO INFRASTRUCTURE |  | 1447 | 2627 | CONSERVATION | K | 241 | WHARTON | 13 | BRAZOS-COLORADO | 3 | CONSERVATION | 1 | NO WATER QUALITY IMPROVEMENTS |  | 5061 | 1 | House Bill 1437 for Williamson County | 1205 | IRRIGATION, WHARTON | P | WUG | IRRIGATION | 1004 | N/A |  | N | 2010 | 2010 | 47932 | 47932 | 47932 | 47932 | 47932 | 47932 | 549777 | 20 | 1205 | IRRIGATION, WHARTON | P | WUG | IRRIGATION | 1004 | N/A | K | 241 | WHARTON | 3600 | 3600 | 3600 | 3600 | 3600 | 3600 | N
399 | HB 1437 ON-FARM CONSERVATION | House Bill 1437 on-farm conservation | K | 3 | CONSERVATION | 2 | IRRIGATION CONSERVATION | 1 | NO INFRASTRUCTURE |  | 1453 | 2686 | CONSERVATION | K | 241 | WHARTON | 14 | COLORADO | 3 | CONSERVATION | 1 | NO WATER QUALITY IMPROVEMENTS |  | 5061 | 1 | House Bill 1437 for Williamson County | 1205 | IRRIGATION, WHARTON | P | WUG | IRRIGATION | 1004 | N/A |  | N | 2010 | 2010 | 2663 | 2663 | 2663 | 2663 | 2663 | 2663 | 30543 | 20 | 1205 | IRRIGATION, WHARTON | P | WUG | IRRIGATION | 1004 | N/A | K | 241 | WHARTON | 200 | 200 | 200 | 200 | 200 | 200 | N
399 | HB 1437 ON-FARM CONSERVATION | House Bill 1437 on-farm conservation | K | 3 | CONSERVATION | 2 | IRRIGATION CONSERVATION | 1 | NO INFRASTRUCTURE |  | 1454 | 2693 | CONSERVATION | K | 241 | WHARTON | 15 | COLORADO-LAVACA | 3 | CONSERVATION | 1 | NO WATER QUALITY IMPROVEMENTS |  | 5061 | 1 | House Bill 1437 for Williamson County | 1205 | IRRIGATION, WHARTON | P | WUG | IRRIGATION | 1004 | N/A |  | N | 2010 | 2010 | 2663 | 2663 | 2663 | 2663 | 2663 | 2663 | 30543 | 20 | 1205 | IRRIGATION, WHARTON | P | WUG | IRRIGATION | 1004 | N/A | K | 241 | WHARTON | 200 | 200 | 200 | 200 | 200 | 200 | N
766 | INCREASE CURRENT CONTRACT | Increase current contract | G | 6 | NEW SURFACE WATER OR NEW GROUNDWATER SOURCE | 5 | OTHER SURFACE WATER | 1 | NO INFRASTRUCTURE |  | 2218 | 4242 | COLORADO RIVER COMBINED RUN-OF-RIVER - LCRA SUPPLY REALLOCATION | K | 227 | TRAVIS | 14 | COLORADO | 0 | SURFACE WATER | 1 | NO WATER QUALITY IMPROVEMENTS |  | 3239 | 2 | Voluntary Redistribution - LCRA Supply Reallocation | 262 | BLOCKHOUSE MUD | G | WUG | MUNICIPAL | 4025 | UTILITY |  | Y | 2030 | 2030 | 0 | 0 | 468000 | 935000 | 1268000 | 1764000 | 0 | 0 | 262 | BLOCKHOUSE MUD | G | WUG | MUNICIPAL | 4025 | UTILITY | G | 246 | WILLIAMSON | 0 | 0 | 500 | 1000 | 1500 | 2100 | Y
766 | INCREASE CURRENT CONTRACT | Increase current contract | G | 6 | NEW SURFACE WATER OR NEW GROUNDWATER SOURCE | 4 | NEW MAJOR RESERVOIR | 1 | NO INFRASTRUCTURE |  | 2106 | 474 | MILLERS CREEK LAKE/RESERVOIR | G | 999 | RESERVOIR | 12 | BRAZOS | 0 | SURFACE WATER | 1 | NO WATER QUALITY IMPROVEMENTS |  | 2246 | 2 | Millers Creek augmentation | 2094 | MUNDAY | G | WUG | MUNICIPAL | 420 | CITY |  | N | 2010 | 2010 | 17243 | 17243 | 17243 | 17243 | 17243 | 17243 | 0 | 0 | 2094 | MUNDAY | G | WUG | MUNICIPAL | 420 | CITY | G | 138 | KNOX | 43 | 43 | 43 | 43 | 43 | 43 | Y
47 | INCREASE EXISTING CONTRACT | Increase existing contract | D | 5 | EXISTING SOURCE OR EXPANDED USE OF AN EXISTING SOURCE (SURFACE WATER OR GROUNDWATER) | 6 | GROUNDWATER | 1 | NO INFRASTRUCTURE |  | 70 | 1154 | CARRIZO-WILCOX AQUIFER | D | 212 | SMITH | 5 | SABINE | 1 | GROUNDWATER | 1 | NO WATER QUALITY IMPROVEMENTS |  | 5263 | 1 | Increase existing contract | 2636 | WINONA | D | WUG | MUNICIPAL | 1071 | CITY | No capital costs associated with this strategy, only increasing existing contracts. | N | 2060 | 2060 | 0 | 0 | 0 | 0 | 0 | 5751.59 | 0 | 0 | 2636 | WINONA | D | WUG | MUNICIPAL | 1071 | CITY | D | 212 | SMITH | 0 | 0 | 0 | 0 | 0 | 5 | N
47 | INCREASE EXISTING CONTRACT | Increase existing contract | D | 5 | EXISTING SOURCE OR EXPANDED USE OF AN EXISTING SOURCE (SURFACE WATER OR GROUNDWATER) | 5 | OTHER SURFACE WATER | 1 | NO INFRASTRUCTURE |  | 2512 | 225 | CYPRESS RIVER COMBINED RUN-OF-RIVER | D | 158 | MARION | 4 | CYPRESS | 0 | SURFACE WATER | 1 | NO WATER QUALITY IMPROVEMENTS |  | 5071 | 1 | Increase existing contract | 2432 | STEAM ELECTRIC POWER, HARRISON | D | WUG | STEAM ELECTRIC | 1002 | N/A |  | Y | 2040 | 2040 | 0 | 0 | 0 | 1586998.64 | 4121011.53 | 5456896.36 | 0 | 0 | 2432 | STEAM ELECTRIC POWER, HARRISON | D | WUG | STEAM ELECTRIC | 1002 | N/A | D | 102 | HARRISON | 0 | 0 | 0 | 3122 | 8107 | 10735 | N
47 | INCREASE EXISTING CONTRACT | Increase existing contract | D | 5 | EXISTING SOURCE OR EXPANDED USE OF AN EXISTING SOURCE (SURFACE WATER OR GROUNDWATER) | 5 | OTHER SURFACE WATER | 1 | NO INFRASTRUCTURE |  | 69 | 228 | O' THE PINES LAKE/RESERVOIR | D | 999 | RESERVOIR | 4 | CYPRESS | 0 | SURFACE WATER | 1 | NO WATER QUALITY IMPROVEMENTS | Steam Electric/Harrison Online 2060 Steam Electric/Titus Online 2040 | 5072 | 1 | Increase existing contract | 2432 | STEAM ELECTRIC POWER, HARRISON | D | WUG | STEAM ELECTRIC | 1002 | N/A | No capital costs associated with this strategy, only increasing existing contracts. | Y | 2060 | 2060 | 0 | 0 | 0 | 0 | 0 | 1753221.75 | 0 | 0 | 2432 | STEAM ELECTRIC POWER, HARRISON | D | WUG | STEAM ELECTRIC | 1002 | N/A | D | 102 | HARRISON | 0 | 0 | 0 | 0 | 0 | 3449 | N
47 | INCREASE EXISTING CONTRACT | Increase existing contract | D | 5 | EXISTING SOURCE OR EXPANDED USE OF AN EXISTING SOURCE (SURFACE WATER OR GROUNDWATER) | 5 | OTHER SURFACE WATER | 1 | NO INFRASTRUCTURE |  | 69 | 228 | O' THE PINES LAKE/RESERVOIR | D | 999 | RESERVOIR | 4 | CYPRESS | 0 | SURFACE WATER | 1 | NO WATER QUALITY IMPROVEMENTS | Steam Electric/Harrison Online 2060 Steam Electric/Titus Online 2040 | 5073 | 1 | Increase existing contract | 2472 | STEAM ELECTRIC POWER, TITUS | D | WUG | STEAM ELECTRIC | 1002 | N/A | No capital cost is associated with this strategy. | N | 2040 | 2040 | 0 | 0 | 0 | 2305265.48 | 9016714.26 | 16220224.11 | 0 | 0 | 2472 | STEAM ELECTRIC POWER, TITUS | D | WUG | STEAM ELECTRIC | 1002 | N/A | D | 225 | TITUS | 0 | 0 | 0 | 4535 | 17738 | 31909 | N
47 | INCREASE EXISTING CONTRACT | Increase existing contract | D | 5 | EXISTING SOURCE OR EXPANDED USE OF AN EXISTING SOURCE (SURFACE WATER OR GROUNDWATER) | 5 | OTHER SURFACE WATER | 1 | NO INFRASTRUCTURE |  | 712 | 190 | PAT MAYSE LAKE/RESERVOIR | D | 999 | RESERVOIR | 2 | RED | 0 | SURFACE WATER | 1 | NO WATER QUALITY IMPROVEMENTS |  | 5199 | 1 | Increase existing contract | 2444 | STEAM ELECTRIC POWER, LAMAR | D | WUG | STEAM ELECTRIC | 1002 | N/A | No capital cost associated with this strategy. | N | 2030 | 2030 | 0 | 0 | 91425.32 | 254964.69 | 454327.86 | 697257.99 | 0 | 0 | 2444 | STEAM ELECTRIC POWER, LAMAR | D | WUG | STEAM ELECTRIC | 1002 | N/A | D | 139 | LAMAR | 0 | 0 | 980 | 2733 | 4870 | 7474 | N
47 | INCREASE EXISTING CONTRACT | Increase existing contract | D | 5 | EXISTING SOURCE OR EXPANDED USE OF AN EXISTING SOURCE (SURFACE WATER OR GROUNDWATER) | 5 | OTHER SURFACE WATER | 1 | NO INFRASTRUCTURE |  | 74 | 4244 | SABINE RIVER RUN-OF-RIVER | D | 250 | WOOD | 5 | SABINE | 0 | SURFACE WATER | 1 | NO WATER QUALITY IMPROVEMENTS |  | 5296 | 1 | Increase existing contract | 503 | COUNTY-OTHER, GREGG | D | WUG | MUNICIPAL | 757 | COUNTY-OTHER | No capital costs associated with this strategy, only increasing existing contracts. | N | 2040 | 2040 | 0 | 0 | 0 | 32585 | 32585 | 32585 | 0 | 0 | 503 | COUNTY-OTHER, GREGG | D | WUG | MUNICIPAL | 757 | COUNTY-OTHER | D | 92 | GREGG | 0 | 0 | 0 | 1 | 17 | 40 | N
47 | INCREASE EXISTING CONTRACT | Increase existing contract | D | 5 | EXISTING SOURCE OR EXPANDED USE OF AN EXISTING SOURCE (SURFACE WATER OR GROUNDWATER) | 5 | OTHER SURFACE WATER | 1 | NO INFRASTRUCTURE |  | 86 | 256 | TAWAKONI LAKE/RESERVOIR | D | 999 | RESERVOIR | 5 | SABINE | 0 | SURFACE WATER | 1 | NO WATER QUALITY IMPROVEMENTS |  | 5298 | 1 | Increase existing contract | 527 | COUNTY-OTHER, HUNT | D | WUG | MUNICIPAL | 757 | COUNTY-OTHER | No capital costs associated with this strategy. County-Other entities are Jacobia WSC, Maloy WSC, Shaddy Grove WSC and Poetry WSC. Jacobia and Shaddy Grove strategy source is City of Greenville, Maloy is City of Commerce, and Poetry is City of Terell. | N | 2010 | 2010 | 28212.18 | 42318.27 | 61849.78 | 92815.4 | 278596.09 | 1000059.53 | 0 | 0 | 527 | COUNTY-OTHER, HUNT | D | WUG | MUNICIPAL | 757 | COUNTY-OTHER | D | 116 | HUNT | 26 | 39 | 57 | 85 | 252 | 917 | N
47 | INCREASE EXISTING CONTRACT | Increase existing contract | D | 5 | EXISTING SOURCE OR EXPANDED USE OF AN EXISTING SOURCE (SURFACE WATER OR GROUNDWATER) | 5 | OTHER SURFACE WATER | 1 | NO INFRASTRUCTURE |  | 86 | 256 | TAWAKONI LAKE/RESERVOIR | D | 999 | RESERVOIR | 5 | SABINE | 0 | SURFACE WATER | 1 | NO WATER QUALITY IMPROVEMENTS |  | 5299 | 1 | Increase existing contract | 601 | COUNTY-OTHER, RAINS | D | WUG | MUNICIPAL | 757 | COUNTY-OTHER | No capital cost associated with this WMS. | N | 2010 | 2010 | 304475.17 | 454809.79 | 540443.43 | 561376.1 | 546152.34 | 527122.65 | 0 | 0 | 601 | COUNTY-OTHER, RAINS | D | WUG | MUNICIPAL | 757 | COUNTY-OTHER | D | 190 | RAINS | 160 | 239 | 284 | 295 | 287 | 277 | N
47 | INCREASE EXISTING CONTRACT | Increase existing contract | D | 5 | EXISTING SOURCE OR EXPANDED USE OF AN EXISTING SOURCE (SURFACE WATER OR GROUNDWATER) | 5 | OTHER SURFACE WATER | 1 | NO INFRASTRUCTURE |  | 86 | 256 | TAWAKONI LAKE/RESERVOIR | D | 999 | RESERVOIR | 5 | SABINE | 0 | SURFACE WATER | 1 | NO WATER QUALITY IMPROVEMENTS |  | 5300 | 1 | Increase existing contract | 2137 | NORTH HUNT WSC | D | WUG | MUNICIPAL | 4282 | UTILITY | No capital cost associated with this strategy. | Y | 2010 | 2010 | 177953.75 | 268015.71 | 397140.68 | 607646.94 | 1072062.82 | 1800154.07 | 0 | 0 | 2137 | NORTH HUNT WSC | D | WUG | MUNICIPAL | 4282 | UTILITY | D | 116 | HUNT | 164 | 247 | 366 | 560 | 988 | 1659 | N
47 | INCREASE EXISTING CONTRACT | Increase existing contract | D | 5 | EXISTING SOURCE OR EXPANDED USE OF AN EXISTING SOURCE (SURFACE WATER OR GROUNDWATER) | 5 | OTHER SURFACE WATER | 1 | NO INFRASTRUCTURE |  | 75 | 210 | WRIGHT PATMAN LAKE/RESERVOIR | D | 999 | RESERVOIR | 3 | SULPHUR | 0 | SURFACE WATER | 1 | NO WATER QUALITY IMPROVEMENTS |  | 2450 | 1 | Increase existing contract | 340 | CENTRAL BOWIE WSC | D | WUG | MUNICIPAL | 4046 | UTILITY | No capital costs associated with this strategy. | Y | 2010 | 2010 | 123940.69 | 146124.62 | 162039.19 | 177953.75 | 174577.93 | 170237.6 | 0 | 0 | 340 | CENTRAL BOWIE WSC | D | WUG | MUNICIPAL | 4046 | UTILITY | D | 19 | BOWIE | 257 | 303 | 336 | 369 | 362 | 353 | N
47 | INCREASE EXISTING CONTRACT | Increase existing contract | D | 5 | EXISTING SOURCE OR EXPANDED USE OF AN EXISTING SOURCE (SURFACE WATER OR GROUNDWATER) | 5 | OTHER SURFACE WATER | 1 | NO INFRASTRUCTURE |  | 75 | 210 | WRIGHT PATMAN LAKE/RESERVOIR | D | 999 | RESERVOIR | 3 | SULPHUR | 0 | SURFACE WATER | 1 | NO WATER QUALITY IMPROVEMENTS |  | 4989 | 1 | Increase existing contract | 430 | COUNTY-OTHER, BOWIE | D | WUG | MUNICIPAL | 757 | COUNTY-OTHER | No capital costs associated with this strategy. | Y | 2010 | 2010 | 89118.61 | 97871.7 | 102821.53 | 118131.35 | 382493.18 | 638845.57 | 0 | 0 | 430 | COUNTY-OTHER, BOWIE | D | WUG | MUNICIPAL | 757 | COUNTY-OTHER | D | 19 | BOWIE | 270 | 295 | 304 | 336 | 872 | 1412 | N
47 | INCREASE EXISTING CONTRACT | Increase existing contract | D | 5 | EXISTING SOURCE OR EXPANDED USE OF AN EXISTING SOURCE (SURFACE WATER OR GROUNDWATER) | 5 | OTHER SURFACE WATER | 1 | NO INFRASTRUCTURE |  | 75 | 210 | WRIGHT PATMAN LAKE/RESERVOIR | D | 999 | RESERVOIR | 3 | SULPHUR | 0 | SURFACE WATER | 1 | NO WATER QUALITY IMPROVEMENTS |  | 2448 | 1 | Increase existing contract | 958 | HOOKS | D | WUG | MUNICIPAL | 284 | CITY | No capital costs associated with this strategy. | Y | 2010 | 2010 | 17419.99 | 23226.66 | 27958.02 | 32474.31 | 32474.31 | 32474.31 | 0 | 0 | 958 | HOOKS | D | WUG | MUNICIPAL | 284 | CITY | D | 19 | BOWIE | 81 | 108 | 130 | 151 | 151 | 151 | N
47 | INCREASE EXISTING CONTRACT | Increase existing contract | D | 5 | EXISTING SOURCE OR EXPANDED USE OF AN EXISTING SOURCE (SURFACE WATER OR GROUNDWATER) | 5 | OTHER SURFACE WATER | 1 | NO INFRASTRUCTURE |  | 75 | 210 | WRIGHT PATMAN LAKE/RESERVOIR | D | 999 | RESERVOIR | 3 | SULPHUR | 0 | SURFACE WATER | 1 | NO WATER QUALITY IMPROVEMENTS |  | 2411 | 1 | Increase existing contract | 1615 | MACEDONIA-EYLAU MUD #1 | D | WUG | MUNICIPAL | 4243 | UTILITY | No capital costs associated with this strategy. | N | 2010 | 2010 | 104650.31 | 121047.13 | 130210.06 | 141784.29 | 134550.39 | 130210.06 | 0 | 0 | 1615 | MACEDONIA-EYLAU MUD #1 | D | WUG | MUNICIPAL | 4243 | UTILITY | D | 19 | BOWIE | 217 | 251 | 270 | 294 | 279 | 270 | N
47 | INCREASE EXISTING CONTRACT | Increase existing contract | D | 5 | EXISTING SOURCE OR EXPANDED USE OF AN EXISTING SOURCE (SURFACE WATER OR GROUNDWATER) | 5 | OTHER SURFACE WATER | 1 | NO INFRASTRUCTURE |  | 75 | 210 | WRIGHT PATMAN LAKE/RESERVOIR | D | 999 | RESERVOIR | 3 | SULPHUR | 0 | SURFACE WATER | 1 | NO WATER QUALITY IMPROVEMENTS |  | 2131 | 1 | Increase existing contract | 2108 | NEW BOSTON | D | WUG | MUNICIPAL | 429 | CITY | No capital costs associated with this strategy. | Y | 2010 | 2010 | 9677.77 | 21721.23 | 29893.57 | 37635.79 | 36130.36 | 36130.36 | 0 | 0 | 2108 | NEW BOSTON | D | WUG | MUNICIPAL | 429 | CITY | D | 19 | BOWIE | 45 | 101 | 139 | 175 | 168 | 168 | N
47 | INCREASE EXISTING CONTRACT | Increase existing contract | D | 5 | EXISTING SOURCE OR EXPANDED USE OF AN EXISTING SOURCE (SURFACE WATER OR GROUNDWATER) | 5 | OTHER SURFACE WATER | 1 | NO INFRASTRUCTURE |  | 75 | 210 | WRIGHT PATMAN LAKE/RESERVOIR | D | 999 | RESERVOIR | 3 | SULPHUR | 0 | SURFACE WATER | 1 | NO WATER QUALITY IMPROVEMENTS |  | 2441 | 1 | Increase existing contract | 2257 | REDWATER | D | WUG | MUNICIPAL | 945 | CITY | No capital costs associated with this strategy. | N | 2020 | 2020 | 0 | 1929.04 | 3375.82 | 6751.63 | 6751.63 | 6751.63 | 0 | 0 | 2257 | REDWATER | D | WUG | MUNICIPAL | 945 | CITY | D | 19 | BOWIE | 0 | 4 | 7 | 14 | 14 | 14 | N
47 | INCREASE EXISTING CONTRACT | Increase existing contract | D | 5 | EXISTING SOURCE OR EXPANDED USE OF AN EXISTING SOURCE (SURFACE WATER OR GROUNDWATER) | 5 | OTHER SURFACE WATER | 1 | NO INFRASTRUCTURE |  | 75 | 210 | WRIGHT PATMAN LAKE/RESERVOIR | D | 999 | RESERVOIR | 3 | SULPHUR | 0 | SURFACE WATER | 1 | NO WATER QUALITY IMPROVEMENTS |  | 2432 | 1 | Increase existing contract | 2573 | WAKE VILLAGE | D | WUG | MUNICIPAL | 628 | CITY | No capital costs associated with this strategy. | N | 2010 | 2010 | 76561.95 | 89035.53 | 101509.1 | 113767.62 | 126241.19 | 138714.77 | 0 | 0 | 2573 | WAKE VILLAGE | D | WUG | MUNICIPAL | 628 | CITY | D | 19 | BOWIE | 356 | 414 | 472 | 529 | 587 | 645 | N
760 | INCREASE TREATMENT CAPACITY | Increase treatment capacity | G | 5 | EXISTING SOURCE OR EXPANDED USE OF AN EXISTING SOURCE (SURFACE WATER OR GROUNDWATER) | 5 | OTHER SURFACE WATER | 3 | WATER TREATMENT PLANT |  | 2082 | 3979 | BRAZOS RIVER AUTHORITY AQUILLA LAKE/RESERVOIR SYSTEM | G | 999 | RESERVOIR | 12 | BRAZOS | 0 | SURFACE WATER | 1 | NO WATER QUALITY IMPROVEMENTS |  | 2003 | 2 | Increase treatment capacity | 369 | CLEBURNE | G | WUG | MUNICIPAL | 115 | CITY |  | N | 2020 | 2020 | 0 | 1814000 | 1814000 | 597690 | 597690 | 597690 | 13951000 | 20 | 369 | CLEBURNE | G | WUG | MUNICIPAL | 115 | CITY | G | 126 | JOHNSON | 0 | 2800 | 2800 | 2800 | 2800 | 2800 | Y
760 | INCREASE TREATMENT CAPACITY | Increase treatment capacity | G | 5 | EXISTING SOURCE OR EXPANDED USE OF AN EXISTING SOURCE (SURFACE WATER OR GROUNDWATER) | 5 | OTHER SURFACE WATER | 3 | WATER TREATMENT PLANT |  | 2092 | 3980 | BRAZOS RIVER AUTHORITY LITTLE RIVER LAKE/RESERVOIR SYSTEM | G | 999 | RESERVOIR | 12 | BRAZOS | 0 | SURFACE WATER | 1 | NO WATER QUALITY IMPROVEMENTS |  | 2007 | 1 | Increase treatment capacity | 834 | GEORGETOWN | G | WUG | MUNICIPAL | 233 | CITY |  | N | 2040 | 2040 | 0 | 0 | 0 | 1893000 | 3950000 | 5162000 | 50722000 | 20 | 834 | GEORGETOWN | G | WUG | MUNICIPAL | 233 | CITY | G | 246 | WILLIAMSON | 0 | 0 | 0 | 4031 | 10274 | 17379 | N
760 | INCREASE TREATMENT CAPACITY | Increase treatment capacity | G | 5 | EXISTING SOURCE OR EXPANDED USE OF AN EXISTING SOURCE (SURFACE WATER OR GROUNDWATER) | 5 | OTHER SURFACE WATER | 3 | WATER TREATMENT PLANT |  | 2092 | 3980 | BRAZOS RIVER AUTHORITY LITTLE RIVER LAKE/RESERVOIR SYSTEM | G | 999 | RESERVOIR | 12 | BRAZOS | 0 | SURFACE WATER | 1 | NO WATER QUALITY IMPROVEMENTS |  | 2008 | 1 | Increase treatment capacity | 2513 | TEMPLE | G | BOTH | MUNICIPAL | 597 | CITY |  | N | 2010 | 2010 | 3681000 | 3681000 | 5676000 | 5676000 | 3685000 | 3685000 | 45870000 | 20 | 1329 | LITTLE RIVER-ACADEMY | G | WUG | MUNICIPAL | 716 | CITY | G | 14 | BELL | 50 | 50 | 50 | 50 | 50 | 50 | N
760 | INCREASE TREATMENT CAPACITY | Increase treatment capacity | G | 5 | EXISTING SOURCE OR EXPANDED USE OF AN EXISTING SOURCE (SURFACE WATER OR GROUNDWATER) | 5 | OTHER SURFACE WATER | 3 | WATER TREATMENT PLANT |  | 2092 | 3980 | BRAZOS RIVER AUTHORITY LITTLE RIVER LAKE/RESERVOIR SYSTEM | G | 999 | RESERVOIR | 12 | BRAZOS | 0 | SURFACE WATER | 1 | NO WATER QUALITY IMPROVEMENTS |  | 2008 | 1 | Increase treatment capacity | 2513 | TEMPLE | G | BOTH | MUNICIPAL | 597 | CITY |  | N | 2010 | 2010 | 3681000 | 3681000 | 5676000 | 5676000 | 3685000 | 3685000 | 45870000 | 20 | 2084 | MORGANS POINT RESORT | G | WUG | MUNICIPAL | 722 | CITY | G | 14 | BELL | 206 | 255 | 300 | 330 | 346 | 363 | N
760 | INCREASE TREATMENT CAPACITY | Increase treatment capacity | G | 5 | EXISTING SOURCE OR EXPANDED USE OF AN EXISTING SOURCE (SURFACE WATER OR GROUNDWATER) | 5 | OTHER SURFACE WATER | 3 | WATER TREATMENT PLANT |  | 2092 | 3980 | BRAZOS RIVER AUTHORITY LITTLE RIVER LAKE/RESERVOIR SYSTEM | G | 999 | RESERVOIR | 12 | BRAZOS | 0 | SURFACE WATER | 1 | NO WATER QUALITY IMPROVEMENTS |  | 2008 | 1 | Increase treatment capacity | 2513 | TEMPLE | G | BOTH | MUNICIPAL | 597 | CITY |  | N | 2010 | 2010 | 3681000 | 3681000 | 5676000 | 5676000 | 3685000 | 3685000 | 45870000 | 20 | 2513 | TEMPLE | G | BOTH | MUNICIPAL | 597 | CITY | G | 14 | BELL | 7584 | 7535 | 15330 | 15300 | 15284 | 15267 | N
760 | INCREASE TREATMENT CAPACITY | Increase treatment capacity | G | 5 | EXISTING SOURCE OR EXPANDED USE OF AN EXISTING SOURCE (SURFACE WATER OR GROUNDWATER) | 5 | OTHER SURFACE WATER | 3 | WATER TREATMENT PLANT |  | 2080 | 3981 | BRAZOS RIVER AUTHORITY MAIN STEM LAKE/RESERVOIR SYSTEM | G | 999 | RESERVOIR | 12 | BRAZOS | 0 | SURFACE WATER | 1 | NO WATER QUALITY IMPROVEMENTS |  | 2012 | 1 | BRA system operations permit | 851 | GRANBURY | G | WUG | MUNICIPAL | 244 | CITY |  | N | 2010 | 2010 | 2618560 | 2618560 | 1034880 | 1034880 | 3765031 | 3765031 | 31314000 | 20 | 851 | GRANBURY | G | WUG | MUNICIPAL | 244 | CITY | G | 111 | HOOD | 3920 | 3920 | 3920 | 3920 | 7840 | 7840 | N
760 | INCREASE TREATMENT CAPACITY | Increase treatment capacity | G | 5 | EXISTING SOURCE OR EXPANDED USE OF AN EXISTING SOURCE (SURFACE WATER OR GROUNDWATER) | 5 | OTHER SURFACE WATER | 3 | WATER TREATMENT PLANT |  | 2088 | 422 | BRAZOS RIVER RUN-OF-RIVER | G | 155 | MCLENNAN | 12 | BRAZOS | 0 | SURFACE WATER | 1 | NO WATER QUALITY IMPROVEMENTS |  | 2030 | 1 | Increase treatment capacity | 2284 | ROBINSON | G | WUG | MUNICIPAL | 507 | CITY |  | N | 2050 | 2050 | 0 | 0 | 0 | 0 | 653000 | 653000 | 4554000 | 20 | 2284 | ROBINSON | G | WUG | MUNICIPAL | 507 | CITY | G | 155 | MCLENNAN | 0 | 0 | 0 | 0 | 1120 | 1120 | N
760 | INCREASE TREATMENT CAPACITY | Increase treatment capacity | G | 5 | EXISTING SOURCE OR EXPANDED USE OF AN EXISTING SOURCE (SURFACE WATER OR GROUNDWATER) | 5 | OTHER SURFACE WATER | 3 | WATER TREATMENT PLANT |  | 2090 | 488 | HUBBARD CREEK LAKE/RESERVOIR | G | 999 | RESERVOIR | 12 | BRAZOS | 0 | SURFACE WATER | 1 | NO WATER QUALITY IMPROVEMENTS |  | 2022 | 1 | Increase treatment capacity | 1 | ABILENE | G | BOTH | MUNICIPAL | 2 | CITY |  | Y | 2020 | 2020 | 0 | 7424000 | 7424000 | 3125000 | 3125000 | 3125000 | 49304000 | 20 | 1 | ABILENE | G | BOTH | MUNICIPAL | 2 | CITY | G | 127 | JONES | 0 | 857 | 862 | 851 | 828 | 802 | N
760 | INCREASE TREATMENT CAPACITY | Increase treatment capacity | G | 5 | EXISTING SOURCE OR EXPANDED USE OF AN EXISTING SOURCE (SURFACE WATER OR GROUNDWATER) | 5 | OTHER SURFACE WATER | 3 | WATER TREATMENT PLANT |  | 2090 | 488 | HUBBARD CREEK LAKE/RESERVOIR | G | 999 | RESERVOIR | 12 | BRAZOS | 0 | SURFACE WATER | 1 | NO WATER QUALITY IMPROVEMENTS |  | 2022 | 1 | Increase treatment capacity | 1 | ABILENE | G | BOTH | MUNICIPAL | 2 | CITY |  | Y | 2020 | 2020 | 0 | 7424000 | 7424000 | 3125000 | 3125000 | 3125000 | 49304000 | 20 | 1 | ABILENE | G | BOTH | MUNICIPAL | 2 | CITY | G | 221 | TAYLOR | 0 | 11562 | 11561 | 11603 | 11666 | 11729 | N
760 | INCREASE TREATMENT CAPACITY | Increase treatment capacity | G | 5 | EXISTING SOURCE OR EXPANDED USE OF AN EXISTING SOURCE (SURFACE WATER OR GROUNDWATER) | 5 | OTHER SURFACE WATER | 3 | WATER TREATMENT PLANT |  | 2090 | 488 | HUBBARD CREEK LAKE/RESERVOIR | G | 999 | RESERVOIR | 12 | BRAZOS | 0 | SURFACE WATER | 1 | NO WATER QUALITY IMPROVEMENTS |  | 2022 | 1 | Increase treatment capacity | 1 | ABILENE | G | BOTH | MUNICIPAL | 2 | CITY |  | Y | 2020 | 2020 | 0 | 7424000 | 7424000 | 3125000 | 3125000 | 3125000 | 49304000 | 20 | 212 | BAIRD | G | WUG | MUNICIPAL | 32 | CITY | G | 30 | CALLAHAN | 0 | 240 | 240 | 240 | 240 | 240 | N
760 | INCREASE TREATMENT CAPACITY | Increase treatment capacity | G | 5 | EXISTING SOURCE OR EXPANDED USE OF AN EXISTING SOURCE (SURFACE WATER OR GROUNDWATER) | 5 | OTHER SURFACE WATER | 3 | WATER TREATMENT PLANT |  | 2090 | 488 | HUBBARD CREEK LAKE/RESERVOIR | G | 999 | RESERVOIR | 12 | BRAZOS | 0 | SURFACE WATER | 1 | NO WATER QUALITY IMPROVEMENTS |  | 2022 | 1 | Increase treatment capacity | 1 | ABILENE | G | BOTH | MUNICIPAL | 2 | CITY |  | Y | 2020 | 2020 | 0 | 7424000 | 7424000 | 3125000 | 3125000 | 3125000 | 49304000 | 20 | 1830 | MERKEL | G | WUG | MUNICIPAL | 399 | CITY | G | 221 | TAYLOR | 0 | 139 | 139 | 132 | 120 | 105 | N
760 | INCREASE TREATMENT CAPACITY | Increase treatment capacity | G | 5 | EXISTING SOURCE OR EXPANDED USE OF AN EXISTING SOURCE (SURFACE WATER OR GROUNDWATER) | 5 | OTHER SURFACE WATER | 3 | WATER TREATMENT PLANT |  | 2090 | 488 | HUBBARD CREEK LAKE/RESERVOIR | G | 999 | RESERVOIR | 12 | BRAZOS | 0 | SURFACE WATER | 1 | NO WATER QUALITY IMPROVEMENTS |  | 2022 | 1 | Increase treatment capacity | 1 | ABILENE | G | BOTH | MUNICIPAL | 2 | CITY |  | Y | 2020 | 2020 | 0 | 7424000 | 7424000 | 3125000 | 3125000 | 3125000 | 49304000 | 20 | 2230 | POTOSI WSC | G | WUG | MUNICIPAL | 4308 | UTILITY | G | 30 | CALLAHAN | 0 | 3 | 3 | 2 | 2 | 2 | N
760 | INCREASE TREATMENT CAPACITY | Increase treatment capacity | G | 5 | EXISTING SOURCE OR EXPANDED USE OF AN EXISTING SOURCE (SURFACE WATER OR GROUNDWATER) | 5 | OTHER SURFACE WATER | 3 | WATER TREATMENT PLANT |  | 2090 | 488 | HUBBARD CREEK LAKE/RESERVOIR | G | 999 | RESERVOIR | 12 | BRAZOS | 0 | SURFACE WATER | 1 | NO WATER QUALITY IMPROVEMENTS |  | 2022 | 1 | Increase treatment capacity | 1 | ABILENE | G | BOTH | MUNICIPAL | 2 | CITY |  | Y | 2020 | 2020 | 0 | 7424000 | 7424000 | 3125000 | 3125000 | 3125000 | 49304000 | 20 | 2230 | POTOSI WSC | G | WUG | MUNICIPAL | 4308 | UTILITY | G | 221 | TAYLOR | 0 | 139 | 138 | 127 | 114 | 102 | N
760 | INCREASE TREATMENT CAPACITY | Increase treatment capacity | G | 5 | EXISTING SOURCE OR EXPANDED USE OF AN EXISTING SOURCE (SURFACE WATER OR GROUNDWATER) | 5 | OTHER SURFACE WATER | 3 | WATER TREATMENT PLANT |  | 2090 | 488 | HUBBARD CREEK LAKE/RESERVOIR | G | 999 | RESERVOIR | 12 | BRAZOS | 0 | SURFACE WATER | 1 | NO WATER QUALITY IMPROVEMENTS |  | 2022 | 1 | Increase treatment capacity | 1 | ABILENE | G | BOTH | MUNICIPAL | 2 | CITY |  | Y | 2020 | 2020 | 0 | 7424000 | 7424000 | 3125000 | 3125000 | 3125000 | 49304000 | 20 | 2484 | STEAMBOAT MOUNTAIN WSC | G | WUG | MUNICIPAL | 4348 | UTILITY | G | 221 | TAYLOR | 0 | 54 | 51 | 43 | 30 | 20 | N
760 | INCREASE TREATMENT CAPACITY | Increase treatment capacity | G | 5 | EXISTING SOURCE OR EXPANDED USE OF AN EXISTING SOURCE (SURFACE WATER OR GROUNDWATER) | 5 | OTHER SURFACE WATER | 3 | WATER TREATMENT PLANT |  | 2090 | 488 | HUBBARD CREEK LAKE/RESERVOIR | G | 999 | RESERVOIR | 12 | BRAZOS | 0 | SURFACE WATER | 1 | NO WATER QUALITY IMPROVEMENTS |  | 2022 | 1 | Increase treatment capacity | 1 | ABILENE | G | BOTH | MUNICIPAL | 2 | CITY |  | Y | 2020 | 2020 | 0 | 7424000 | 7424000 | 3125000 | 3125000 | 3125000 | 49304000 | 20 | 2553 | TYE | G | WUG | MUNICIPAL | 755 | CITY | G | 221 | TAYLOR | 0 | 6 | 6 | 2 | 0 | 0 | N
760 | INCREASE TREATMENT CAPACITY | Increase treatment capacity | G | 5 | EXISTING SOURCE OR EXPANDED USE OF AN EXISTING SOURCE (SURFACE WATER OR GROUNDWATER) | 5 | OTHER SURFACE WATER | 3 | WATER TREATMENT PLANT |  | 2090 | 488 | HUBBARD CREEK LAKE/RESERVOIR | G | 999 | RESERVOIR | 12 | BRAZOS | 0 | SURFACE WATER | 1 | NO WATER QUALITY IMPROVEMENTS |  | 2022 | 1 | Increase treatment capacity | 170 | ALBANY | G | WUG | MUNICIPAL | 5 | CITY |  | N | 2010 | 2010 | 32663 | 32663 | 12768 | 12768 | 12768 | 12768 | 228000 | 20 | 170 | ALBANY | G | WUG | MUNICIPAL | 5 | CITY | G | 209 | SHACKELFORD | 56 | 56 | 56 | 56 | 56 | 56 | N
760 | INCREASE TREATMENT CAPACITY | Increase treatment capacity | G | 5 | EXISTING SOURCE OR EXPANDED USE OF AN EXISTING SOURCE (SURFACE WATER OR GROUNDWATER) | 5 | OTHER SURFACE WATER | 3 | WATER TREATMENT PLANT |  | 2078 | 470 | STAMFORD LAKE/RESERVOIR | G | 999 | RESERVOIR | 12 | BRAZOS | 0 | SURFACE WATER | 1 | NO WATER QUALITY IMPROVEMENTS |  | 2264 | 1 | Increase treatment capacity | 2398 | STAMFORD | G | BOTH | MUNICIPAL | 578 | CITY |  | N | 2010 | 2010 | 1958583 | 1958583 | 766080 | 766080 | 766080 | 766080 | 13662000 | 20 | 515 | COUNTY-OTHER, HASKELL | G | WUG | MUNICIPAL | 757 | COUNTY-OTHER | G | 104 | HASKELL | 98 | 98 | 98 | 98 | 98 | 98 | N
760 | INCREASE TREATMENT CAPACITY | Increase treatment capacity | G | 5 | EXISTING SOURCE OR EXPANDED USE OF AN EXISTING SOURCE (SURFACE WATER OR GROUNDWATER) | 5 | OTHER SURFACE WATER | 3 | WATER TREATMENT PLANT |  | 2078 | 470 | STAMFORD LAKE/RESERVOIR | G | 999 | RESERVOIR | 12 | BRAZOS | 0 | SURFACE WATER | 1 | NO WATER QUALITY IMPROVEMENTS |  | 2264 | 1 | Increase treatment capacity | 2398 | STAMFORD | G | BOTH | MUNICIPAL | 578 | CITY |  | N | 2010 | 2010 | 1958583 | 1958583 | 766080 | 766080 | 766080 | 766080 | 13662000 | 20 | 538 | COUNTY-OTHER, JONES | G | WUG | MUNICIPAL | 757 | COUNTY-OTHER | G | 127 | JONES | 53 | 53 | 53 | 53 | 53 | 53 | N
760 | INCREASE TREATMENT CAPACITY | Increase treatment capacity | G | 5 | EXISTING SOURCE OR EXPANDED USE OF AN EXISTING SOURCE (SURFACE WATER OR GROUNDWATER) | 5 | OTHER SURFACE WATER | 3 | WATER TREATMENT PLANT |  | 2078 | 470 | STAMFORD LAKE/RESERVOIR | G | 999 | RESERVOIR | 12 | BRAZOS | 0 | SURFACE WATER | 1 | NO WATER QUALITY IMPROVEMENTS |  | 2264 | 1 | Increase treatment capacity | 2398 | STAMFORD | G | BOTH | MUNICIPAL | 578 | CITY |  | N | 2010 | 2010 | 1958583 | 1958583 | 766080 | 766080 | 766080 | 766080 | 13662000 | 20 | 880 | HAMLIN | G | WUG | MUNICIPAL | 263 | CITY | G | 127 | JONES | 663 | 663 | 663 | 663 | 663 | 663 | N
760 | INCREASE TREATMENT CAPACITY | Increase treatment capacity | G | 5 | EXISTING SOURCE OR EXPANDED USE OF AN EXISTING SOURCE (SURFACE WATER OR GROUNDWATER) | 5 | OTHER SURFACE WATER | 3 | WATER TREATMENT PLANT |  | 2078 | 470 | STAMFORD LAKE/RESERVOIR | G | 999 | RESERVOIR | 12 | BRAZOS | 0 | SURFACE WATER | 1 | NO WATER QUALITY IMPROVEMENTS |  | 2264 | 1 | Increase treatment capacity | 2398 | STAMFORD | G | BOTH | MUNICIPAL | 578 | CITY |  | N | 2010 | 2010 | 1958583 | 1958583 | 766080 | 766080 | 766080 | 766080 | 13662000 | 20 | 2398 | STAMFORD | G | BOTH | MUNICIPAL | 578 | CITY | G | 104 | HASKELL | 10 | 10 | 10 | 10 | 10 | 10 | N
760 | INCREASE TREATMENT CAPACITY | Increase treatment capacity | G | 5 | EXISTING SOURCE OR EXPANDED USE OF AN EXISTING SOURCE (SURFACE WATER OR GROUNDWATER) | 5 | OTHER SURFACE WATER | 3 | WATER TREATMENT PLANT |  | 2078 | 470 | STAMFORD LAKE/RESERVOIR | G | 999 | RESERVOIR | 12 | BRAZOS | 0 | SURFACE WATER | 1 | NO WATER QUALITY IMPROVEMENTS |  | 2264 | 1 | Increase treatment capacity | 2398 | STAMFORD | G | BOTH | MUNICIPAL | 578 | CITY |  | N | 2010 | 2010 | 1958583 | 1958583 | 766080 | 766080 | 766080 | 766080 | 13662000 | 20 | 2398 | STAMFORD | G | BOTH | MUNICIPAL | 578 | CITY | G | 127 | JONES | 1234 | 1234 | 1234 | 1234 | 1234 | 1234 | N
760 | INCREASE TREATMENT CAPACITY | Increase treatment capacity | G | 5 | EXISTING SOURCE OR EXPANDED USE OF AN EXISTING SOURCE (SURFACE WATER OR GROUNDWATER) | 5 | OTHER SURFACE WATER | 3 | WATER TREATMENT PLANT |  | 2078 | 470 | STAMFORD LAKE/RESERVOIR | G | 999 | RESERVOIR | 12 | BRAZOS | 0 | SURFACE WATER | 1 | NO WATER QUALITY IMPROVEMENTS |  | 2264 | 1 | Increase treatment capacity | 2398 | STAMFORD | G | BOTH | MUNICIPAL | 578 | CITY |  | N | 2010 | 2010 | 1958583 | 1958583 | 766080 | 766080 | 766080 | 766080 | 13662000 | 20 | 2433 | STEAM ELECTRIC POWER, HASKELL | G | WUG | STEAM ELECTRIC | 1002 | N/A | G | 104 | HASKELL | 1302 | 1302 | 1302 | 1302 | 1302 | 1302 | N
95 | INCREASE WATER CONSERVATION POOL AT LAKE KEMP | Increase water conservation pool at Lake Kemp | B | 6 | NEW SURFACE WATER OR NEW GROUNDWATER SOURCE | 5 | OTHER SURFACE WATER | 1 | NO INFRASTRUCTURE |  | 642 | 68 | KEMP-DIVERSION LAKE/RESERVOIR SYSTEM | B | 999 | RESERVOIR | 2 | RED | 0 | SURFACE WATER | 1 | NO WATER QUALITY IMPROVEMENTS |  | 5176 | 1 | Increase water conservation pool at Lake Kemp | 983 | IRRIGATION, ARCHER | B | WUG | IRRIGATION | 1004 | N/A |  | N | 2020 | 2020 | 0 | 622.37 | 643.32 | 0 | 0 | 0 | 26000 | 20 | 983 | IRRIGATION, ARCHER | B | WUG | IRRIGATION | 1004 | N/A | B | 5 | ARCHER | 0 | 1344 | 1386 | 1426 | 1465 | 1584 | N
95 | INCREASE WATER CONSERVATION POOL AT LAKE KEMP | Increase water conservation pool at Lake Kemp | B | 6 | NEW SURFACE WATER OR NEW GROUNDWATER SOURCE | 5 | OTHER SURFACE WATER | 1 | NO INFRASTRUCTURE |  | 642 | 68 | KEMP-DIVERSION LAKE/RESERVOIR SYSTEM | B | 999 | RESERVOIR | 2 | RED | 0 | SURFACE WATER | 1 | NO WATER QUALITY IMPROVEMENTS |  | 5176 | 1 | Increase water conservation pool at Lake Kemp | 1016 | IRRIGATION, CLAY | B | WUG | IRRIGATION | 1004 | N/A |  | N | 2020 | 2020 | 0 | 153.28 | 143.43 | 0 | 0 | 0 | 26000 | 20 | 1016 | IRRIGATION, CLAY | B | WUG | IRRIGATION | 1004 | N/A | B | 39 | CLAY | 0 | 331 | 309 | 284 | 253 | 274 | N
95 | INCREASE WATER CONSERVATION POOL AT LAKE KEMP | Increase water conservation pool at Lake Kemp | B | 6 | NEW SURFACE WATER OR NEW GROUNDWATER SOURCE | 5 | OTHER SURFACE WATER | 1 | NO INFRASTRUCTURE |  | 642 | 68 | KEMP-DIVERSION LAKE/RESERVOIR SYSTEM | B | 999 | RESERVOIR | 2 | RED | 0 | SURFACE WATER | 1 | NO WATER QUALITY IMPROVEMENTS |  | 5176 | 1 | Increase water conservation pool at Lake Kemp | 1207 | IRRIGATION, WICHITA | B | WUG | IRRIGATION | 1004 | N/A |  | N | 2020 | 2020 | 0 | 7406.88 | 5192.08 | 0 | 0 | 0 | 26000 | 20 | 1207 | IRRIGATION, WICHITA | B | WUG | IRRIGATION | 1004 | N/A | B | 243 | WICHITA | 0 | 15995 | 11186 | 10392 | 9605 | 8687 | N
95 | INCREASE WATER CONSERVATION POOL AT LAKE KEMP | Increase water conservation pool at Lake Kemp | B | 6 | NEW SURFACE WATER OR NEW GROUNDWATER SOURCE | 5 | OTHER SURFACE WATER | 1 | NO INFRASTRUCTURE |  | 642 | 68 | KEMP-DIVERSION LAKE/RESERVOIR SYSTEM | B | 999 | RESERVOIR | 2 | RED | 0 | SURFACE WATER | 1 | NO WATER QUALITY IMPROVEMENTS |  | 5176 | 1 | Increase water conservation pool at Lake Kemp | 2480 | STEAM ELECTRIC POWER, WILBARGER | B | WUG | STEAM ELECTRIC | 1002 | N/A |  | N | 2020 | 2020 | 0 | 1759.68 | 3958.81 | 0 | 0 | 0 | 26000 | 20 | 2480 | STEAM ELECTRIC POWER, WILBARGER | B | WUG | STEAM ELECTRIC | 1002 | N/A | B | 244 | WILBARGER | 0 | 3800 | 8529 | 9258 | 9987 | 10715 | N
95 | INCREASE WATER CONSERVATION POOL AT LAKE KEMP | Increase water conservation pool at Lake Kemp | B | 6 | NEW SURFACE WATER OR NEW GROUNDWATER SOURCE | 5 | OTHER SURFACE WATER | 1 | NO INFRASTRUCTURE |  | 642 | 68 | KEMP-DIVERSION LAKE/RESERVOIR SYSTEM | B | 999 | RESERVOIR | 2 | RED | 0 | SURFACE WATER | 1 | NO WATER QUALITY IMPROVEMENTS |  | 5176 | 1 | Increase water conservation pool at Lake Kemp | 160 | WICHITA FALLS | B | BOTH | MUNICIPAL | 654 | CITY |  | N | 2020 | 2020 | 0 | 1682 | 1683 | 0 | 0 | 0 | 26000 | 20 | 160 | WICHITA FALLS | B | BOTH | MUNICIPAL | 654 | CITY | B | 243 | WICHITA | 0 | 3364 | 3366 | 3358 | 3350 | 3340 | N
866 | INCREASED WATER TREATMENT AND ASR CAPACITY | Increased water treatment and aquifer storage and recovery capacity | J | 1 | AQUIFER STORAGE AND RECOVERY | 10 | OTHER - ASR | 3 | WATER TREATMENT PLANT | Source of injected water is surface water. Storage is in Trinity Aquifer. | 2357 | 4125 | UPPER GUADALUPE RIVER COMBINED RUN-OF-RIVER | J | 133 | KERR | 18 | GUADALUPE | 0 | SURFACE WATER | 1 | NO WATER QUALITY IMPROVEMENTS |  | 6076 | 1 | Increased water treatment and aquifer storage and recovery capacity | 1261 | KERRVILLE | J | WUG | MUNICIPAL | 320 | CITY |  | N | 2010 | 2010 | 815441 | 815441 | 815441 | 337000 | 337000 | 337000 | 6650000 | 20 | 1261 | KERRVILLE | J | WUG | MUNICIPAL | 320 | CITY | J | 133 | KERR | 2240 | 2240 | 2240 | 2240 | 2240 | 2240 | N
435 | INDIRECT REUSE | Indirect reuse | C | 8 | REUSE | 7 | REUSE | 6 | OTHER INFRASTRUCTURE |  | 1162 | 1846 | INDIRECT REUSE | C | 57 | DALLAS | 8 | TRINITY | 2 | REUSE | 1 | NO WATER QUALITY IMPROVEMENTS |  | 4758 | 1 | Indirect reuse | 143 | TRINITY RIVER AUTHORITY | C | WWP | WWP | N/A | N/A |  | N | 2020 | 2020 | 0 | 0 | 0 | 0 | 0 | 0 | 0 | 0 | 143 | TRINITY RIVER AUTHORITY - FUTURE CUSTOMER/SURPLUS SUPPLY | C | WWP | MUNICIPAL | N/A | N/A | C | 57 | DALLAS | 0 | 4368 | 4368 | 4368 | 4368 | 4368 | N
449 | INDIRECT REUSE | Indirect reuse | I | 8 | REUSE | 7 | REUSE | 2 | PIPELINE |  | 1015 | 4406 | INDIRECT REUSE | I | 107 | HENDERSON | 6 | NECHES | 2 | REUSE | 1 | NO WATER QUALITY IMPROVEMENTS |  | 2329 | 1 | Indirect reuse | 205 | ATHENS | C | WUG | MUNICIPAL | 28 | CITY | return flows from Fish hatchery are placed into Lake Athens. | N | 2020 | 2020 | 0 | 4400 | 6600 | 9600 | 15000 | 21500 | 0 | 0 | 205 | ATHENS | C | WUG | MUNICIPAL | 28 | CITY | I | 107 | HENDERSON | 0 | 19 | 29 | 42 | 65 | 94 | Y
449 | INDIRECT REUSE | Indirect reuse | I | 8 | REUSE | 7 | REUSE | 2 | PIPELINE |  | 1015 | 4406 | INDIRECT REUSE | I | 107 | HENDERSON | 6 | NECHES | 2 | REUSE | 1 | NO WATER QUALITY IMPROVEMENTS |  | 2329 | 1 | Indirect reuse | 6 | ATHENS MUNICIPAL WATER AUTHORITY | I | WWP | WWP | N/A | N/A |  | N | 2020 | 2020 | 0 | 93600 | 93600 | 93600 | 93600 | 93600 | 0 | 0 | 205 | ATHENS | C | WUG | MUNICIPAL | 28 | CITY | C | 107 | HENDERSON | 0 | 621 | 829 | 1013 | 786 | 554 | N
449 | INDIRECT REUSE | Indirect reuse | I | 8 | REUSE | 7 | REUSE | 2 | PIPELINE |  | 1015 | 4406 | INDIRECT REUSE | I | 107 | HENDERSON | 6 | NECHES | 2 | REUSE | 1 | NO WATER QUALITY IMPROVEMENTS |  | 2329 | 1 | Indirect reuse | 6 | ATHENS MUNICIPAL WATER AUTHORITY | I | WWP | WWP | N/A | N/A |  | N | 2020 | 2020 | 0 | 93600 | 93600 | 93600 | 93600 | 93600 | 0 | 0 | 205 | ATHENS | C | WUG | MUNICIPAL | 28 | CITY | I | 107 | HENDERSON | 0 | 19 | 29 | 42 | 65 | 94 | N
449 | INDIRECT REUSE | Indirect reuse | I | 8 | REUSE | 7 | REUSE | 2 | PIPELINE |  | 1015 | 4406 | INDIRECT REUSE | I | 107 | HENDERSON | 6 | NECHES | 2 | REUSE | 1 | NO WATER QUALITY IMPROVEMENTS |  | 2329 | 1 | Indirect reuse | 6 | ATHENS MUNICIPAL WATER AUTHORITY | I | WWP | WWP | N/A | N/A |  | N | 2020 | 2020 | 0 | 93600 | 93600 | 93600 | 93600 | 93600 | 0 | 0 | 6 | ATHENS MUNICIPAL WATER AUTHORITY - FUTURE CUSTOMER/SURPLUS SUPPLY | I | WWP | MUNICIPAL | N/A | N/A | I | 107 | HENDERSON | 0 | 829 | 395 | 1 | 0 | 1 | N
449 | INDIRECT REUSE | Indirect reuse | I | 8 | REUSE | 7 | REUSE | 2 | PIPELINE |  | 1015 | 4406 | INDIRECT REUSE | I | 107 | HENDERSON | 6 | NECHES | 2 | REUSE | 1 | NO WATER QUALITY IMPROVEMENTS |  | 2329 | 1 | Indirect reuse | 6 | ATHENS MUNICIPAL WATER AUTHORITY | I | WWP | WWP | N/A | N/A |  | N | 2020 | 2020 | 0 | 93600 | 93600 | 93600 | 93600 | 93600 | 0 | 0 | 1081 | IRRIGATION, HENDERSON | I | WUG | IRRIGATION | 1004 | N/A | I | 107 | HENDERSON | 0 | 70 | 83 | 95 | 108 | 121 | N
449 | INDIRECT REUSE | Indirect reuse | I | 8 | REUSE | 7 | REUSE | 2 | PIPELINE |  | 1015 | 4406 | INDIRECT REUSE | I | 107 | HENDERSON | 6 | NECHES | 2 | REUSE | 1 | NO WATER QUALITY IMPROVEMENTS |  | 2329 | 1 | Indirect reuse | 6 | ATHENS MUNICIPAL WATER AUTHORITY | I | WWP | WWP | N/A | N/A |  | N | 2020 | 2020 | 0 | 93600 | 93600 | 93600 | 93600 | 93600 | 0 | 0 | 1438 | LIVESTOCK, HENDERSON | I | WUG | LIVESTOCK | 1005 | N/A | I | 107 | HENDERSON | 0 | 1288 | 1477 | 1647 | 1820 | 1983 | N
449 | INDIRECT REUSE | Indirect reuse | I | 8 | REUSE | 7 | REUSE | 2 | PIPELINE |  | 1015 | 4406 | INDIRECT REUSE | I | 107 | HENDERSON | 6 | NECHES | 2 | REUSE | 1 | NO WATER QUALITY IMPROVEMENTS |  | 2329 | 1 | Indirect reuse | 6 | ATHENS MUNICIPAL WATER AUTHORITY | I | WWP | WWP | N/A | N/A |  | N | 2020 | 2020 | 0 | 93600 | 93600 | 93600 | 93600 | 93600 | 0 | 0 | 1692 | MANUFACTURING, HENDERSON | C | WUG | MANUFACTURING | 1001 | N/A | C | 107 | HENDERSON | 0 | 45 | 59 | 74 | 93 | 119 | N
449 | INDIRECT REUSE | Indirect reuse | I | 8 | REUSE | 7 | REUSE | 2 | PIPELINE |  | 1015 | 4406 | INDIRECT REUSE | I | 107 | HENDERSON | 6 | NECHES | 2 | REUSE | 1 | NO WATER QUALITY IMPROVEMENTS |  | 2329 | 1 | Indirect reuse | 1081 | IRRIGATION, HENDERSON | I | WUG | IRRIGATION | 1004 | N/A | Reuse permit already exists | N | 2020 | 2020 | 0 | 2300 | 2100 | 3100 | 3500 | 4000 | 0 | 0 | 1081 | IRRIGATION, HENDERSON | I | WUG | IRRIGATION | 1004 | N/A | I | 107 | HENDERSON | 0 | 70 | 83 | 95 | 108 | 121 | Y
449 | INDIRECT REUSE | Indirect reuse | I | 8 | REUSE | 7 | REUSE | 2 | PIPELINE |  | 1015 | 4406 | INDIRECT REUSE | I | 107 | HENDERSON | 6 | NECHES | 2 | REUSE | 1 | NO WATER QUALITY IMPROVEMENTS |  | 2329 | 1 | Indirect reuse | 1438 | LIVESTOCK, HENDERSON | I | WUG | LIVESTOCK | 1005 | N/A | Reuse permit already exists | N | 2020 | 2020 | 0 | 42000 | 48000 | 53700 | 59300 | 64600 | 0 | 0 | 1438 | LIVESTOCK, HENDERSON | I | WUG | LIVESTOCK | 1005 | N/A | I | 107 | HENDERSON | 0 | 1288 | 1477 | 1647 | 1820 | 1983 | Y
885 | INDIRECT REUSE - JACKSBORO FOR JACK CO MINING | Indirect reuse - Jacksboro for Jack County mining | C | 8 | REUSE | 7 | REUSE | 1 | NO INFRASTRUCTURE |  | 2412 | 4451 | INDIRECT REUSE | C | 119 | JACK | 8 | TRINITY | 2 | REUSE | 1 | NO WATER QUALITY IMPROVEMENTS |  | 4764 | 1 | Indirect reuse - Jacksboro for Jack County mining | 1948 | MINING, JACK | C | WUG | MINING | 1003 | N/A |  | N | 2010 | 2010 | 0 | 0 | 0 | 0 | 0 | 0 | 200000 | 30 | 1948 | MINING, JACK | C | WUG | MINING | 1003 | N/A | C | 119 | JACK | 385 | 385 | 385 | 385 | 385 | 385 | N
655 | INDUSTRIAL CONSERVATION | Industrial conservation | H | 3 | CONSERVATION | 3 | OTHER CONSERVATION | 1 | NO INFRASTRUCTURE |  | 1975 | 2545 | CONSERVATION | H | 79 | FORT BEND | 11 | SAN JACINTO-BRAZOS | 3 | CONSERVATION | 1 | NO WATER QUALITY IMPROVEMENTS |  | 2427 | 1 | Industrial conservation | 1671 | MANUFACTURING, FORT BEND | H | WUG | MANUFACTURING | 1001 | N/A | Cost of WMS is TBD | N | 2020 | 2020 | 0 | 0 | 0 | 0 | 0 | 0 | 0 | 0 | 1671 | MANUFACTURING, FORT BEND | H | WUG | MANUFACTURING | 1001 | N/A | H | 79 | FORT BEND | 0 | 558 | 558 | 558 | 558 | 558 | N
105 | INDUSTRIAL, STEAM-ELECTRIC POWER GENERATION, AND MINING WATER CONSERVATION | Industrial, steam-electric power generation, and mining water conservation | L | 3 | CONSERVATION | 3 | OTHER CONSERVATION | 1 | NO INFRASTRUCTURE |  | 2146 | 2730 | CONSERVATION | L | 15 | BEXAR | 19 | SAN ANTONIO | 3 | CONSERVATION | 1 | NO WATER QUALITY IMPROVEMENTS |  | 3115 | 1 | Industrial, steam-electric power generation, and mining water conservation | 1856 | MINING, BEXAR | L | WUG | MINING | 1003 | N/A | COST DATA NOT AVAILABLE | N | 2030 | 2030 | 0 | 0 | 0 | 0 | 0 | 0 | 0 | 0 | 1856 | MINING, BEXAR | L | WUG | MINING | 1003 | N/A | L | 15 | BEXAR | 0 | 0 | 921 | 1021 | 1123 | 1217 | N
105 | INDUSTRIAL, STEAM-ELECTRIC POWER GENERATION, AND MINING WATER CONSERVATION | Industrial, steam-electric power generation, and mining water conservation | L | 3 | CONSERVATION | 3 | OTHER CONSERVATION | 1 | NO INFRASTRUCTURE |  | 543 | 2713 | CONSERVATION | L | 46 | COMAL | 18 | GUADALUPE | 3 | CONSERVATION | 1 | NO WATER QUALITY IMPROVEMENTS |  | 6184 | 1 | Industrial, steam-electric power generation, and mining water conservation | 1884 | MINING, COMAL | L | WUG | MINING | 1003 | N/A | Costs N/A due to lack of data. | N | 2010 | 2010 | 0 | 0 | 0 | 0 | 0 | 0 | 0 | 0 | 1884 | MINING, COMAL | L | WUG | MINING | 1003 | N/A | L | 46 | COMAL | 439 | 635 | 753 | 870 | 1068 | 1173 | N
105 | INDUSTRIAL, STEAM-ELECTRIC POWER GENERATION, AND MINING WATER CONSERVATION | Industrial, steam-electric power generation, and mining water conservation | L | 3 | CONSERVATION | 3 | OTHER CONSERVATION | 1 | NO INFRASTRUCTURE |  | 445 | 2720 | CONSERVATION | L | 105 | HAYS | 18 | GUADALUPE | 3 | CONSERVATION | 1 | NO WATER QUALITY IMPROVEMENTS |  | 6185 | 1 | Industrial, steam-electric power generation, and mining water conservation | 1935 | MINING, HAYS | L | WUG | MINING | 1003 | N/A | Costs are N/A due to lack of data. | N | 2010 | 2010 | 0 | 0 | 0 | 0 | 0 | 0 | 0 | 0 | 1935 | MINING, HAYS | L | WUG | MINING | 1003 | N/A | L | 105 | HAYS | 82 | 91 | 97 | 101 | 102 | 103 | N
833 | INFRASTRUCTURE IMPROVEMENTS | Infrastructure improvements | I | 5 | EXISTING SOURCE OR EXPANDED USE OF AN EXISTING SOURCE (SURFACE WATER OR GROUNDWATER) | 5 | OTHER SURFACE WATER | 6 | OTHER INFRASTRUCTURE |  | 2309 | 623 | JACKSONVILLE LAKE/RESERVOIR | I | 999 | RESERVOIR | 6 | NECHES | 0 | SURFACE WATER | 1 | NO WATER QUALITY IMPROVEMENTS |  | 2340 | 1 | Infrastructure improvements | 79 | JACKSONVILLE | I | BOTH | MUNICIPAL | 303 | CITY |  | N | 2010 | 2010 | 97200 | 97200 | 97200 | 97200 | 97200 | 97200 | 1000000 | 20 | 79 | JACKSONVILLE | I | BOTH | MUNICIPAL | 303 | CITY | I | 37 | CHEROKEE | 1000 | 1000 | 1000 | 1000 | 1000 | 1000 | N
842 | IWMS - CONJUNCTIVE USE WITH ADDITIONAL SURFACE WATER | Integrated water management strategy - conjunctive use with additional surface water | E | 5 | EXISTING SOURCE OR EXPANDED USE OF AN EXISTING SOURCE (SURFACE WATER OR GROUNDWATER) | 9 | CONJUNCTIVE USE | 6 | OTHER INFRASTRUCTURE | Region E Errata Sheet: In Section 4.4.4, last paragraph titled "Additional Conjunctive Use (Strategy E-5)", the following language is added to the end ofthe paragraph. The 16,400 acre-feet per year could be provided to EPWUthrough EPCWID#l from the pool ofwater supply developedfrom the irrigation conservation strategies E-18 and E-19. The remaining water supply developed through these strategies (10,340 acre-feet/per year) would be made available to irrigator members ofthe EPCWID#1. Next | 2337 | 1178 | HUECO-MESILLA BOLSON AQUIFER | E | 71 | EL PASO | 23 | RIO GRANDE | 1 | GROUNDWATER | 1 | NO WATER QUALITY IMPROVEMENTS |  | 6016 | 1 | Integrated water management strategy - conjunctive use with additional surface water | 49 | EL PASO | E | BOTH | MUNICIPAL | 189 | CITY |  | N | 2040 | 2040 | 0 | 0 | 0 | 0 | 0 | 0 | 0 | 0 | 49 | EL PASO | E | BOTH | MUNICIPAL | 189 | CITY | E | 71 | EL PASO | 0 | 0 | 0 | 3600 | 3600 | 3600 | N
842 | IWMS - CONJUNCTIVE USE WITH ADDITIONAL SURFACE WATER | Integrated water management strategy - conjunctive use with additional surface water | E | 5 | EXISTING SOURCE OR EXPANDED USE OF AN EXISTING SOURCE (SURFACE WATER OR GROUNDWATER) | 9 | CONJUNCTIVE USE | 6 | OTHER INFRASTRUCTURE | Region E Errata Sheet: In Section 4.4.4, last paragraph titled "Additional Conjunctive Use (Strategy E-5)", the following language is added to the end ofthe paragraph. The 16,400 acre-feet per year could be provided to EPWUthrough EPCWID#l from the pool ofwater supply developedfrom the irrigation conservation strategies E-18 and E-19. The remaining water supply developed through these strategies (10,340 acre-feet/per year) would be made available to irrigator members ofthe EPCWID#1. Next | 2336 | 268 | UPPER RIO GRANDE COMBINED RUN-OF-RIVER | E | 71 | EL PASO | 23 | RIO GRANDE | 0 | SURFACE WATER | 1 | NO WATER QUALITY IMPROVEMENTS |  | 6009 | 2 | Integrated water management strategy - conjunctive use with additional surface water | 49 | EL PASO | E | BOTH | MUNICIPAL | 189 | CITY |  | N | 2020 | 2020 | 0 | 8353000 | 14114000 | 18210000 | 12091000 | 10490000 | 140238000 | 50 | 49 | EL PASO | E | BOTH | MUNICIPAL | 189 | CITY | E | 71 | EL PASO | 0 | 5000 | 15000 | 16400 | 16400 | 16400 | Y
839 | IWMS - CONSERVATION | Integrated water management strategy - conservation | E | 3 | CONSERVATION | 1 | MUNICIPAL CONSERVATION | 1 | NO INFRASTRUCTURE |  | 2333 | 2795 | CONSERVATION | E | 71 | EL PASO | 23 | RIO GRANDE | 3 | CONSERVATION | 1 | NO WATER QUALITY IMPROVEMENTS |  | 6006 | 1 | Integrated water management strategy - conservation | 49 | EL PASO | E | BOTH | MUNICIPAL | 189 | CITY |  | N | 2020 | 2020 | 0 | 1000000 | 1000000 | 1000000 | 1000000 | 1000000 | 0 | 0 | 49 | EL PASO | E | BOTH | MUNICIPAL | 189 | CITY | E | 71 | EL PASO | 0 | 3000 | 7000 | 11000 | 16000 | 22000 | N
841 | IWMS - DESALINATION OF AGRICULTURAL DRAIN WATER | Integrated water management strategy - desalination of agricultural drain water | E | 6 | NEW SURFACE WATER OR NEW GROUNDWATER SOURCE | 15 | SURFACE WATER DESALINATION | 3 | WATER TREATMENT PLANT |  | 2335 | 268 | UPPER RIO GRANDE COMBINED RUN-OF-RIVER | E | 71 | EL PASO | 23 | RIO GRANDE | 0 | SURFACE WATER | 4 | SURFACE WATER DESALINATION |  | 6014 | 1 | Integrated water management strategy - desalination of agricultural drain water | 49 | EL PASO | E | BOTH | MUNICIPAL | 189 | CITY |  | N | 2020 | 2020 | 0 | 2512000 | 2512000 | 2512000 | 1286000 | 1286000 | 16675000 | 30 | 49 | EL PASO | E | BOTH | MUNICIPAL | 189 | CITY | E | 71 | EL PASO | 0 | 2700 | 2700 | 2700 | 2700 | 2700 | N
838 | IWMS - DIRECT REUSE | Integrated water management strategy - direct reuse | E | 8 | REUSE | 7 | REUSE | 2 | PIPELINE |  | 2332 | 1858 | DIRECT REUSE | E | 71 | EL PASO | 23 | RIO GRANDE | 2 | REUSE | 1 | NO WATER QUALITY IMPROVEMENTS |  | 6008 | 1 | Integrated water management strategy - direct reuse | 49 | EL PASO | E | BOTH | MUNICIPAL | 189 | CITY |  | N | 2020 | 2020 | 0 | 1075300 | 2150300 | 3225000 | 2615300 | 2001300 | 25257000 | 30 | 49 | EL PASO | E | BOTH | MUNICIPAL | 189 | CITY | E | 71 | EL PASO | 0 | 2000 | 4000 | 6000 | 6000 | 6000 | N
843 | IWMS - IMPORT FROM DELL VALLEY | Integrated water management strategy - import from Dell Valley | E | 6 | NEW SURFACE WATER OR NEW GROUNDWATER SOURCE | 8 | GROUNDWATER DESALINATION | 4 | PIPELINE AND WATER TREATMENT PLANT | this is groundwater historically used for irrigation that will change to municpal use; the water will be piped to the City of El Paso (same region, different county); and will require desalination. | 2338 | 1183 | BONE SPRING-VICTORIO PEAK AQUIFER | E | 115 | HUDSPETH | 23 | RIO GRANDE | 1 | GROUNDWATER | 1 | NO WATER QUALITY IMPROVEMENTS |  | 6005 | 1 | Integrated water management strategy - import from Dell Valley | 49 | EL PASO | E | BOTH | MUNICIPAL | 189 | CITY | Increase in 2060 to cover County Other and Steam Electric | N | 2050 | 2050 | 0 | 0 | 0 | 0 | 15291000 | 26177000 | 214113000 | 30 | 49 | EL PASO | E | BOTH | MUNICIPAL | 189 | CITY | E | 71 | EL PASO | 0 | 0 | 0 | 0 | 10000 | 20000 | N
844 | IWMS - IMPORT FROM DIABLO FARMS | Integrated water management strategy - import from Diablo Farms | E | 5 | EXISTING SOURCE OR EXPANDED USE OF AN EXISTING SOURCE (SURFACE WATER OR GROUNDWATER) | 6 | GROUNDWATER | 2 | PIPELINE |  | 2339 | 1172 | CAPITAN REEF AQUIFER | E | 55 | CULBERSON | 23 | RIO GRANDE | 1 | GROUNDWATER | 1 | NO WATER QUALITY IMPROVEMENTS |  | 6002 | 1 | Integrated water management strategy - import from Diablo Farms | 49 | EL PASO | E | BOTH | MUNICIPAL | 189 | CITY |  | N | 2040 | 2040 | 0 | 0 | 0 | 23530000 | 23530000 | 23530000 | 245506000 | 30 | 49 | EL PASO | E | BOTH | MUNICIPAL | 189 | CITY | E | 71 | EL PASO | 0 | 0 | 0 | 8000 | 8000 | 8000 | N
844 | IWMS - IMPORT FROM DIABLO FARMS | Integrated water management strategy - import from Diablo Farms | E | 5 | EXISTING SOURCE OR EXPANDED USE OF AN EXISTING SOURCE (SURFACE WATER OR GROUNDWATER) | 6 | GROUNDWATER | 2 | PIPELINE |  | 2340 | 1180 | CAPITAN REEF AQUIFER | E | 115 | HUDSPETH | 23 | RIO GRANDE | 1 | GROUNDWATER | 1 | NO WATER QUALITY IMPROVEMENTS |  | 6002 | 1 | Integrated water management strategy - import from Diablo Farms | 49 | EL PASO | E | BOTH | MUNICIPAL | 189 | CITY |  | N | 2040 | 2040 | 0 | 0 | 0 | 0 | 0 | 0 | 0 | 0 | 49 | EL PASO | E | BOTH | MUNICIPAL | 189 | CITY | E | 71 | EL PASO | 0 | 0 | 0 | 2000 | 2000 | 2000 | N
840 | IWMS - RECHARGE OF GROUNDWATER WITH TREATED SURFACE WATER | Integrated water management strategy - recharge of groundwater with treated surface water | E | 1 | AQUIFER STORAGE AND RECOVERY | 10 | OTHER - ASR | 6 | OTHER INFRASTRUCTURE |  | 2334 | 268 | UPPER RIO GRANDE COMBINED RUN-OF-RIVER | E | 71 | EL PASO | 23 | RIO GRANDE | 0 | SURFACE WATER | 1 | NO WATER QUALITY IMPROVEMENTS |  | 6013 | 1 | Integrated water management strategy - recharge of groundwater with treated surface water | 49 | EL PASO | E | BOTH | MUNICIPAL | 189 | CITY |  | N | 2020 | 2020 | 0 | 2710000 | 2710000 | 2710000 | 1648000 | 1648000 | 14625000 | 30 | 49 | EL PASO | E | BOTH | MUNICIPAL | 189 | CITY | E | 71 | EL PASO | 0 | 5000 | 5000 | 5000 | 5000 | 5000 | N
163 | INTERCONNECTION OF CITY OF WACO SYSTEM WITH NEIGHBORING COMMUNITIES | Interconnection of City of Waco system with neighboring communities | G | 5 | EXISTING SOURCE OR EXPANDED USE OF AN EXISTING SOURCE (SURFACE WATER OR GROUNDWATER) | 5 | OTHER SURFACE WATER | 2 | PIPELINE |  | 812 | 477 | WACO LAKE/RESERVOIR | G | 999 | RESERVOIR | 12 | BRAZOS | 0 | SURFACE WATER | 1 | NO WATER QUALITY IMPROVEMENTS |  | 2278 | 1 | Interconnection of City of Waco system with neighboring communities | 675 | CROSS COUNTRY WSC | G | WUG | MUNICIPAL | 4079 | UTILITY |  | N | 2040 | 2040 | 0 | 0 | 0 | 674000 | 674000 | 364000 | 3545000 | 20 | 675 | CROSS COUNTRY WSC | G | WUG | MUNICIPAL | 4079 | UTILITY | G | 18 | BOSQUE | 0 | 0 | 0 | 52 | 52 | 52 | N
163 | INTERCONNECTION OF CITY OF WACO SYSTEM WITH NEIGHBORING COMMUNITIES | Interconnection of City of Waco system with neighboring communities | G | 5 | EXISTING SOURCE OR EXPANDED USE OF AN EXISTING SOURCE (SURFACE WATER OR GROUNDWATER) | 5 | OTHER SURFACE WATER | 2 | PIPELINE |  | 812 | 477 | WACO LAKE/RESERVOIR | G | 999 | RESERVOIR | 12 | BRAZOS | 0 | SURFACE WATER | 1 | NO WATER QUALITY IMPROVEMENTS |  | 2278 | 1 | Interconnection of City of Waco system with neighboring communities | 675 | CROSS COUNTRY WSC | G | WUG | MUNICIPAL | 4079 | UTILITY |  | N | 2040 | 2040 | 0 | 0 | 0 | 674000 | 674000 | 364000 | 3545000 | 20 | 675 | CROSS COUNTRY WSC | G | WUG | MUNICIPAL | 4079 | UTILITY | G | 155 | MCLENNAN | 0 | 0 | 0 | 281 | 281 | 281 | N
163 | INTERCONNECTION OF CITY OF WACO SYSTEM WITH NEIGHBORING COMMUNITIES | Interconnection of City of Waco system with neighboring communities | G | 5 | EXISTING SOURCE OR EXPANDED USE OF AN EXISTING SOURCE (SURFACE WATER OR GROUNDWATER) | 5 | OTHER SURFACE WATER | 2 | PIPELINE |  | 812 | 477 | WACO LAKE/RESERVOIR | G | 999 | RESERVOIR | 12 | BRAZOS | 0 | SURFACE WATER | 1 | NO WATER QUALITY IMPROVEMENTS |  | 2278 | 1 | Interconnection of City of Waco system with neighboring communities | 876 | HALLSBURG | G | WUG | MUNICIPAL | 1024 | CITY |  | N | 2010 | 2010 | 138000 | 138000 | 63000 | 63000 | 63000 | 63000 | 1028000 | 20 | 876 | HALLSBURG | G | WUG | MUNICIPAL | 1024 | CITY | G | 155 | MCLENNAN | 49 | 49 | 49 | 49 | 49 | 49 | N
163 | INTERCONNECTION OF CITY OF WACO SYSTEM WITH NEIGHBORING COMMUNITIES | Interconnection of City of Waco system with neighboring communities | G | 5 | EXISTING SOURCE OR EXPANDED USE OF AN EXISTING SOURCE (SURFACE WATER OR GROUNDWATER) | 5 | OTHER SURFACE WATER | 2 | PIPELINE |  | 812 | 477 | WACO LAKE/RESERVOIR | G | 999 | RESERVOIR | 12 | BRAZOS | 0 | SURFACE WATER | 1 | NO WATER QUALITY IMPROVEMENTS |  | 2278 | 1 | Interconnection of City of Waco system with neighboring communities | 1287 | LACY-LAKEVIEW | G | WUG | MUNICIPAL | 332 | CITY |  | N | 2040 | 2040 | 0 | 0 | 0 | 195800 | 293700 | 440550 | 0 | 0 | 1287 | LACY-LAKEVIEW | G | WUG | MUNICIPAL | 332 | CITY | G | 155 | MCLENNAN | 0 | 0 | 0 | 200 | 300 | 450 | N
163 | INTERCONNECTION OF CITY OF WACO SYSTEM WITH NEIGHBORING COMMUNITIES | Interconnection of City of Waco system with neighboring communities | G | 5 | EXISTING SOURCE OR EXPANDED USE OF AN EXISTING SOURCE (SURFACE WATER OR GROUNDWATER) | 5 | OTHER SURFACE WATER | 2 | PIPELINE |  | 812 | 477 | WACO LAKE/RESERVOIR | G | 999 | RESERVOIR | 12 | BRAZOS | 0 | SURFACE WATER | 1 | NO WATER QUALITY IMPROVEMENTS |  | 2278 | 1 | Interconnection of City of Waco system with neighboring communities | 1802 | MART | G | WUG | MUNICIPAL | 389 | CITY |  | N | 2010 | 2010 | 1093000 | 1093000 | 385000 | 385000 | 385000 | 385000 | 6960000 | 20 | 1802 | MART | G | WUG | MUNICIPAL | 389 | CITY | G | 155 | MCLENNAN | 300 | 300 | 300 | 300 | 300 | 300 | N
163 | INTERCONNECTION OF CITY OF WACO SYSTEM WITH NEIGHBORING COMMUNITIES | Interconnection of City of Waco system with neighboring communities | G | 5 | EXISTING SOURCE OR EXPANDED USE OF AN EXISTING SOURCE (SURFACE WATER OR GROUNDWATER) | 5 | OTHER SURFACE WATER | 2 | PIPELINE |  | 812 | 477 | WACO LAKE/RESERVOIR | G | 999 | RESERVOIR | 12 | BRAZOS | 0 | SURFACE WATER | 1 | NO WATER QUALITY IMPROVEMENTS |  | 2278 | 1 | Interconnection of City of Waco system with neighboring communities | 2131 | NORTH BOSQUE WSC | G | WUG | MUNICIPAL | 4276 | UTILITY |  | N | 2040 | 2040 | 0 | 0 | 0 | 362000 | 362000 | 205000 | 1793000 | 20 | 2131 | NORTH BOSQUE WSC | G | WUG | MUNICIPAL | 4276 | UTILITY | G | 155 | MCLENNAN | 0 | 0 | 0 | 194 | 194 | 194 | N
163 | INTERCONNECTION OF CITY OF WACO SYSTEM WITH NEIGHBORING COMMUNITIES | Interconnection of City of Waco system with neighboring communities | G | 5 | EXISTING SOURCE OR EXPANDED USE OF AN EXISTING SOURCE (SURFACE WATER OR GROUNDWATER) | 5 | OTHER SURFACE WATER | 2 | PIPELINE |  | 812 | 477 | WACO LAKE/RESERVOIR | G | 999 | RESERVOIR | 12 | BRAZOS | 0 | SURFACE WATER | 1 | NO WATER QUALITY IMPROVEMENTS |  | 2278 | 1 | Interconnection of City of Waco system with neighboring communities | 2269 | RIESEL | G | WUG | MUNICIPAL | 948 | CITY |  | N | 2010 | 2010 | 138000 | 138000 | 48800 | 48800 | 48800 | 48800 | 1326000 | 20 | 2269 | RIESEL | G | WUG | MUNICIPAL | 948 | CITY | G | 155 | MCLENNAN | 38 | 38 | 38 | 38 | 38 | 38 | N
163 | INTERCONNECTION OF CITY OF WACO SYSTEM WITH NEIGHBORING COMMUNITIES | Interconnection of City of Waco system with neighboring communities | G | 5 | EXISTING SOURCE OR EXPANDED USE OF AN EXISTING SOURCE (SURFACE WATER OR GROUNDWATER) | 5 | OTHER SURFACE WATER | 2 | PIPELINE |  | 812 | 477 | WACO LAKE/RESERVOIR | G | 999 | RESERVOIR | 12 | BRAZOS | 0 | SURFACE WATER | 1 | NO WATER QUALITY IMPROVEMENTS |  | 2278 | 1 | Interconnection of City of Waco system with neighboring communities | 2593 | WEST BRAZOS WSC | G | WUG | MUNICIPAL | 4380 | UTILITY |  | N | 2010 | 2010 | 1466000 | 1466000 | 555000 | 555000 | 555000 | 555000 | 0 | 0 | 2593 | WEST BRAZOS WSC | G | WUG | MUNICIPAL | 4380 | UTILITY | G | 73 | FALLS | 250 | 250 | 250 | 250 | 250 | 250 | N
163 | INTERCONNECTION OF CITY OF WACO SYSTEM WITH NEIGHBORING COMMUNITIES | Interconnection of City of Waco system with neighboring communities | G | 5 | EXISTING SOURCE OR EXPANDED USE OF AN EXISTING SOURCE (SURFACE WATER OR GROUNDWATER) | 5 | OTHER SURFACE WATER | 2 | PIPELINE |  | 812 | 477 | WACO LAKE/RESERVOIR | G | 999 | RESERVOIR | 12 | BRAZOS | 0 | SURFACE WATER | 1 | NO WATER QUALITY IMPROVEMENTS |  | 2278 | 1 | Interconnection of City of Waco system with neighboring communities | 2593 | WEST BRAZOS WSC | G | WUG | MUNICIPAL | 4380 | UTILITY |  | N | 2010 | 2010 | 1466000 | 1466000 | 555000 | 555000 | 555000 | 555000 | 0 | 0 | 2593 | WEST BRAZOS WSC | G | WUG | MUNICIPAL | 4380 | UTILITY | G | 155 | MCLENNAN | 200 | 200 | 200 | 200 | 200 | 200 | N
925 | INTERIM STRATEGIES | Interim strategies | H | 5 | EXISTING SOURCE OR EXPANDED USE OF AN EXISTING SOURCE (SURFACE WATER OR GROUNDWATER) | 6 | GROUNDWATER | 6 | OTHER INFRASTRUCTURE |  | 2531 | 1442 | GULF COAST AQUIFER | H | 20 | BRAZORIA | 13 | BRAZOS-COLORADO | 1 | GROUNDWATER | 1 | NO WATER QUALITY IMPROVEMENTS |  | 2390 | 1 | Interim strategies | 1861 | MINING, BRAZORIA | H | WUG | MINING | 1003 | N/A |  | N | 2010 | 2010 | 0 | 0 | 0 | 0 | 0 | 0 | 0 | 0 | 1861 | MINING, BRAZORIA | H | WUG | MINING | 1003 | N/A | H | 20 | BRAZORIA | 0 | 0 | 0 | 0 | 0 | 0 | N
925 | INTERIM STRATEGIES | Interim strategies | H | 5 | EXISTING SOURCE OR EXPANDED USE OF AN EXISTING SOURCE (SURFACE WATER OR GROUNDWATER) | 6 | GROUNDWATER | 6 | OTHER INFRASTRUCTURE |  | 2530 | 1423 | GULF COAST AQUIFER | H | 20 | BRAZORIA | 11 | SAN JACINTO-BRAZOS | 1 | GROUNDWATER | 1 | NO WATER QUALITY IMPROVEMENTS |  | 7041 | 1 | Interim strategies | 1861 | MINING, BRAZORIA | H | WUG | MINING | 1003 | N/A |  | N | 2010 | 2010 | 0 | 0 | 0 | 0 | 0 | 0 | 0 | 0 | 1861 | MINING, BRAZORIA | H | WUG | MINING | 1003 | N/A | H | 20 | BRAZORIA | 0 | 0 | 0 | 0 | 0 | 0 | N
925 | INTERIM STRATEGIES | Interim strategies | H | 5 | EXISTING SOURCE OR EXPANDED USE OF AN EXISTING SOURCE (SURFACE WATER OR GROUNDWATER) | 6 | GROUNDWATER | 6 | OTHER INFRASTRUCTURE |  | 2529 | 1391 | GULF COAST AQUIFER | H | 84 | GALVESTON | 7 | NECHES-TRINITY | 1 | GROUNDWATER | 1 | NO WATER QUALITY IMPROVEMENTS |  | 5324 | 1 | Interim strategies | 1415 | LIVESTOCK, GALVESTON | H | WUG | LIVESTOCK | 1005 | N/A |  | N | 2010 | 2010 | 1168 | 939 | 97 | 97 | 97 | 97 | 9662 | 20 | 1415 | LIVESTOCK, GALVESTON | H | WUG | LIVESTOCK | 1005 | N/A | H | 84 | GALVESTON | 14 | 0 | 0 | 0 | 0 | 0 | N
925 | INTERIM STRATEGIES | Interim strategies | H | 5 | EXISTING SOURCE OR EXPANDED USE OF AN EXISTING SOURCE (SURFACE WATER OR GROUNDWATER) | 6 | GROUNDWATER | 6 | OTHER INFRASTRUCTURE |  | 2532 | 1426 | GULF COAST AQUIFER | H | 84 | GALVESTON | 11 | SAN JACINTO-BRAZOS | 1 | GROUNDWATER | 1 | NO WATER QUALITY IMPROVEMENTS |  | 2501 | 1 | Interim strategies | 714 | DICKINSON | H | WUG | MUNICIPAL | 165 | CITY |  | N | 2010 | 2010 | 184606 | 148584 | 48644 | 48644 | 48644 | 48644 | 1146303 | 20 | 714 | DICKINSON | H | WUG | MUNICIPAL | 165 | CITY | H | 84 | GALVESTON | 489 | 0 | 0 | 0 | 0 | 0 | N
679 | INTERIM STRATEGIES - TEMPORARY OVERDRAFT | Interim strategies - temporary overdraft | H | 5 | EXISTING SOURCE OR EXPANDED USE OF AN EXISTING SOURCE (SURFACE WATER OR GROUNDWATER) | 6 | GROUNDWATER | 6 | OTHER INFRASTRUCTURE |  | 1849 | 1430 | GULF COAST AQUIFER | H | 20 | BRAZORIA | 12 | BRAZOS | 1 | GROUNDWATER | 1 | NO WATER QUALITY IMPROVEMENTS |  | 2227 | 1 | Interim strategies - temporary overdraft | 431 | COUNTY-OTHER, BRAZORIA | H | WUG | MUNICIPAL | 757 | COUNTY-OTHER |  | N | 2010 | 2010 | 0 | 0 | 0 | 0 | 0 | 0 | 0 | 0 | 431 | COUNTY-OTHER, BRAZORIA | H | WUG | MUNICIPAL | 757 | COUNTY-OTHER | H | 20 | BRAZORIA | 0 | 0 | 0 | 0 | 0 | 0 | N
679 | INTERIM STRATEGIES - TEMPORARY OVERDRAFT | Interim strategies - temporary overdraft | H | 5 | EXISTING SOURCE OR EXPANDED USE OF AN EXISTING SOURCE (SURFACE WATER OR GROUNDWATER) | 6 | GROUNDWATER | 6 | OTHER INFRASTRUCTURE |  | 1849 | 1430 | GULF COAST AQUIFER | H | 20 | BRAZORIA | 12 | BRAZOS | 1 | GROUNDWATER | 1 | NO WATER QUALITY IMPROVEMENTS |  | 2228 | 1 | Interim strategies - temporary overdraft | 1634 | MANUFACTURING, BRAZORIA | H | WUG | MANUFACTURING | 1001 | N/A |  | N | 2010 | 2010 | 6537615 | 4702178 | 1093715 | 1093715 | 1093715 | 1093715 | 41388791 | 20 | 1634 | MANUFACTURING, BRAZORIA | H | WUG | MANUFACTURING | 1001 | N/A | H | 20 | BRAZORIA | 24916 | 0 | 0 | 0 | 0 | 0 | N
679 | INTERIM STRATEGIES - TEMPORARY OVERDRAFT | Interim strategies - temporary overdraft | H | 5 | EXISTING SOURCE OR EXPANDED USE OF AN EXISTING SOURCE (SURFACE WATER OR GROUNDWATER) | 6 | GROUNDWATER | 6 | OTHER INFRASTRUCTURE |  | 1849 | 1430 | GULF COAST AQUIFER | H | 20 | BRAZORIA | 12 | BRAZOS | 1 | GROUNDWATER | 1 | NO WATER QUALITY IMPROVEMENTS |  | 2229 | 1 | Interim strategies - temporary overdraft | 1861 | MINING, BRAZORIA | H | WUG | MINING | 1003 | N/A |  | N | 2010 | 2010 | 0 | 0 | 0 | 0 | 0 | 0 | 0 | 0 | 1861 | MINING, BRAZORIA | H | WUG | MINING | 1003 | N/A | H | 20 | BRAZORIA | 0 | 0 | 0 | 0 | 0 | 0 | N
679 | INTERIM STRATEGIES - TEMPORARY OVERDRAFT | Interim strategies - temporary overdraft | H | 5 | EXISTING SOURCE OR EXPANDED USE OF AN EXISTING SOURCE (SURFACE WATER OR GROUNDWATER) | 6 | GROUNDWATER | 6 | OTHER INFRASTRUCTURE |  | 1847 | 1393 | GULF COAST AQUIFER | H | 36 | CHAMBERS | 8 | TRINITY | 1 | GROUNDWATER | 1 | NO WATER QUALITY IMPROVEMENTS |  | 4975 | 1 | Interim strategies - temporary overdraft | 229 | BEACH CITY | H | WUG | MUNICIPAL | 822 | CITY |  | N | 2010 | 2010 | 12147 | 9790 | 3215 | 3215 | 3215 | 3215 | 75409 | 20 | 229 | BEACH CITY | H | WUG | MUNICIPAL | 822 | CITY | H | 36 | CHAMBERS | 32 | 0 | 0 | 0 | 0 | 0 | N
679 | INTERIM STRATEGIES - TEMPORARY OVERDRAFT | Interim strategies - temporary overdraft | H | 5 | EXISTING SOURCE OR EXPANDED USE OF AN EXISTING SOURCE (SURFACE WATER OR GROUNDWATER) | 6 | GROUNDWATER | 6 | OTHER INFRASTRUCTURE |  | 1847 | 1393 | GULF COAST AQUIFER | H | 36 | CHAMBERS | 8 | TRINITY | 1 | GROUNDWATER | 1 | NO WATER QUALITY IMPROVEMENTS |  | 4976 | 1 | Interim strategies - temporary overdraft | 447 | COUNTY-OTHER, CHAMBERS | H | WUG | MUNICIPAL | 757 | COUNTY-OTHER |  | N | 2010 | 2010 | 73201 | 58984 | 19363 | 19363 | 19363 | 19363 | 454446 | 20 | 447 | COUNTY-OTHER, CHAMBERS | H | WUG | MUNICIPAL | 757 | COUNTY-OTHER | H | 36 | CHAMBERS | 193 | 0 | 0 | 0 | 0 | 0 | N
679 | INTERIM STRATEGIES - TEMPORARY OVERDRAFT | Interim strategies - temporary overdraft | H | 5 | EXISTING SOURCE OR EXPANDED USE OF AN EXISTING SOURCE (SURFACE WATER OR GROUNDWATER) | 6 | GROUNDWATER | 6 | OTHER INFRASTRUCTURE |  | 1847 | 1393 | GULF COAST AQUIFER | H | 36 | CHAMBERS | 8 | TRINITY | 1 | GROUNDWATER | 1 | NO WATER QUALITY IMPROVEMENTS |  | 4977 | 1 | Interim strategies - temporary overdraft | 2074 | MONT BELVIEU | H | WUG | MUNICIPAL | 413 | CITY |  | N | 2010 | 2010 | 194677 | 156666 | 51271 | 51271 | 51271 | 51271 | 1208870 | 20 | 2074 | MONT BELVIEU | H | WUG | MUNICIPAL | 413 | CITY | H | 36 | CHAMBERS | 516 | 0 | 0 | 0 | 0 | 0 | N
679 | INTERIM STRATEGIES - TEMPORARY OVERDRAFT | Interim strategies - temporary overdraft | H | 5 | EXISTING SOURCE OR EXPANDED USE OF AN EXISTING SOURCE (SURFACE WATER OR GROUNDWATER) | 6 | GROUNDWATER | 6 | OTHER INFRASTRUCTURE |  | 1847 | 1393 | GULF COAST AQUIFER | H | 36 | CHAMBERS | 8 | TRINITY | 1 | GROUNDWATER | 1 | NO WATER QUALITY IMPROVEMENTS |  | 4978 | 1 | Interim strategies - temporary overdraft | 2152 | OLD RIVER-WINFREE | H | WUG | MUNICIPAL | 727 | CITY |  | N | 2010 | 2010 | 61459 | 49525 | 16260 | 16260 | 16260 | 16260 | 381545 | 20 | 2152 | OLD RIVER-WINFREE | H | WUG | MUNICIPAL | 727 | CITY | H | 36 | CHAMBERS | 162 | 0 | 0 | 0 | 0 | 0 | N
679 | INTERIM STRATEGIES - TEMPORARY OVERDRAFT | Interim strategies - temporary overdraft | H | 5 | EXISTING SOURCE OR EXPANDED USE OF AN EXISTING SOURCE (SURFACE WATER OR GROUNDWATER) | 6 | GROUNDWATER | 6 | OTHER INFRASTRUCTURE |  | 1852 | 1426 | GULF COAST AQUIFER | H | 84 | GALVESTON | 11 | SAN JACINTO-BRAZOS | 1 | GROUNDWATER | 1 | NO WATER QUALITY IMPROVEMENTS |  | 2502 | 1 | Interim strategies - temporary overdraft | 368 | CLEAR LAKE SHORES | H | WUG | MUNICIPAL | 764 | CITY |  | N | 2010 | 2010 | 31502 | 25388 | 8338 | 8338 | 8338 | 8338 | 195566 | 20 | 368 | CLEAR LAKE SHORES | H | WUG | MUNICIPAL | 764 | CITY | H | 84 | GALVESTON | 83 | 0 | 0 | 0 | 0 | 0 | N
679 | INTERIM STRATEGIES - TEMPORARY OVERDRAFT | Interim strategies - temporary overdraft | H | 5 | EXISTING SOURCE OR EXPANDED USE OF AN EXISTING SOURCE (SURFACE WATER OR GROUNDWATER) | 6 | GROUNDWATER | 6 | OTHER INFRASTRUCTURE |  | 1852 | 1426 | GULF COAST AQUIFER | H | 84 | GALVESTON | 11 | SAN JACINTO-BRAZOS | 1 | GROUNDWATER | 1 | NO WATER QUALITY IMPROVEMENTS |  | 2503 | 1 | Interim strategies - temporary overdraft | 1252 | KEMAH | H | WUG | MUNICIPAL | 316 | CITY |  | N | 2010 | 2010 | 64869 | 52272 | 17161 | 17161 | 17161 | 17161 | 402715 | 20 | 1252 | KEMAH | H | WUG | MUNICIPAL | 316 | CITY | H | 84 | GALVESTON | 171 | 0 | 0 | 0 | 0 | 0 | N
679 | INTERIM STRATEGIES - TEMPORARY OVERDRAFT | Interim strategies - temporary overdraft | H | 5 | EXISTING SOURCE OR EXPANDED USE OF AN EXISTING SOURCE (SURFACE WATER OR GROUNDWATER) | 6 | GROUNDWATER | 6 | OTHER INFRASTRUCTURE |  | 1852 | 1426 | GULF COAST AQUIFER | H | 84 | GALVESTON | 11 | SAN JACINTO-BRAZOS | 1 | GROUNDWATER | 1 | NO WATER QUALITY IMPROVEMENTS |  | 2504 | 1 | Interim strategies - temporary overdraft | 1309 | LEAGUE CITY | H | WUG | MUNICIPAL | 350 | CITY | Capital Cost: $6,059,544 (Galveston County), $35,348 (Harris County) | N | 2010 | 2010 | 977315 | 767370 | 235989 | 235989 | 235989 | 235989 | 6094892 | 20 | 1309 | LEAGUE CITY | H | WUG | MUNICIPAL | 350 | CITY | H | 84 | GALVESTON | 2835 | 0 | 0 | 0 | 0 | 0 | N
679 | INTERIM STRATEGIES - TEMPORARY OVERDRAFT | Interim strategies - temporary overdraft | H | 5 | EXISTING SOURCE OR EXPANDED USE OF AN EXISTING SOURCE (SURFACE WATER OR GROUNDWATER) | 6 | GROUNDWATER | 6 | OTHER INFRASTRUCTURE |  | 1852 | 1426 | GULF COAST AQUIFER | H | 84 | GALVESTON | 11 | SAN JACINTO-BRAZOS | 1 | GROUNDWATER | 1 | NO WATER QUALITY IMPROVEMENTS |  | 2504 | 1 | Interim strategies - temporary overdraft | 1309 | LEAGUE CITY | H | WUG | MUNICIPAL | 350 | CITY | Capital Cost: $6,059,544 (Galveston County), $35,348 (Harris County) | N | 2010 | 2010 | 977315 | 767370 | 235989 | 235989 | 235989 | 235989 | 6094892 | 20 | 1309 | LEAGUE CITY | H | WUG | MUNICIPAL | 350 | CITY | H | 101 | HARRIS | 15 | 0 | 0 | 0 | 0 | 0 | N
679 | INTERIM STRATEGIES - TEMPORARY OVERDRAFT | Interim strategies - temporary overdraft | H | 5 | EXISTING SOURCE OR EXPANDED USE OF AN EXISTING SOURCE (SURFACE WATER OR GROUNDWATER) | 6 | GROUNDWATER | 6 | OTHER INFRASTRUCTURE |  | 1852 | 1426 | GULF COAST AQUIFER | H | 84 | GALVESTON | 11 | SAN JACINTO-BRAZOS | 1 | GROUNDWATER | 1 | NO WATER QUALITY IMPROVEMENTS |  | 2505 | 1 | Interim strategies - temporary overdraft | 1916 | MINING, GALVESTON | H | WUG | MINING | 1003 | N/A |  | N | 2010 | 2010 | 5694 | 4589 | 1507 | 1507 | 1507 | 1507 | 35348 | 20 | 1916 | MINING, GALVESTON | H | WUG | MINING | 1003 | N/A | H | 84 | GALVESTON | 15 | 0 | 0 | 0 | 0 | 0 | N
679 | INTERIM STRATEGIES - TEMPORARY OVERDRAFT | Interim strategies - temporary overdraft | H | 5 | EXISTING SOURCE OR EXPANDED USE OF AN EXISTING SOURCE (SURFACE WATER OR GROUNDWATER) | 6 | GROUNDWATER | 6 | OTHER INFRASTRUCTURE |  | 1852 | 1426 | GULF COAST AQUIFER | H | 84 | GALVESTON | 11 | SAN JACINTO-BRAZOS | 1 | GROUNDWATER | 1 | NO WATER QUALITY IMPROVEMENTS |  | 2506 | 1 | Interim strategies - temporary overdraft | 2425 | STEAM ELECTRIC POWER, GALVESTON | H | WUG | STEAM ELECTRIC | 1002 | N/A |  | N | 2010 | 2010 | 961955 | 755472 | 232462 | 232462 | 232462 | 232462 | 5998882 | 20 | 2425 | STEAM ELECTRIC POWER, GALVESTON | H | WUG | STEAM ELECTRIC | 1002 | N/A | H | 84 | GALVESTON | 2803 | 0 | 0 | 0 | 0 | 0 | N
679 | INTERIM STRATEGIES - TEMPORARY OVERDRAFT | Interim strategies - temporary overdraft | H | 5 | EXISTING SOURCE OR EXPANDED USE OF AN EXISTING SOURCE (SURFACE WATER OR GROUNDWATER) | 6 | GROUNDWATER | 6 | OTHER INFRASTRUCTURE |  | 1853 | 1419 | GULF COAST AQUIFER | H | 170 | MONTGOMERY | 10 | SAN JACINTO | 1 | GROUNDWATER | 1 | NO WATER QUALITY IMPROVEMENTS |  | 1305 | 1 | Interim strategies - temporary overdraft | 397 | CONROE | H | WUG | MUNICIPAL | 130 | CITY |  | N | 2010 | 2010 | 668318 | 530564 | 167883 | 167883 | 167883 | 167883 | 4159924 | 20 | 397 | CONROE | H | WUG | MUNICIPAL | 130 | CITY | H | 170 | MONTGOMERY | 1870 | 0 | 0 | 0 | 0 | 0 | N
679 | INTERIM STRATEGIES - TEMPORARY OVERDRAFT | Interim strategies - temporary overdraft | H | 5 | EXISTING SOURCE OR EXPANDED USE OF AN EXISTING SOURCE (SURFACE WATER OR GROUNDWATER) | 6 | GROUNDWATER | 6 | OTHER INFRASTRUCTURE |  | 1853 | 1419 | GULF COAST AQUIFER | H | 170 | MONTGOMERY | 10 | SAN JACINTO | 1 | GROUNDWATER | 1 | NO WATER QUALITY IMPROVEMENTS |  | 1306 | 1 | Interim strategies - temporary overdraft | 399 | CONSUMERS WATER INC | H | WUG | MUNICIPAL | 4072 | UTILITY |  | N | 2010 | 2010 | 14424 | 11625 | 3818 | 3818 | 3818 | 3818 | 89547 | 20 | 399 | CONSUMERS WATER INC | H | WUG | MUNICIPAL | 4072 | UTILITY | H | 170 | MONTGOMERY | 38 | 0 | 0 | 0 | 0 | 0 | N
679 | INTERIM STRATEGIES - TEMPORARY OVERDRAFT | Interim strategies - temporary overdraft | H | 5 | EXISTING SOURCE OR EXPANDED USE OF AN EXISTING SOURCE (SURFACE WATER OR GROUNDWATER) | 6 | GROUNDWATER | 6 | OTHER INFRASTRUCTURE |  | 1853 | 1419 | GULF COAST AQUIFER | H | 170 | MONTGOMERY | 10 | SAN JACINTO | 1 | GROUNDWATER | 1 | NO WATER QUALITY IMPROVEMENTS |  | 1307 | 1 | Interim strategies - temporary overdraft | 581 | COUNTY-OTHER, MONTGOMERY | H | WUG | MUNICIPAL | 757 | COUNTY-OTHER |  | N | 2010 | 2010 | 1304973 | 1011123 | 299973 | 299973 | 299973 | 299973 | 8156834 | 20 | 581 | COUNTY-OTHER, MONTGOMERY | H | WUG | MUNICIPAL | 757 | COUNTY-OTHER | H | 170 | MONTGOMERY | 3989 | 0 | 0 | 0 | 0 | 0 | N
679 | INTERIM STRATEGIES - TEMPORARY OVERDRAFT | Interim strategies - temporary overdraft | H | 5 | EXISTING SOURCE OR EXPANDED USE OF AN EXISTING SOURCE (SURFACE WATER OR GROUNDWATER) | 6 | GROUNDWATER | 6 | OTHER INFRASTRUCTURE |  | 1853 | 1419 | GULF COAST AQUIFER | H | 170 | MONTGOMERY | 10 | SAN JACINTO | 1 | GROUNDWATER | 1 | NO WATER QUALITY IMPROVEMENTS |  | 1308 | 1 | Interim strategies - temporary overdraft | 682 | CRYSTAL SPRNGS WATER COMPANY | H | WUG | MUNICIPAL | 4081 | UTILITY |  | N | 2010 | 2010 | 39089 | 31502 | 10345 | 10345 | 10345 | 10345 | 242671 | 20 | 682 | CRYSTAL SPRNGS WATER COMPANY | H | WUG | MUNICIPAL | 4081 | UTILITY | H | 170 | MONTGOMERY | 103 | 0 | 0 | 0 | 0 | 0 | N
679 | INTERIM STRATEGIES - TEMPORARY OVERDRAFT | Interim strategies - temporary overdraft | H | 5 | EXISTING SOURCE OR EXPANDED USE OF AN EXISTING SOURCE (SURFACE WATER OR GROUNDWATER) | 6 | GROUNDWATER | 6 | OTHER INFRASTRUCTURE |  | 1853 | 1419 | GULF COAST AQUIFER | H | 170 | MONTGOMERY | 10 | SAN JACINTO | 1 | GROUNDWATER | 1 | NO WATER QUALITY IMPROVEMENTS |  | 1309 | 1 | Interim strategies - temporary overdraft | 688 | CUT AND SHOOT | H | WUG | MUNICIPAL | 854 | CITY |  | N | 2010 | 2010 | 13665 | 11013 | 3617 | 3617 | 3617 | 3617 | 84834 | 20 | 688 | CUT AND SHOOT | H | WUG | MUNICIPAL | 854 | CITY | H | 170 | MONTGOMERY | 36 | 0 | 0 | 0 | 0 | 0 | N
679 | INTERIM STRATEGIES - TEMPORARY OVERDRAFT | Interim strategies - temporary overdraft | H | 5 | EXISTING SOURCE OR EXPANDED USE OF AN EXISTING SOURCE (SURFACE WATER OR GROUNDWATER) | 6 | GROUNDWATER | 6 | OTHER INFRASTRUCTURE |  | 1853 | 1419 | GULF COAST AQUIFER | H | 170 | MONTGOMERY | 10 | SAN JACINTO | 1 | GROUNDWATER | 1 | NO WATER QUALITY IMPROVEMENTS |  | 1310 | 1 | Interim strategies - temporary overdraft | 733 | EAST PLANTATION UD | H | WUG | MUNICIPAL | 4098 | UTILITY |  | N | 2010 | 2010 | 31123 | 25082 | 8237 | 8237 | 8237 | 8237 | 193211 | 20 | 733 | EAST PLANTATION UD | H | WUG | MUNICIPAL | 4098 | UTILITY | H | 170 | MONTGOMERY | 82 | 0 | 0 | 0 | 0 | 0 | N
679 | INTERIM STRATEGIES - TEMPORARY OVERDRAFT | Interim strategies - temporary overdraft | H | 5 | EXISTING SOURCE OR EXPANDED USE OF AN EXISTING SOURCE (SURFACE WATER OR GROUNDWATER) | 6 | GROUNDWATER | 6 | OTHER INFRASTRUCTURE |  | 1853 | 1419 | GULF COAST AQUIFER | H | 170 | MONTGOMERY | 10 | SAN JACINTO | 1 | GROUNDWATER | 1 | NO WATER QUALITY IMPROVEMENTS |  | 1311 | 1 | Interim strategies - temporary overdraft | 872 | H M W SUD | H | WUG | MUNICIPAL | 4147 | UTILITY |  | N | 2010 | 2010 | 106852 | 86078 | 28241 | 28241 | 28241 | 28241 | 663391 | 20 | 872 | H M W SUD | H | WUG | MUNICIPAL | 4147 | UTILITY | H | 170 | MONTGOMERY | 282 | 0 | 0 | 0 | 0 | 0 | N
679 | INTERIM STRATEGIES - TEMPORARY OVERDRAFT | Interim strategies - temporary overdraft | H | 5 | EXISTING SOURCE OR EXPANDED USE OF AN EXISTING SOURCE (SURFACE WATER OR GROUNDWATER) | 6 | GROUNDWATER | 6 | OTHER INFRASTRUCTURE |  | 1853 | 1419 | GULF COAST AQUIFER | H | 170 | MONTGOMERY | 10 | SAN JACINTO | 1 | GROUNDWATER | 1 | NO WATER QUALITY IMPROVEMENTS |  | 1312 | 1 | Interim strategies - temporary overdraft | 1618 | MAGNOLIA | H | WUG | MUNICIPAL | 907 | CITY |  | N | 2010 | 2010 | 29225 | 23553 | 7735 | 7735 | 7735 | 7735 | 181433 | 20 | 1618 | MAGNOLIA | H | WUG | MUNICIPAL | 907 | CITY | H | 170 | MONTGOMERY | 77 | 0 | 0 | 0 | 0 | 0 | N
679 | INTERIM STRATEGIES - TEMPORARY OVERDRAFT | Interim strategies - temporary overdraft | H | 5 | EXISTING SOURCE OR EXPANDED USE OF AN EXISTING SOURCE (SURFACE WATER OR GROUNDWATER) | 6 | GROUNDWATER | 6 | OTHER INFRASTRUCTURE |  | 1853 | 1419 | GULF COAST AQUIFER | H | 170 | MONTGOMERY | 10 | SAN JACINTO | 1 | GROUNDWATER | 1 | NO WATER QUALITY IMPROVEMENTS |  | 1313 | 1 | Interim strategies - temporary overdraft | 1736 | MANUFACTURING, MONTGOMERY | H | WUG | MANUFACTURING | 1001 | N/A |  | N | 2010 | 2010 | 177134 | 142585 | 46692 | 46692 | 46692 | 46692 | 1099885 | 20 | 1736 | MANUFACTURING, MONTGOMERY | H | WUG | MANUFACTURING | 1001 | N/A | H | 170 | MONTGOMERY | 469 | 0 | 0 | 0 | 0 | 0 | N
679 | INTERIM STRATEGIES - TEMPORARY OVERDRAFT | Interim strategies - temporary overdraft | H | 5 | EXISTING SOURCE OR EXPANDED USE OF AN EXISTING SOURCE (SURFACE WATER OR GROUNDWATER) | 6 | GROUNDWATER | 6 | OTHER INFRASTRUCTURE |  | 1853 | 1419 | GULF COAST AQUIFER | H | 170 | MONTGOMERY | 10 | SAN JACINTO | 1 | GROUNDWATER | 1 | NO WATER QUALITY IMPROVEMENTS |  | 1314 | 1 | Interim strategies - temporary overdraft | 1993 | MINING, MONTGOMERY | H | WUG | MINING | 1003 | N/A |  | N | 2010 | 2010 | 41744 | 33641 | 11047 | 11047 | 11047 | 11047 | 259154 | 20 | 1993 | MINING, MONTGOMERY | H | WUG | MINING | 1003 | N/A | H | 170 | MONTGOMERY | 110 | 0 | 0 | 0 | 0 | 0 | N
679 | INTERIM STRATEGIES - TEMPORARY OVERDRAFT | Interim strategies - temporary overdraft | H | 5 | EXISTING SOURCE OR EXPANDED USE OF AN EXISTING SOURCE (SURFACE WATER OR GROUNDWATER) | 6 | GROUNDWATER | 6 | OTHER INFRASTRUCTURE |  | 1853 | 1419 | GULF COAST AQUIFER | H | 170 | MONTGOMERY | 10 | SAN JACINTO | 1 | GROUNDWATER | 1 | NO WATER QUALITY IMPROVEMENTS |  | 1315 | 1 | Interim strategies - temporary overdraft | 2675 | MONTGOMERY | H | WUG | MUNICIPAL | 1082 | CITY |  | N | 2010 | 2010 | 16322 | 13154 | 4320 | 4320 | 4320 | 4320 | 101329 | 20 | 2675 | MONTGOMERY | H | WUG | MUNICIPAL | 1082 | CITY | H | 170 | MONTGOMERY | 43 | 0 | 0 | 0 | 0 | 0 | N
679 | INTERIM STRATEGIES - TEMPORARY OVERDRAFT | Interim strategies - temporary overdraft | H | 5 | EXISTING SOURCE OR EXPANDED USE OF AN EXISTING SOURCE (SURFACE WATER OR GROUNDWATER) | 6 | GROUNDWATER | 6 | OTHER INFRASTRUCTURE |  | 1853 | 1419 | GULF COAST AQUIFER | H | 170 | MONTGOMERY | 10 | SAN JACINTO | 1 | GROUNDWATER | 1 | NO WATER QUALITY IMPROVEMENTS |  | 1316 | 1 | Interim strategies - temporary overdraft | 2075 | MONTGOMERY COUNTY MUD #18 | H | WUG | MUNICIPAL | 4261 | UTILITY |  | N | 2010 | 2010 | 120433 | 97008 | 31818 | 31818 | 31818 | 31818 | 747724 | 20 | 2075 | MONTGOMERY COUNTY MUD #18 | H | WUG | MUNICIPAL | 4261 | UTILITY | H | 170 | MONTGOMERY | 318 | 0 | 0 | 0 | 0 | 0 | N
679 | INTERIM STRATEGIES - TEMPORARY OVERDRAFT | Interim strategies - temporary overdraft | H | 5 | EXISTING SOURCE OR EXPANDED USE OF AN EXISTING SOURCE (SURFACE WATER OR GROUNDWATER) | 6 | GROUNDWATER | 6 | OTHER INFRASTRUCTURE |  | 1853 | 1419 | GULF COAST AQUIFER | H | 170 | MONTGOMERY | 10 | SAN JACINTO | 1 | GROUNDWATER | 1 | NO WATER QUALITY IMPROVEMENTS |  | 1317 | 1 | Interim strategies - temporary overdraft | 2076 | MONTGOMERY COUNTY MUD #19 | H | WUG | MUNICIPAL | 4262 | UTILITY |  | N | 2010 | 2010 | 30363 | 24470 | 8036 | 8036 | 8036 | 8036 | 188499 | 20 | 2076 | MONTGOMERY COUNTY MUD #19 | H | WUG | MUNICIPAL | 4262 | UTILITY | H | 170 | MONTGOMERY | 80 | 0 | 0 | 0 | 0 | 0 | N
679 | INTERIM STRATEGIES - TEMPORARY OVERDRAFT | Interim strategies - temporary overdraft | H | 5 | EXISTING SOURCE OR EXPANDED USE OF AN EXISTING SOURCE (SURFACE WATER OR GROUNDWATER) | 6 | GROUNDWATER | 6 | OTHER INFRASTRUCTURE |  | 1853 | 1419 | GULF COAST AQUIFER | H | 170 | MONTGOMERY | 10 | SAN JACINTO | 1 | GROUNDWATER | 1 | NO WATER QUALITY IMPROVEMENTS |  | 1318 | 1 | Interim strategies - temporary overdraft | 2077 | MONTGOMERY COUNTY MUD #8 | H | WUG | MUNICIPAL | 4263 | UTILITY |  | N | 2010 | 2010 | 54257 | 43723 | 14356 | 14356 | 14356 | 14356 | 336839 | 20 | 2077 | MONTGOMERY COUNTY MUD #8 | H | WUG | MUNICIPAL | 4263 | UTILITY | H | 170 | MONTGOMERY | 143 | 0 | 0 | 0 | 0 | 0 | N
679 | INTERIM STRATEGIES - TEMPORARY OVERDRAFT | Interim strategies - temporary overdraft | H | 5 | EXISTING SOURCE OR EXPANDED USE OF AN EXISTING SOURCE (SURFACE WATER OR GROUNDWATER) | 6 | GROUNDWATER | 6 | OTHER INFRASTRUCTURE |  | 1853 | 1419 | GULF COAST AQUIFER | H | 170 | MONTGOMERY | 10 | SAN JACINTO | 1 | GROUNDWATER | 1 | NO WATER QUALITY IMPROVEMENTS |  | 1319 | 1 | Interim strategies - temporary overdraft | 2078 | MONTGOMERY COUNTY MUD #9 | H | WUG | MUNICIPAL | 4264 | UTILITY |  | N | 2010 | 2010 | 52362 | 42196 | 13855 | 13855 | 13855 | 13855 | 325071 | 20 | 2078 | MONTGOMERY COUNTY MUD #9 | H | WUG | MUNICIPAL | 4264 | UTILITY | H | 170 | MONTGOMERY | 138 | 0 | 0 | 0 | 0 | 0 | N
679 | INTERIM STRATEGIES - TEMPORARY OVERDRAFT | Interim strategies - temporary overdraft | H | 5 | EXISTING SOURCE OR EXPANDED USE OF AN EXISTING SOURCE (SURFACE WATER OR GROUNDWATER) | 6 | GROUNDWATER | 6 | OTHER INFRASTRUCTURE |  | 1853 | 1419 | GULF COAST AQUIFER | H | 170 | MONTGOMERY | 10 | SAN JACINTO | 1 | GROUNDWATER | 1 | NO WATER QUALITY IMPROVEMENTS |  | 1320 | 1 | Interim strategies - temporary overdraft | 2079 | MONTGOMERY COUNTY UD #2 | H | WUG | MUNICIPAL | 4265 | UTILITY |  | N | 2010 | 2010 | 36814 | 29668 | 9743 | 9743 | 9743 | 9743 | 228540 | 20 | 2079 | MONTGOMERY COUNTY UD #2 | H | WUG | MUNICIPAL | 4265 | UTILITY | H | 170 | MONTGOMERY | 97 | 0 | 0 | 0 | 0 | 0 | N
679 | INTERIM STRATEGIES - TEMPORARY OVERDRAFT | Interim strategies - temporary overdraft | H | 5 | EXISTING SOURCE OR EXPANDED USE OF AN EXISTING SOURCE (SURFACE WATER OR GROUNDWATER) | 6 | GROUNDWATER | 6 | OTHER INFRASTRUCTURE |  | 1853 | 1419 | GULF COAST AQUIFER | H | 170 | MONTGOMERY | 10 | SAN JACINTO | 1 | GROUNDWATER | 1 | NO WATER QUALITY IMPROVEMENTS |  | 1321 | 1 | Interim strategies - temporary overdraft | 2080 | MONTGOMERY COUNTY UD #3 | H | WUG | MUNICIPAL | 4266 | UTILITY |  | N | 2010 | 2010 | 31123 | 25082 | 8237 | 8237 | 8237 | 8237 | 193211 | 20 | 2080 | MONTGOMERY COUNTY UD #3 | H | WUG | MUNICIPAL | 4266 | UTILITY | H | 170 | MONTGOMERY | 82 | 0 | 0 | 0 | 0 | 0 | N
679 | INTERIM STRATEGIES - TEMPORARY OVERDRAFT | Interim strategies - temporary overdraft | H | 5 | EXISTING SOURCE OR EXPANDED USE OF AN EXISTING SOURCE (SURFACE WATER OR GROUNDWATER) | 6 | GROUNDWATER | 6 | OTHER INFRASTRUCTURE |  | 1853 | 1419 | GULF COAST AQUIFER | H | 170 | MONTGOMERY | 10 | SAN JACINTO | 1 | GROUNDWATER | 1 | NO WATER QUALITY IMPROVEMENTS |  | 1322 | 1 | Interim strategies - temporary overdraft | 2081 | MONTGOMERY COUNTY UD #4 | H | WUG | MUNICIPAL | 4267 | UTILITY |  | N | 2010 | 2010 | 63353 | 51051 | 16761 | 16761 | 16761 | 16761 | 393307 | 20 | 2081 | MONTGOMERY COUNTY UD #4 | H | WUG | MUNICIPAL | 4267 | UTILITY | H | 170 | MONTGOMERY | 167 | 0 | 0 | 0 | 0 | 0 | N
679 | INTERIM STRATEGIES - TEMPORARY OVERDRAFT | Interim strategies - temporary overdraft | H | 5 | EXISTING SOURCE OR EXPANDED USE OF AN EXISTING SOURCE (SURFACE WATER OR GROUNDWATER) | 6 | GROUNDWATER | 6 | OTHER INFRASTRUCTURE |  | 1853 | 1419 | GULF COAST AQUIFER | H | 170 | MONTGOMERY | 10 | SAN JACINTO | 1 | GROUNDWATER | 1 | NO WATER QUALITY IMPROVEMENTS |  | 1323 | 1 | Interim strategies - temporary overdraft | 2082 | MONTGOMERY COUNTY WCID #1 | H | WUG | MUNICIPAL | 4268 | UTILITY |  | N | 2010 | 2010 | 31882 | 25694 | 8438 | 8438 | 8438 | 8438 | 197922 | 20 | 2082 | MONTGOMERY COUNTY WCID #1 | H | WUG | MUNICIPAL | 4268 | UTILITY | H | 170 | MONTGOMERY | 84 | 0 | 0 | 0 | 0 | 0 | N
679 | INTERIM STRATEGIES - TEMPORARY OVERDRAFT | Interim strategies - temporary overdraft | H | 5 | EXISTING SOURCE OR EXPANDED USE OF AN EXISTING SOURCE (SURFACE WATER OR GROUNDWATER) | 6 | GROUNDWATER | 6 | OTHER INFRASTRUCTURE |  | 1853 | 1419 | GULF COAST AQUIFER | H | 170 | MONTGOMERY | 10 | SAN JACINTO | 1 | GROUNDWATER | 1 | NO WATER QUALITY IMPROVEMENTS |  | 1324 | 1 | Interim strategies - temporary overdraft | 2110 | NEW CANEY MUD | H | WUG | MUNICIPAL | 4272 | UTILITY |  | N | 2010 | 2010 | 100810 | 81215 | 26649 | 26649 | 26649 | 26649 | 625873 | 20 | 2110 | NEW CANEY MUD | H | WUG | MUNICIPAL | 4272 | UTILITY | H | 170 | MONTGOMERY | 266 | 0 | 0 | 0 | 0 | 0 | N
679 | INTERIM STRATEGIES - TEMPORARY OVERDRAFT | Interim strategies - temporary overdraft | H | 5 | EXISTING SOURCE OR EXPANDED USE OF AN EXISTING SOURCE (SURFACE WATER OR GROUNDWATER) | 6 | GROUNDWATER | 6 | OTHER INFRASTRUCTURE |  | 1853 | 1419 | GULF COAST AQUIFER | H | 170 | MONTGOMERY | 10 | SAN JACINTO | 1 | GROUNDWATER | 1 | NO WATER QUALITY IMPROVEMENTS |  | 1325 | 1 | Interim strategies - temporary overdraft | 2149 | OAK RIDGE NORTH | H | WUG | MUNICIPAL | 726 | CITY |  | N | 2010 | 2010 | 43641 | 35170 | 11549 | 11549 | 11549 | 11549 | 270927 | 20 | 2149 | OAK RIDGE NORTH | H | WUG | MUNICIPAL | 726 | CITY | H | 170 | MONTGOMERY | 115 | 0 | 0 | 0 | 0 | 0 | N
679 | INTERIM STRATEGIES - TEMPORARY OVERDRAFT | Interim strategies - temporary overdraft | H | 5 | EXISTING SOURCE OR EXPANDED USE OF AN EXISTING SOURCE (SURFACE WATER OR GROUNDWATER) | 6 | GROUNDWATER | 6 | OTHER INFRASTRUCTURE |  | 1853 | 1419 | GULF COAST AQUIFER | H | 170 | MONTGOMERY | 10 | SAN JACINTO | 1 | GROUNDWATER | 1 | NO WATER QUALITY IMPROVEMENTS |  | 1326 | 1 | Interim strategies - temporary overdraft | 2177 | PANORAMA VILLAGE | H | WUG | MUNICIPAL | 732 | CITY |  | N | 2010 | 2010 | 43262 | 34864 | 11449 | 11449 | 11449 | 11449 | 268573 | 20 | 2177 | PANORAMA VILLAGE | H | WUG | MUNICIPAL | 732 | CITY | H | 170 | MONTGOMERY | 114 | 0 | 0 | 0 | 0 | 0 | N
679 | INTERIM STRATEGIES - TEMPORARY OVERDRAFT | Interim strategies - temporary overdraft | H | 5 | EXISTING SOURCE OR EXPANDED USE OF AN EXISTING SOURCE (SURFACE WATER OR GROUNDWATER) | 6 | GROUNDWATER | 6 | OTHER INFRASTRUCTURE |  | 1853 | 1419 | GULF COAST AQUIFER | H | 170 | MONTGOMERY | 10 | SAN JACINTO | 1 | GROUNDWATER | 1 | NO WATER QUALITY IMPROVEMENTS |  | 1327 | 1 | Interim strategies - temporary overdraft | 2182 | PATTON VILLAGE | H | WUG | MUNICIPAL | 734 | CITY |  | N | 2010 | 2010 | 5694 | 4589 | 1507 | 1507 | 1507 | 1507 | 35348 | 20 | 2182 | PATTON VILLAGE | H | WUG | MUNICIPAL | 734 | CITY | H | 170 | MONTGOMERY | 15 | 0 | 0 | 0 | 0 | 0 | N
679 | INTERIM STRATEGIES - TEMPORARY OVERDRAFT | Interim strategies - temporary overdraft | H | 5 | EXISTING SOURCE OR EXPANDED USE OF AN EXISTING SOURCE (SURFACE WATER OR GROUNDWATER) | 6 | GROUNDWATER | 6 | OTHER INFRASTRUCTURE |  | 1853 | 1419 | GULF COAST AQUIFER | H | 170 | MONTGOMERY | 10 | SAN JACINTO | 1 | GROUNDWATER | 1 | NO WATER QUALITY IMPROVEMENTS |  | 1328 | 1 | Interim strategies - temporary overdraft | 2215 | POINT AQUARIUS MUD | H | WUG | MUNICIPAL | 4305 | UTILITY |  | N | 2010 | 2010 | 47054 | 37920 | 12452 | 12452 | 12452 | 12452 | 292116 | 20 | 2215 | POINT AQUARIUS MUD | H | WUG | MUNICIPAL | 4305 | UTILITY | H | 170 | MONTGOMERY | 124 | 0 | 0 | 0 | 0 | 0 | N
679 | INTERIM STRATEGIES - TEMPORARY OVERDRAFT | Interim strategies - temporary overdraft | H | 5 | EXISTING SOURCE OR EXPANDED USE OF AN EXISTING SOURCE (SURFACE WATER OR GROUNDWATER) | 6 | GROUNDWATER | 6 | OTHER INFRASTRUCTURE |  | 1853 | 1419 | GULF COAST AQUIFER | H | 170 | MONTGOMERY | 10 | SAN JACINTO | 1 | GROUNDWATER | 1 | NO WATER QUALITY IMPROVEMENTS |  | 1329 | 1 | Interim strategies - temporary overdraft | 2225 | PORTER WSC | H | WUG | MUNICIPAL | 4307 | UTILITY |  | N | 2010 | 2010 | 122318 | 98524 | 32314 | 32314 | 32314 | 32314 | 759427 | 20 | 2225 | PORTER WSC | H | WUG | MUNICIPAL | 4307 | UTILITY | H | 170 | MONTGOMERY | 323 | 0 | 0 | 0 | 0 | 0 | N
679 | INTERIM STRATEGIES - TEMPORARY OVERDRAFT | Interim strategies - temporary overdraft | H | 5 | EXISTING SOURCE OR EXPANDED USE OF AN EXISTING SOURCE (SURFACE WATER OR GROUNDWATER) | 6 | GROUNDWATER | 6 | OTHER INFRASTRUCTURE |  | 1853 | 1419 | GULF COAST AQUIFER | H | 170 | MONTGOMERY | 10 | SAN JACINTO | 1 | GROUNDWATER | 1 | NO WATER QUALITY IMPROVEMENTS |  | 1330 | 1 | Interim strategies - temporary overdraft | 2252 | RAYFORD ROAD MUD | H | WUG | MUNICIPAL | 4312 | UTILITY |  | N | 2010 | 2010 | 145274 | 116987 | 38347 | 38347 | 38347 | 38347 | 901989 | 20 | 2252 | RAYFORD ROAD MUD | H | WUG | MUNICIPAL | 4312 | UTILITY | H | 170 | MONTGOMERY | 384 | 0 | 0 | 0 | 0 | 0 | N
679 | INTERIM STRATEGIES - TEMPORARY OVERDRAFT | Interim strategies - temporary overdraft | H | 5 | EXISTING SOURCE OR EXPANDED USE OF AN EXISTING SOURCE (SURFACE WATER OR GROUNDWATER) | 6 | GROUNDWATER | 6 | OTHER INFRASTRUCTURE |  | 1853 | 1419 | GULF COAST AQUIFER | H | 170 | MONTGOMERY | 10 | SAN JACINTO | 1 | GROUNDWATER | 1 | NO WATER QUALITY IMPROVEMENTS |  | 1331 | 1 | Interim strategies - temporary overdraft | 2279 | RIVER PLANTATION MUD | H | WUG | MUNICIPAL | 4322 | UTILITY |  | N | 2010 | 2010 | 53500 | 43113 | 14156 | 14156 | 14156 | 14156 | 332132 | 20 | 2279 | RIVER PLANTATION MUD | H | WUG | MUNICIPAL | 4322 | UTILITY | H | 170 | MONTGOMERY | 141 | 0 | 0 | 0 | 0 | 0 | N
679 | INTERIM STRATEGIES - TEMPORARY OVERDRAFT | Interim strategies - temporary overdraft | H | 5 | EXISTING SOURCE OR EXPANDED USE OF AN EXISTING SOURCE (SURFACE WATER OR GROUNDWATER) | 6 | GROUNDWATER | 6 | OTHER INFRASTRUCTURE |  | 1853 | 1419 | GULF COAST AQUIFER | H | 170 | MONTGOMERY | 10 | SAN JACINTO | 1 | GROUNDWATER | 1 | NO WATER QUALITY IMPROVEMENTS |  | 1332 | 1 | Interim strategies - temporary overdraft | 2294 | ROMAN FOREST | H | WUG | MUNICIPAL | 801 | CITY |  | N | 2010 | 2010 | 35296 | 28445 | 9341 | 9341 | 9341 | 9341 | 219120 | 20 | 2294 | ROMAN FOREST | H | WUG | MUNICIPAL | 801 | CITY | H | 170 | MONTGOMERY | 93 | 0 | 0 | 0 | 0 | 0 | N
679 | INTERIM STRATEGIES - TEMPORARY OVERDRAFT | Interim strategies - temporary overdraft | H | 5 | EXISTING SOURCE OR EXPANDED USE OF AN EXISTING SOURCE (SURFACE WATER OR GROUNDWATER) | 6 | GROUNDWATER | 6 | OTHER INFRASTRUCTURE |  | 1853 | 1419 | GULF COAST AQUIFER | H | 170 | MONTGOMERY | 10 | SAN JACINTO | 1 | GROUNDWATER | 1 | NO WATER QUALITY IMPROVEMENTS |  | 1333 | 1 | Interim strategies - temporary overdraft | 2353 | SHENANDOAH | H | WUG | MUNICIPAL | 745 | CITY |  | N | 2010 | 2010 | 112514 | 90635 | 29733 | 29733 | 29733 | 29733 | 698545 | 20 | 2353 | SHENANDOAH | H | WUG | MUNICIPAL | 745 | CITY | H | 170 | MONTGOMERY | 297 | 0 | 0 | 0 | 0 | 0 | N
679 | INTERIM STRATEGIES - TEMPORARY OVERDRAFT | Interim strategies - temporary overdraft | H | 5 | EXISTING SOURCE OR EXPANDED USE OF AN EXISTING SOURCE (SURFACE WATER OR GROUNDWATER) | 6 | GROUNDWATER | 6 | OTHER INFRASTRUCTURE |  | 1853 | 1419 | GULF COAST AQUIFER | H | 170 | MONTGOMERY | 10 | SAN JACINTO | 1 | GROUNDWATER | 1 | NO WATER QUALITY IMPROVEMENTS |  | 1334 | 1 | Interim strategies - temporary overdraft | 2381 | SOUTHERN MONTGOMERY COUNTY MUD | H | WUG | MUNICIPAL | 4339 | UTILITY |  | N | 2010 | 2010 | 119302 | 96098 | 31520 | 31520 | 31520 | 31520 | 740701 | 20 | 2381 | SOUTHERN MONTGOMERY COUNTY MUD | H | WUG | MUNICIPAL | 4339 | UTILITY | H | 170 | MONTGOMERY | 315 | 0 | 0 | 0 | 0 | 0 | N
679 | INTERIM STRATEGIES - TEMPORARY OVERDRAFT | Interim strategies - temporary overdraft | H | 5 | EXISTING SOURCE OR EXPANDED USE OF AN EXISTING SOURCE (SURFACE WATER OR GROUNDWATER) | 6 | GROUNDWATER | 6 | OTHER INFRASTRUCTURE |  | 1853 | 1419 | GULF COAST AQUIFER | H | 170 | MONTGOMERY | 10 | SAN JACINTO | 1 | GROUNDWATER | 1 | NO WATER QUALITY IMPROVEMENTS |  | 1335 | 1 | Interim strategies - temporary overdraft | 2388 | SOUTHWEST UTILITIES | H | WUG | MUNICIPAL | 4343 | UTILITY |  | N | 2010 | 2010 | 16322 | 13154 | 4320 | 4320 | 4320 | 4320 | 101329 | 20 | 2388 | SOUTHWEST UTILITIES | H | WUG | MUNICIPAL | 4343 | UTILITY | H | 170 | MONTGOMERY | 43 | 0 | 0 | 0 | 0 | 0 | N
679 | INTERIM STRATEGIES - TEMPORARY OVERDRAFT | Interim strategies - temporary overdraft | H | 5 | EXISTING SOURCE OR EXPANDED USE OF AN EXISTING SOURCE (SURFACE WATER OR GROUNDWATER) | 6 | GROUNDWATER | 6 | OTHER INFRASTRUCTURE |  | 1853 | 1419 | GULF COAST AQUIFER | H | 170 | MONTGOMERY | 10 | SAN JACINTO | 1 | GROUNDWATER | 1 | NO WATER QUALITY IMPROVEMENTS |  | 1336 | 1 | Interim strategies - temporary overdraft | 2390 | SPLENDORA | H | WUG | MUNICIPAL | 962 | CITY |  | N | 2010 | 2010 | 12527 | 10096 | 3316 | 3316 | 3316 | 3316 | 77765 | 20 | 2390 | SPLENDORA | H | WUG | MUNICIPAL | 962 | CITY | H | 170 | MONTGOMERY | 33 | 0 | 0 | 0 | 0 | 0 | N
679 | INTERIM STRATEGIES - TEMPORARY OVERDRAFT | Interim strategies - temporary overdraft | H | 5 | EXISTING SOURCE OR EXPANDED USE OF AN EXISTING SOURCE (SURFACE WATER OR GROUNDWATER) | 6 | GROUNDWATER | 6 | OTHER INFRASTRUCTURE |  | 1853 | 1419 | GULF COAST AQUIFER | H | 170 | MONTGOMERY | 10 | SAN JACINTO | 1 | GROUNDWATER | 1 | NO WATER QUALITY IMPROVEMENTS |  | 1337 | 1 | Interim strategies - temporary overdraft | 2391 | SPRING CREEK UD | H | WUG | MUNICIPAL | 4344 | UTILITY |  | N | 2010 | 2010 | 34538 | 27834 | 9141 | 9141 | 9141 | 9141 | 214409 | 20 | 2391 | SPRING CREEK UD | H | WUG | MUNICIPAL | 4344 | UTILITY | H | 170 | MONTGOMERY | 91 | 0 | 0 | 0 | 0 | 0 | N
679 | INTERIM STRATEGIES - TEMPORARY OVERDRAFT | Interim strategies - temporary overdraft | H | 5 | EXISTING SOURCE OR EXPANDED USE OF AN EXISTING SOURCE (SURFACE WATER OR GROUNDWATER) | 6 | GROUNDWATER | 6 | OTHER INFRASTRUCTURE |  | 1853 | 1419 | GULF COAST AQUIFER | H | 170 | MONTGOMERY | 10 | SAN JACINTO | 1 | GROUNDWATER | 1 | NO WATER QUALITY IMPROVEMENTS |  | 1338 | 1 | Interim strategies - temporary overdraft | 2676 | STAGECOACH | H | WUG | MUNICIPAL | 1083 | CITY |  | N | 2010 | 2010 | 5314 | 4283 | 1407 | 1407 | 1407 | 1407 | 32992 | 20 | 2676 | STAGECOACH | H | WUG | MUNICIPAL | 1083 | CITY | H | 170 | MONTGOMERY | 14 | 0 | 0 | 0 | 0 | 0 | N
679 | INTERIM STRATEGIES - TEMPORARY OVERDRAFT | Interim strategies - temporary overdraft | H | 5 | EXISTING SOURCE OR EXPANDED USE OF AN EXISTING SOURCE (SURFACE WATER OR GROUNDWATER) | 6 | GROUNDWATER | 6 | OTHER INFRASTRUCTURE |  | 1853 | 1419 | GULF COAST AQUIFER | H | 170 | MONTGOMERY | 10 | SAN JACINTO | 1 | GROUNDWATER | 1 | NO WATER QUALITY IMPROVEMENTS |  | 1339 | 1 | Interim strategies - temporary overdraft | 2399 | STANLEY LAKE MUD | H | WUG | MUNICIPAL | 4347 | UTILITY |  | N | 2010 | 2010 | 47813 | 38531 | 12652 | 12652 | 12652 | 12652 | 296825 | 20 | 2399 | STANLEY LAKE MUD | H | WUG | MUNICIPAL | 4347 | UTILITY | H | 170 | MONTGOMERY | 126 | 0 | 0 | 0 | 0 | 0 | N
679 | INTERIM STRATEGIES - TEMPORARY OVERDRAFT | Interim strategies - temporary overdraft | H | 5 | EXISTING SOURCE OR EXPANDED USE OF AN EXISTING SOURCE (SURFACE WATER OR GROUNDWATER) | 6 | GROUNDWATER | 6 | OTHER INFRASTRUCTURE |  | 1853 | 1419 | GULF COAST AQUIFER | H | 170 | MONTGOMERY | 10 | SAN JACINTO | 1 | GROUNDWATER | 1 | NO WATER QUALITY IMPROVEMENTS |  | 1340 | 1 | Interim strategies - temporary overdraft | 2520 | THE WOODLANDS | H | WUG | MUNICIPAL | 8001 | CRU |  | N | 2010 | 2010 | 849883 | 670288 | 208549 | 208549 | 208549 | 208549 | 5296115 | 20 | 2520 | THE WOODLANDS | H | WUG | MUNICIPAL | 8001 | CRU | H | 170 | MONTGOMERY | 2438 | 0 | 0 | 0 | 0 | 0 | N
679 | INTERIM STRATEGIES - TEMPORARY OVERDRAFT | Interim strategies - temporary overdraft | H | 5 | EXISTING SOURCE OR EXPANDED USE OF AN EXISTING SOURCE (SURFACE WATER OR GROUNDWATER) | 6 | GROUNDWATER | 6 | OTHER INFRASTRUCTURE |  | 1853 | 1419 | GULF COAST AQUIFER | H | 170 | MONTGOMERY | 10 | SAN JACINTO | 1 | GROUNDWATER | 1 | NO WATER QUALITY IMPROVEMENTS |  | 1341 | 1 | Interim strategies - temporary overdraft | 2623 | WILLIS | H | WUG | MUNICIPAL | 655 | CITY |  | N | 2010 | 2010 | 36434 | 29362 | 9642 | 9642 | 9642 | 9642 | 226185 | 20 | 2623 | WILLIS | H | WUG | MUNICIPAL | 655 | CITY | H | 170 | MONTGOMERY | 96 | 0 | 0 | 0 | 0 | 0 | N
679 | INTERIM STRATEGIES - TEMPORARY OVERDRAFT | Interim strategies - temporary overdraft | H | 5 | EXISTING SOURCE OR EXPANDED USE OF AN EXISTING SOURCE (SURFACE WATER OR GROUNDWATER) | 6 | GROUNDWATER | 6 | OTHER INFRASTRUCTURE |  | 1853 | 1419 | GULF COAST AQUIFER | H | 170 | MONTGOMERY | 10 | SAN JACINTO | 1 | GROUNDWATER | 1 | NO WATER QUALITY IMPROVEMENTS |  | 1342 | 1 | Interim strategies - temporary overdraft | 2641 | WOODBRANCH | H | WUG | MUNICIPAL | 807 | CITY |  | N | 2010 | 2010 | 12147 | 9790 | 3215 | 3215 | 3215 | 3215 | 75409 | 20 | 2641 | WOODBRANCH | H | WUG | MUNICIPAL | 807 | CITY | H | 170 | MONTGOMERY | 32 | 0 | 0 | 0 | 0 | 0 | N
239 | IRRIGATION CONSERVATION | Irrigation conservation | A | 3 | CONSERVATION | 2 | IRRIGATION CONSERVATION | 1 | NO INFRASTRUCTURE |  | 1717 | 2385 | CONSERVATION | A | 6 | ARMSTRONG | 2 | RED | 3 | CONSERVATION | 1 | NO WATER QUALITY IMPROVEMENTS |  | 5090 | 1 | Irrigation conservation | 984 | IRRIGATION, ARMSTRONG | A | WUG | IRRIGATION | 1004 | N/A |  | N | 2020 | 2020 | 0 | 51013.2 | 59783.41 | 63143.55 | 64079.11 | 65014.66 | 0 | 0 | 984 | IRRIGATION, ARMSTRONG | A | WUG | IRRIGATION | 1004 | N/A | A | 6 | ARMSTRONG | 0 | 2170 | 2251 | 2397 | 2478 | 2558 | N
239 | IRRIGATION CONSERVATION | Irrigation conservation | A | 3 | CONSERVATION | 2 | IRRIGATION CONSERVATION | 1 | NO INFRASTRUCTURE |  | 1718 | 2368 | CONSERVATION | A | 33 | CARSON | 1 | CANADIAN | 3 | CONSERVATION | 1 | NO WATER QUALITY IMPROVEMENTS |  | 5000 | 1 | Irrigation conservation | 1010 | IRRIGATION, CARSON | A | WUG | IRRIGATION | 1004 | N/A |  | N | 2020 | 2020 | 0 | 96141.91 | 112650.37 | 118958.71 | 120711.94 | 122465.17 | 0 | 0 | 1010 | IRRIGATION, CARSON | A | WUG | IRRIGATION | 1004 | N/A | A | 33 | CARSON | 0 | 4096 | 4247 | 4520 | 4672 | 4824 | N
239 | IRRIGATION CONSERVATION | Irrigation conservation | A | 3 | CONSERVATION | 2 | IRRIGATION CONSERVATION | 1 | NO INFRASTRUCTURE |  | 1719 | 2389 | CONSERVATION | A | 33 | CARSON | 2 | RED | 3 | CONSERVATION | 1 | NO WATER QUALITY IMPROVEMENTS |  | 5091 | 1 | Irrigation conservation | 1010 | IRRIGATION, CARSON | A | WUG | IRRIGATION | 1004 | N/A |  | N | 2020 | 2020 | 0 | 310345.21 | 363634.35 | 383997.63 | 389657.04 | 395316.45 | 0 | 0 | 1010 | IRRIGATION, CARSON | A | WUG | IRRIGATION | 1004 | N/A | A | 33 | CARSON | 0 | 13220 | 13710 | 14592 | 15082 | 15571 | N
239 | IRRIGATION CONSERVATION | Irrigation conservation | A | 3 | CONSERVATION | 2 | IRRIGATION CONSERVATION | 1 | NO INFRASTRUCTURE |  | 1720 | 2391 | CONSERVATION | A | 38 | CHILDRESS | 2 | RED | 3 | CONSERVATION | 1 | NO WATER QUALITY IMPROVEMENTS |  | 5093 | 1 | Irrigation conservation | 1015 | IRRIGATION, CHILDRESS | A | WUG | IRRIGATION | 1004 | N/A |  | N | 2020 | 2020 | 0 | 38924 | 45668 | 48293 | 49033 | 49772 | 0 | 0 | 1015 | IRRIGATION, CHILDRESS | A | WUG | IRRIGATION | 1004 | N/A | A | 38 | CHILDRESS | 0 | 1640 | 1704 | 1819 | 1883 | 1946 | N
239 | IRRIGATION CONSERVATION | Irrigation conservation | A | 3 | CONSERVATION | 2 | IRRIGATION CONSERVATION | 1 | NO INFRASTRUCTURE |  | 1721 | 2393 | CONSERVATION | A | 44 | COLLINGSWORTH | 2 | RED | 3 | CONSERVATION | 1 | NO WATER QUALITY IMPROVEMENTS |  | 5094 | 1 | Irrigation conservation | 1021 | IRRIGATION, COLLINGSWORTH | A | WUG | IRRIGATION | 1004 | N/A |  | N | 2020 | 2020 | 0 | 72511 | 85672 | 91280 | 92952 | 94623 | 0 | 0 | 1021 | IRRIGATION, COLLINGSWORTH | A | WUG | IRRIGATION | 1004 | N/A | A | 44 | COLLINGSWORTH | 0 | 2879 | 3021 | 3276 | 3418 | 3560 | N
190 | IRRIGATION CONSERVATION | Irrigation conservation | A | 3 | CONSERVATION | 2 | IRRIGATION CONSERVATION | 1 | NO INFRASTRUCTURE |  | 741 | 2369 | CONSERVATION | A | 56 | DALLAM | 1 | CANADIAN | 3 | CONSERVATION | 1 | NO WATER QUALITY IMPROVEMENTS |  | 5001 | 1 | Irrigation conservation | 1032 | IRRIGATION, DALLAM | A | WUG | IRRIGATION | 1004 | N/A |  | N | 2020 | 2020 | 0 | 1133156 | 1863021 | 2238950 | 2251368 | 2251368 | 0 | 0 | 1032 | IRRIGATION, DALLAM | A | WUG | IRRIGATION | 1004 | N/A | A | 56 | DALLAM | 0 | 59275 | 108476 | 121561 | 122958 | 122958 | N
239 | IRRIGATION CONSERVATION | Irrigation conservation | A | 3 | CONSERVATION | 2 | IRRIGATION CONSERVATION | 1 | NO INFRASTRUCTURE |  | 1723 | 2399 | CONSERVATION | A | 65 | DONLEY | 2 | RED | 3 | CONSERVATION | 1 | NO WATER QUALITY IMPROVEMENTS |  | 5095 | 1 | Irrigation conservation | 1041 | IRRIGATION, DONLEY | A | WUG | IRRIGATION | 1004 | N/A |  | N | 2020 | 2020 | 0 | 70139 | 82443 | 87356 | 88763 | 90170 | 0 | 0 | 1041 | IRRIGATION, DONLEY | A | WUG | IRRIGATION | 1004 | N/A | A | 65 | DONLEY | 0 | 2910 | 3031 | 3249 | 3370 | 3490 | N
239 | IRRIGATION CONSERVATION | Irrigation conservation | A | 3 | CONSERVATION | 2 | IRRIGATION CONSERVATION | 1 | NO INFRASTRUCTURE |  | 1724 | 2371 | CONSERVATION | A | 90 | GRAY | 1 | CANADIAN | 3 | CONSERVATION | 1 | NO WATER QUALITY IMPROVEMENTS |  | 5003 | 1 | Irrigation conservation | 1065 | IRRIGATION, GRAY | A | WUG | IRRIGATION | 1004 | N/A |  | N | 2020 | 2020 | 0 | 30725.07 | 35995.72 | 38005.6 | 38563.38 | 39121.16 | 0 | 0 | 1065 | IRRIGATION, GRAY | A | WUG | IRRIGATION | 1004 | N/A | A | 90 | GRAY | 0 | 1310 | 1359 | 1446 | 1494 | 1542 | N
239 | IRRIGATION CONSERVATION | Irrigation conservation | A | 3 | CONSERVATION | 2 | IRRIGATION CONSERVATION | 1 | NO INFRASTRUCTURE |  | 1725 | 2403 | CONSERVATION | A | 90 | GRAY | 2 | RED | 3 | CONSERVATION | 1 | NO WATER QUALITY IMPROVEMENTS |  | 5096 | 1 | Irrigation conservation | 1065 | IRRIGATION, GRAY | A | WUG | IRRIGATION | 1004 | N/A |  | N | 2020 | 2020 | 0 | 93073.84 | 109039.95 | 115128.38 | 116818.03 | 118507.69 | 0 | 0 | 1065 | IRRIGATION, GRAY | A | WUG | IRRIGATION | 1004 | N/A | A | 90 | GRAY | 0 | 3969 | 4116 | 4379 | 4525 | 4672 | N
239 | IRRIGATION CONSERVATION | Irrigation conservation | A | 3 | CONSERVATION | 2 | IRRIGATION CONSERVATION | 1 | NO INFRASTRUCTURE |  | 1726 | 2406 | CONSERVATION | A | 96 | HALL | 2 | RED | 3 | CONSERVATION | 1 | NO WATER QUALITY IMPROVEMENTS |  | 5098 | 1 | Irrigation conservation | 1070 | IRRIGATION, HALL | A | WUG | IRRIGATION | 1004 | N/A |  | N | 2020 | 2020 | 0 | 77599 | 91212 | 96648 | 98205 | 99761 | 0 | 0 | 1070 | IRRIGATION, HALL | A | WUG | IRRIGATION | 1004 | N/A | A | 96 | HALL | 0 | 3220 | 3354 | 3595 | 3728 | 3862 | N
239 | IRRIGATION CONSERVATION | Irrigation conservation | A | 3 | CONSERVATION | 2 | IRRIGATION CONSERVATION | 1 | NO INFRASTRUCTURE |  | 1727 | 2372 | CONSERVATION | A | 98 | HANSFORD | 1 | CANADIAN | 3 | CONSERVATION | 1 | NO WATER QUALITY IMPROVEMENTS |  | 5005 | 1 | Irrigation conservation | 1072 | IRRIGATION, HANSFORD | A | WUG | IRRIGATION | 1004 | N/A |  | N | 2020 | 2020 | 0 | 502697 | 1065552 | 1124517 | 1072094 | 1072094 | 0 | 0 | 1072 | IRRIGATION, HANSFORD | A | WUG | IRRIGATION | 1004 | N/A | A | 98 | HANSFORD | 0 | 24436 | 45264 | 51215 | 51951 | 51951 | N
190 | IRRIGATION CONSERVATION | Irrigation conservation | A | 3 | CONSERVATION | 2 | IRRIGATION CONSERVATION | 1 | NO INFRASTRUCTURE |  | 1600 | 2373 | CONSERVATION | A | 103 | HARTLEY | 1 | CANADIAN | 3 | CONSERVATION | 1 | NO WATER QUALITY IMPROVEMENTS |  | 5008 | 1 | Irrigation conservation | 1077 | IRRIGATION, HARTLEY | A | WUG | IRRIGATION | 1004 | N/A |  | N | 2020 | 2020 | 0 | 1015512 | 1663536 | 1994087 | 2004925 | 2004925 | 0 | 0 | 1077 | IRRIGATION, HARTLEY | A | WUG | IRRIGATION | 1004 | N/A | A | 103 | HARTLEY | 0 | 53755 | 98786 | 110553 | 111772 | 111772 | N
239 | IRRIGATION CONSERVATION | Irrigation conservation | A | 3 | CONSERVATION | 2 | IRRIGATION CONSERVATION | 1 | NO INFRASTRUCTURE |  | 1729 | 2374 | CONSERVATION | A | 106 | HEMPHILL | 1 | CANADIAN | 3 | CONSERVATION | 1 | NO WATER QUALITY IMPROVEMENTS |  | 5009 | 1 | Irrigation conservation | 1080 | IRRIGATION, HEMPHILL | A | WUG | IRRIGATION | 1004 | N/A |  | N | 2020 | 2020 | 0 | 4387.3 | 5140.02 | 5427.16 | 5506.87 | 5586.57 | 0 | 0 | 1080 | IRRIGATION, HEMPHILL | A | WUG | IRRIGATION | 1004 | N/A | A | 106 | HEMPHILL | 0 | 187 | 194 | 207 | 213 | 220 | N
239 | IRRIGATION CONSERVATION | Irrigation conservation | A | 3 | CONSERVATION | 2 | IRRIGATION CONSERVATION | 1 | NO INFRASTRUCTURE |  | 1728 | 2408 | CONSERVATION | A | 106 | HEMPHILL | 2 | RED | 3 | CONSERVATION | 1 | NO WATER QUALITY IMPROVEMENTS |  | 5100 | 1 | Irrigation conservation | 1080 | IRRIGATION, HEMPHILL | A | WUG | IRRIGATION | 1004 | N/A |  | N | 2020 | 2020 | 0 | 967.85 | 1133.9 | 1197.24 | 1214.83 | 1232.41 | 0 | 0 | 1080 | IRRIGATION, HEMPHILL | A | WUG | IRRIGATION | 1004 | N/A | A | 106 | HEMPHILL | 0 | 41 | 43 | 46 | 47 | 48 | N
190 | IRRIGATION CONSERVATION | Irrigation conservation | A | 3 | CONSERVATION | 2 | IRRIGATION CONSERVATION | 1 | NO INFRASTRUCTURE |  | 1597 | 2375 | CONSERVATION | A | 117 | HUTCHINSON | 1 | CANADIAN | 3 | CONSERVATION | 1 | NO WATER QUALITY IMPROVEMENTS |  | 5010 | 1 | Irrigation conservation | 1091 | IRRIGATION, HUTCHINSON | A | WUG | IRRIGATION | 1004 | N/A |  | N | 2020 | 2020 | 0 | 150461 | 260610 | 318882 | 320860 | 320860 | 0 | 0 | 1091 | IRRIGATION, HUTCHINSON | A | WUG | IRRIGATION | 1004 | N/A | A | 117 | HUTCHINSON | 0 | 7514 | 14044 | 15905 | 16128 | 16128 | N
239 | IRRIGATION CONSERVATION | Irrigation conservation | A | 3 | CONSERVATION | 2 | IRRIGATION CONSERVATION | 1 | NO INFRASTRUCTURE |  | 1730 | 2376 | CONSERVATION | A | 148 | LIPSCOMB | 1 | CANADIAN | 3 | CONSERVATION | 1 | NO WATER QUALITY IMPROVEMENTS |  | 5012 | 1 | Irrigation conservation | 1119 | IRRIGATION, LIPSCOMB | A | WUG | IRRIGATION | 1004 | N/A |  | N | 2020 | 2020 | 0 | 53033 | 62070 | 65467 | 66400 | 67334 | 0 | 0 | 1119 | IRRIGATION, LIPSCOMB | A | WUG | IRRIGATION | 1004 | N/A | A | 148 | LIPSCOMB | 0 | 2279 | 2360 | 2506 | 2587 | 2668 | N
190 | IRRIGATION CONSERVATION | Irrigation conservation | A | 3 | CONSERVATION | 2 | IRRIGATION CONSERVATION | 1 | NO INFRASTRUCTURE |  | 1598 | 2377 | CONSERVATION | A | 171 | MOORE | 1 | CANADIAN | 3 | CONSERVATION | 1 | NO WATER QUALITY IMPROVEMENTS |  | 5013 | 1 | Irrigation conservation | 1141 | IRRIGATION, MOORE | A | WUG | IRRIGATION | 1004 | N/A |  | N | 2020 | 2020 | 0 | 618799 | 1069223 | 1294960 | 1302526 | 1302526 | 0 | 0 | 1141 | IRRIGATION, MOORE | A | WUG | IRRIGATION | 1004 | N/A | A | 171 | MOORE | 0 | 31602 | 58995 | 66995 | 67846 | 67846 | N
239 | IRRIGATION CONSERVATION | Irrigation conservation | A | 3 | CONSERVATION | 2 | IRRIGATION CONSERVATION | 1 | NO INFRASTRUCTURE |  | 1731 | 2378 | CONSERVATION | A | 179 | OCHILTREE | 1 | CANADIAN | 3 | CONSERVATION | 1 | NO WATER QUALITY IMPROVEMENTS |  | 5018 | 1 | Irrigation conservation | 1147 | IRRIGATION, OCHILTREE | A | WUG | IRRIGATION | 1004 | N/A |  | N | 2020 | 2020 | 0 | 405381 | 475026 | 501671 | 509082 | 516494 | 0 | 0 | 1147 | IRRIGATION, OCHILTREE | A | WUG | IRRIGATION | 1004 | N/A | A | 179 | OCHILTREE | 0 | 17257 | 17899 | 19053 | 19694 | 20335 | N
239 | IRRIGATION CONSERVATION | Irrigation conservation | A | 3 | CONSERVATION | 2 | IRRIGATION CONSERVATION | 1 | NO INFRASTRUCTURE |  | 1732 | 2379 | CONSERVATION | A | 180 | OLDHAM | 1 | CANADIAN | 3 | CONSERVATION | 1 | NO WATER QUALITY IMPROVEMENTS |  | 5020 | 1 | Irrigation conservation | 1148 | IRRIGATION, OLDHAM | A | WUG | IRRIGATION | 1004 | N/A |  | N | 2020 | 2020 | 0 | 14728.96 | 17263.04 | 18235.45 | 18506.49 | 18777.53 | 0 | 0 | 1148 | IRRIGATION, OLDHAM | A | WUG | IRRIGATION | 1004 | N/A | A | 180 | OLDHAM | 0 | 626 | 649 | 692 | 715 | 739 | N
239 | IRRIGATION CONSERVATION | Irrigation conservation | A | 3 | CONSERVATION | 2 | IRRIGATION CONSERVATION | 1 | NO INFRASTRUCTURE |  | 1733 | 2414 | CONSERVATION | A | 180 | OLDHAM | 2 | RED | 3 | CONSERVATION | 1 | NO WATER QUALITY IMPROVEMENTS |  | 5101 | 1 | Irrigation conservation | 1148 | IRRIGATION, OLDHAM | A | WUG | IRRIGATION | 1004 | N/A |  | N | 2020 | 2020 | 0 | 4422.53 | 5183.42 | 5475.4 | 5556.78 | 5638.16 | 0 | 0 | 1148 | IRRIGATION, OLDHAM | A | WUG | IRRIGATION | 1004 | N/A | A | 180 | OLDHAM | 0 | 188 | 195 | 208 | 215 | 222 | N
239 | IRRIGATION CONSERVATION | Irrigation conservation | A | 3 | CONSERVATION | 2 | IRRIGATION CONSERVATION | 1 | NO INFRASTRUCTURE |  | 1734 | 2380 | CONSERVATION | A | 188 | POTTER | 1 | CANADIAN | 3 | CONSERVATION | 1 | NO WATER QUALITY IMPROVEMENTS |  | 5021 | 1 | Irrigation conservation | 1155 | IRRIGATION, POTTER | A | WUG | IRRIGATION | 1004 | N/A |  | N | 2020 | 2020 | 0 | 10633 | 12482.32 | 13208.18 | 13413.64 | 13619.09 | 0 | 0 | 1155 | IRRIGATION, POTTER | A | WUG | IRRIGATION | 1004 | N/A | A | 188 | POTTER | 0 | 446 | 464 | 496 | 513 | 531 | N
239 | IRRIGATION CONSERVATION | Irrigation conservation | A | 3 | CONSERVATION | 2 | IRRIGATION CONSERVATION | 1 | NO INFRASTRUCTURE |  | 1735 | 2416 | CONSERVATION | A | 188 | POTTER | 2 | RED | 3 | CONSERVATION | 1 | NO WATER QUALITY IMPROVEMENTS |  | 5102 | 1 | Irrigation conservation | 1155 | IRRIGATION, POTTER | A | WUG | IRRIGATION | 1004 | N/A |  | N | 2020 | 2020 | 0 | 11683.81 | 13715.89 | 14513.49 | 14739.24 | 14965 | 0 | 0 | 1155 | IRRIGATION, POTTER | A | WUG | IRRIGATION | 1004 | N/A | A | 188 | POTTER | 0 | 490 | 510 | 545 | 564 | 583 | N
190 | IRRIGATION CONSERVATION | Irrigation conservation | A | 3 | CONSERVATION | 2 | IRRIGATION CONSERVATION | 1 | NO INFRASTRUCTURE |  | 1722 | 2381 | CONSERVATION | A | 191 | RANDALL | 1 | CANADIAN | 3 | CONSERVATION | 1 | NO WATER QUALITY IMPROVEMENTS |  | 5024 | 1 | Irrigation conservation | 1157 | IRRIGATION, RANDALL | A | WUG | IRRIGATION | 1004 | N/A |  | N | 2010 | 2010 | 0 | 0 | 0 | 0 | 0 | 0 | 0 | 0 | 1157 | IRRIGATION, RANDALL | A | WUG | IRRIGATION | 1004 | N/A | A | 191 | RANDALL | 0 | 0 | 0 | 0 | 0 | 0 | N
190 | IRRIGATION CONSERVATION | Irrigation conservation | A | 3 | CONSERVATION | 2 | IRRIGATION CONSERVATION | 1 | NO INFRASTRUCTURE |  | 1601 | 2417 | CONSERVATION | A | 191 | RANDALL | 2 | RED | 3 | CONSERVATION | 1 | NO WATER QUALITY IMPROVEMENTS |  | 5105 | 1 | Irrigation conservation | 1157 | IRRIGATION, RANDALL | A | WUG | IRRIGATION | 1004 | N/A |  | N | 2020 | 2020 | 0 | 420111 | 491808 | 518846 | 526291 | 533736 | 0 | 0 | 1157 | IRRIGATION, RANDALL | A | WUG | IRRIGATION | 1004 | N/A | A | 191 | RANDALL | 0 | 18028 | 18673 | 19835 | 20481 | 21126 | N
239 | IRRIGATION CONSERVATION | Irrigation conservation | A | 3 | CONSERVATION | 2 | IRRIGATION CONSERVATION | 1 | NO INFRASTRUCTURE |  | 1736 | 2382 | CONSERVATION | A | 197 | ROBERTS | 1 | CANADIAN | 3 | CONSERVATION | 1 | NO WATER QUALITY IMPROVEMENTS |  | 5026 | 1 | Irrigation conservation | 1163 | IRRIGATION, ROBERTS | A | WUG | IRRIGATION | 1004 | N/A |  | N | 2020 | 2020 | 0 | 64579 | 76037 | 80716 | 82075 | 83434 | 0 | 0 | 1163 | IRRIGATION, ROBERTS | A | WUG | IRRIGATION | 1004 | N/A | A | 197 | ROBERTS | 0 | 2642 | 2758 | 2968 | 3084 | 3200 | N
239 | IRRIGATION CONSERVATION | Irrigation conservation | A | 3 | CONSERVATION | 2 | IRRIGATION CONSERVATION | 1 | NO INFRASTRUCTURE |  | 1737 | 2419 | CONSERVATION | A | 197 | ROBERTS | 2 | RED | 3 | CONSERVATION | 1 | NO WATER QUALITY IMPROVEMENTS |  | 5109 | 1 | Irrigation conservation | 1163 | IRRIGATION, ROBERTS | A | WUG | IRRIGATION | 1004 | N/A |  | N | 2020 | 2020 | 0 | 3172 | 3735 | 3965 | 4032 | 4099 | 0 | 0 | 1163 | IRRIGATION, ROBERTS | A | WUG | IRRIGATION | 1004 | N/A | A | 197 | ROBERTS | 0 | 130 | 135 | 146 | 152 | 157 | N
190 | IRRIGATION CONSERVATION | Irrigation conservation | A | 3 | CONSERVATION | 2 | IRRIGATION CONSERVATION | 1 | NO INFRASTRUCTURE |  | 1602 | 2383 | CONSERVATION | A | 211 | SHERMAN | 1 | CANADIAN | 3 | CONSERVATION | 1 | NO WATER QUALITY IMPROVEMENTS |  | 5027 | 1 | Irrigation conservation | 1176 | IRRIGATION, SHERMAN | A | WUG | IRRIGATION | 1004 | N/A |  | N | 2020 | 2020 | 0 | 806279 | 1380839 | 1671043 | 1680755 | 1680755 | 0 | 0 | 1176 | IRRIGATION, SHERMAN | A | WUG | IRRIGATION | 1004 | N/A | A | 211 | SHERMAN | 0 | 41128 | 77102 | 86803 | 87896 | 87896 | N
239 | IRRIGATION CONSERVATION | Irrigation conservation | A | 3 | CONSERVATION | 2 | IRRIGATION CONSERVATION | 1 | NO INFRASTRUCTURE |  | 1738 | 2421 | CONSERVATION | A | 242 | WHEELER | 2 | RED | 3 | CONSERVATION | 1 | NO WATER QUALITY IMPROVEMENTS |  | 5110 | 1 | Irrigation conservation | 1206 | IRRIGATION, WHEELER | A | WUG | IRRIGATION | 1004 | N/A |  | N | 2020 | 2020 | 0 | 39528 | 46340 | 48962 | 49695 | 50428 | 0 | 0 | 1206 | IRRIGATION, WHEELER | A | WUG | IRRIGATION | 1004 | N/A | A | 242 | WHEELER | 0 | 1676 | 1740 | 1854 | 1917 | 1980 | N
198 | IRRIGATION CONSERVATION | Irrigation conservation | F | 3 | CONSERVATION | 2 | IRRIGATION CONSERVATION | 6 | OTHER INFRASTRUCTURE |  | 658 | 2628 | CONSERVATION | F | 2 | ANDREWS | 14 | COLORADO | 3 | CONSERVATION | 1 | NO WATER QUALITY IMPROVEMENTS |  | 3001 | 1 | Irrigation conservation | 981 | IRRIGATION, ANDREWS | F | WUG | IRRIGATION | 1004 | N/A |  | N | 2020 | 2020 | 0 | 175189 | 350379 | 350379 | 350379 | 350379 | 4822904 | 20 | 981 | IRRIGATION, ANDREWS | F | WUG | IRRIGATION | 1004 | N/A | F | 2 | ANDREWS | 0 | 2727 | 5455 | 5455 | 5455 | 5455 | N
198 | IRRIGATION CONSERVATION | Irrigation conservation | F | 3 | CONSERVATION | 2 | IRRIGATION CONSERVATION | 6 | OTHER INFRASTRUCTURE |  | 662 | 2554 | CONSERVATION | F | 17 | BORDEN | 12 | BRAZOS | 3 | CONSERVATION | 1 | NO WATER QUALITY IMPROVEMENTS |  | 2061 | 1 | Irrigation conservation | 995 | IRRIGATION, BORDEN | F | WUG | IRRIGATION | 1004 | N/A |  | N | 2020 | 2020 | 0 | 7122 | 14244 | 14244 | 14244 | 14244 | 196062 | 20 | 995 | IRRIGATION, BORDEN | F | WUG | IRRIGATION | 1004 | N/A | F | 17 | BORDEN | 0 | 94 | 189 | 189 | 189 | 189 | N
198 | IRRIGATION CONSERVATION | Irrigation conservation | F | 3 | CONSERVATION | 2 | IRRIGATION CONSERVATION | 6 | OTHER INFRASTRUCTURE |  | 654 | 2632 | CONSERVATION | F | 17 | BORDEN | 14 | COLORADO | 3 | CONSERVATION | 1 | NO WATER QUALITY IMPROVEMENTS |  | 3003 | 1 | Irrigation conservation | 995 | IRRIGATION, BORDEN | F | WUG | IRRIGATION | 1004 | N/A |  | N | 2020 | 2020 | 0 | 10249 | 20497 | 20497 | 20497 | 20497 | 282138 | 20 | 995 | IRRIGATION, BORDEN | F | WUG | IRRIGATION | 1004 | N/A | F | 17 | BORDEN | 0 | 136 | 271 | 271 | 271 | 271 | N
198 | IRRIGATION CONSERVATION | Irrigation conservation | F | 3 | CONSERVATION | 2 | IRRIGATION CONSERVATION | 6 | OTHER INFRASTRUCTURE |  | 663 | 2633 | CONSERVATION | F | 25 | BROWN | 14 | COLORADO | 3 | CONSERVATION | 1 | NO WATER QUALITY IMPROVEMENTS |  | 3004 | 1 | Irrigation conservation | 1003 | IRRIGATION, BROWN | F | WUG | IRRIGATION | 1004 | N/A |  | N | 2020 | 2020 | 0 | 1995 | 3990 | 3990 | 3990 | 3990 | 54917 | 20 | 1003 | IRRIGATION, BROWN | F | WUG | IRRIGATION | 1004 | N/A | F | 25 | BROWN | 0 | 93 | 185 | 185 | 185 | 185 | N
198 | IRRIGATION CONSERVATION | Irrigation conservation | F | 3 | CONSERVATION | 2 | IRRIGATION CONSERVATION | 6 | OTHER INFRASTRUCTURE |  | 668 | 2642 | CONSERVATION | F | 48 | CONCHO | 14 | COLORADO | 3 | CONSERVATION | 1 | NO WATER QUALITY IMPROVEMENTS |  | 3008 | 1 | Irrigation conservation | 1025 | IRRIGATION, CONCHO | F | WUG | IRRIGATION | 1004 | N/A |  | N | 2020 | 2020 | 0 | 68848 | 137696 | 137696 | 137696 | 137696 | 1895367 | 20 | 1025 | IRRIGATION, CONCHO | F | WUG | IRRIGATION | 1004 | N/A | F | 48 | CONCHO | 0 | 748 | 1496 | 1496 | 1496 | 1496 | N
198 | IRRIGATION CONSERVATION | Irrigation conservation | F | 3 | CONSERVATION | 2 | IRRIGATION CONSERVATION | 6 | OTHER INFRASTRUCTURE |  | 674 | 2646 | CONSERVATION | F | 68 | ECTOR | 14 | COLORADO | 3 | CONSERVATION | 1 | NO WATER QUALITY IMPROVEMENTS |  | 3009 | 1 | Irrigation conservation | 1044 | IRRIGATION, ECTOR | F | WUG | IRRIGATION | 1004 | N/A |  | N | 2020 | 2020 | 0 | 10957 | 21913 | 21913 | 21913 | 21913 | 301633 | 20 | 1044 | IRRIGATION, ECTOR | F | WUG | IRRIGATION | 1004 | N/A | F | 68 | ECTOR | 0 | 243 | 485 | 485 | 485 | 485 | N
198 | IRRIGATION CONSERVATION | Irrigation conservation | F | 3 | CONSERVATION | 2 | IRRIGATION CONSERVATION | 6 | OTHER INFRASTRUCTURE |  | 680 | 2793 | CONSERVATION | F | 68 | ECTOR | 23 | RIO GRANDE | 3 | CONSERVATION | 1 | NO WATER QUALITY IMPROVEMENTS |  | 6019 | 1 | Irrigation conservation | 1044 | IRRIGATION, ECTOR | F | WUG | IRRIGATION | 1004 | N/A |  | N | 2020 | 2020 | 0 | 111 | 221 | 221 | 221 | 221 | 3047 | 20 | 1044 | IRRIGATION, ECTOR | F | WUG | IRRIGATION | 1004 | N/A | F | 68 | ECTOR | 0 | 2 | 5 | 5 | 5 | 5 | N
198 | IRRIGATION CONSERVATION | Irrigation conservation | F | 3 | CONSERVATION | 2 | IRRIGATION CONSERVATION | 6 | OTHER INFRASTRUCTURE |  | 684 | 2651 | CONSERVATION | F | 87 | GLASSCOCK | 14 | COLORADO | 3 | CONSERVATION | 1 | NO WATER QUALITY IMPROVEMENTS |  | 3011 | 1 | Irrigation conservation | 1062 | IRRIGATION, GLASSCOCK | F | WUG | IRRIGATION | 1004 | N/A |  | N | 2020 | 2020 | 0 | 414918 | 829837 | 829837 | 829837 | 829837 | 11422560 | 20 | 1062 | IRRIGATION, GLASSCOCK | F | WUG | IRRIGATION | 1004 | N/A | F | 87 | GLASSCOCK | 0 | 3631 | 7262 | 7262 | 7262 | 7262 | N
198 | IRRIGATION CONSERVATION | Irrigation conservation | F | 3 | CONSERVATION | 2 | IRRIGATION CONSERVATION | 6 | OTHER INFRASTRUCTURE |  | 670 | 2654 | CONSERVATION | F | 114 | HOWARD | 14 | COLORADO | 3 | CONSERVATION | 1 | NO WATER QUALITY IMPROVEMENTS |  | 3012 | 1 | Irrigation conservation | 1088 | IRRIGATION, HOWARD | F | WUG | IRRIGATION | 1004 | N/A |  | N | 2020 | 2020 | 0 | 23526 | 47051 | 47051 | 47051 | 47051 | 647652 | 20 | 1088 | IRRIGATION, HOWARD | F | WUG | IRRIGATION | 1004 | N/A | F | 114 | HOWARD | 0 | 327 | 653 | 653 | 653 | 653 | N
198 | IRRIGATION CONSERVATION | Irrigation conservation | F | 3 | CONSERVATION | 2 | IRRIGATION CONSERVATION | 6 | OTHER INFRASTRUCTURE |  | 689 | 2655 | CONSERVATION | F | 118 | IRION | 14 | COLORADO | 3 | CONSERVATION | 1 | NO WATER QUALITY IMPROVEMENTS |  | 3014 | 1 | Irrigation conservation | 1092 | IRRIGATION, IRION | F | WUG | IRRIGATION | 1004 | N/A |  | N | 2020 | 2020 | 0 | 768 | 1536 | 1536 | 1536 | 1536 | 21137 | 20 | 1092 | IRRIGATION, IRION | F | WUG | IRRIGATION | 1004 | N/A | F | 118 | IRION | 0 | 37 | 73 | 73 | 73 | 73 | N
198 | IRRIGATION CONSERVATION | Irrigation conservation | F | 3 | CONSERVATION | 2 | IRRIGATION CONSERVATION | 6 | OTHER INFRASTRUCTURE |  | 676 | 2658 | CONSERVATION | F | 134 | KIMBLE | 14 | COLORADO | 3 | CONSERVATION | 1 | NO WATER QUALITY IMPROVEMENTS |  | 3015 | 1 | Irrigation conservation | 1106 | IRRIGATION, KIMBLE | F | WUG | IRRIGATION | 1004 | N/A |  | N | 2020 | 2020 | 0 | 5146 | 10291 | 10291 | 10291 | 10291 | 141658 | 20 | 1106 | IRRIGATION, KIMBLE | F | WUG | IRRIGATION | 1004 | N/A | F | 134 | KIMBLE | 0 | 74 | 147 | 147 | 147 | 147 | N
198 | IRRIGATION CONSERVATION | Irrigation conservation | F | 3 | CONSERVATION | 2 | IRRIGATION CONSERVATION | 6 | OTHER INFRASTRUCTURE |  | 650 | 2664 | CONSERVATION | F | 159 | MARTIN | 14 | COLORADO | 3 | CONSERVATION | 1 | NO WATER QUALITY IMPROVEMENTS |  | 3016 | 1 | Irrigation conservation | 1129 | IRRIGATION, MARTIN | F | WUG | IRRIGATION | 1004 | N/A |  | N | 2020 | 2020 | 0 | 145357 | 290713 | 290713 | 290713 | 290713 | 4001621 | 20 | 1129 | IRRIGATION, MARTIN | F | WUG | IRRIGATION | 1004 | N/A | F | 159 | MARTIN | 0 | 1751 | 3502 | 3502 | 3502 | 3502 | N
198 | IRRIGATION CONSERVATION | Irrigation conservation | F | 3 | CONSERVATION | 2 | IRRIGATION CONSERVATION | 6 | OTHER INFRASTRUCTURE |  | 659 | 2665 | CONSERVATION | F | 160 | MASON | 14 | COLORADO | 3 | CONSERVATION | 1 | NO WATER QUALITY IMPROVEMENTS |  | 3017 | 1 | Irrigation conservation | 1130 | IRRIGATION, MASON | F | WUG | IRRIGATION | 1004 | N/A |  | N | 2020 | 2020 | 0 | 25916 | 51832 | 51832 | 51832 | 51832 | 713460 | 20 | 1130 | IRRIGATION, MASON | F | WUG | IRRIGATION | 1004 | N/A | F | 160 | MASON | 0 | 746 | 1491 | 1491 | 1491 | 1491 | N
198 | IRRIGATION CONSERVATION | Irrigation conservation | F | 3 | CONSERVATION | 2 | IRRIGATION CONSERVATION | 6 | OTHER INFRASTRUCTURE |  | 687 | 2663 | CONSERVATION | F | 154 | MCCULLOCH | 14 | COLORADO | 3 | CONSERVATION | 1 | NO WATER QUALITY IMPROVEMENTS |  | 3018 | 1 | Irrigation conservation | 1125 | IRRIGATION, MCCULLOCH | F | WUG | IRRIGATION | 1004 | N/A |  | N | 2020 | 2020 | 0 | 6061 | 12121 | 12121 | 12121 | 12121 | 166844 | 20 | 1125 | IRRIGATION, MCCULLOCH | F | WUG | IRRIGATION | 1004 | N/A | F | 154 | MCCULLOCH | 0 | 197 | 394 | 394 | 394 | 394 | N
198 | IRRIGATION CONSERVATION | Irrigation conservation | F | 3 | CONSERVATION | 2 | IRRIGATION CONSERVATION | 6 | OTHER INFRASTRUCTURE |  | 690 | 2667 | CONSERVATION | F | 164 | MENARD | 14 | COLORADO | 3 | CONSERVATION | 1 | NO WATER QUALITY IMPROVEMENTS |  | 3020 | 1 | Irrigation conservation | 1134 | IRRIGATION, MENARD | F | WUG | IRRIGATION | 1004 | N/A |  | N | 2020 | 2020 | 0 | 582 | 1165 | 1165 | 1165 | 1165 | 16029 | 20 | 1134 | IRRIGATION, MENARD | F | WUG | IRRIGATION | 1004 | N/A | F | 164 | MENARD | 0 | 23 | 46 | 46 | 46 | 46 | N
198 | IRRIGATION CONSERVATION | Irrigation conservation | F | 3 | CONSERVATION | 2 | IRRIGATION CONSERVATION | 6 | OTHER INFRASTRUCTURE |  | 655 | 2668 | CONSERVATION | F | 165 | MIDLAND | 14 | COLORADO | 3 | CONSERVATION | 1 | NO WATER QUALITY IMPROVEMENTS |  | 3022 | 1 | Irrigation conservation | 1135 | IRRIGATION, MIDLAND | F | WUG | IRRIGATION | 1004 | N/A |  | N | 2020 | 2020 | 0 | 115129 | 230259 | 230259 | 230259 | 230259 | 3169471 | 20 | 1135 | IRRIGATION, MIDLAND | F | WUG | IRRIGATION | 1004 | N/A | F | 165 | MIDLAND | 0 | 1800 | 3600 | 3600 | 3600 | 3600 | N
198 | IRRIGATION CONSERVATION | Irrigation conservation | F | 3 | CONSERVATION | 2 | IRRIGATION CONSERVATION | 6 | OTHER INFRASTRUCTURE |  | 664 | 2670 | CONSERVATION | F | 168 | MITCHELL | 14 | COLORADO | 3 | CONSERVATION | 1 | NO WATER QUALITY IMPROVEMENTS |  | 3024 | 1 | Irrigation conservation | 1138 | IRRIGATION, MITCHELL | F | WUG | IRRIGATION | 1004 | N/A |  | N | 2020 | 2020 | 0 | 92557 | 185113 | 185113 | 185113 | 185113 | 2548056 | 20 | 1138 | IRRIGATION, MITCHELL | F | WUG | IRRIGATION | 1004 | N/A | F | 168 | MITCHELL | 0 | 865 | 1729 | 1729 | 1729 | 1729 | N
198 | IRRIGATION CONSERVATION | Irrigation conservation | F | 3 | CONSERVATION | 2 | IRRIGATION CONSERVATION | 6 | OTHER INFRASTRUCTURE |  | 682 | 2803 | CONSERVATION | F | 186 | PECOS | 23 | RIO GRANDE | 3 | CONSERVATION | 1 | NO WATER QUALITY IMPROVEMENTS |  | 6020 | 1 | Irrigation conservation | 1153 | IRRIGATION, PECOS | F | WUG | IRRIGATION | 1004 | N/A |  | N | 2020 | 2020 | 0 | 302555 | 605109 | 605109 | 605109 | 605109 | 8329226 | 20 | 1153 | IRRIGATION, PECOS | F | WUG | IRRIGATION | 1004 | N/A | F | 186 | PECOS | 0 | 6300 | 12600 | 12600 | 12600 | 12600 | N
198 | IRRIGATION CONSERVATION | Irrigation conservation | F | 3 | CONSERVATION | 2 | IRRIGATION CONSERVATION | 6 | OTHER INFRASTRUCTURE |  | 692 | 2672 | CONSERVATION | F | 192 | REAGAN | 14 | COLORADO | 3 | CONSERVATION | 1 | NO WATER QUALITY IMPROVEMENTS |  | 3025 | 1 | Irrigation conservation | 1158 | IRRIGATION, REAGAN | F | WUG | IRRIGATION | 1004 | N/A |  | N | 2020 | 2020 | 0 | 227971 | 455943 | 455943 | 455943 | 455943 | 6275976 | 20 | 1158 | IRRIGATION, REAGAN | F | WUG | IRRIGATION | 1004 | N/A | F | 192 | REAGAN | 0 | 1968 | 3936 | 3936 | 3936 | 3936 | N
198 | IRRIGATION CONSERVATION | Irrigation conservation | F | 3 | CONSERVATION | 2 | IRRIGATION CONSERVATION | 6 | OTHER INFRASTRUCTURE |  | 651 | 2806 | CONSERVATION | F | 195 | REEVES | 23 | RIO GRANDE | 3 | CONSERVATION | 1 | NO WATER QUALITY IMPROVEMENTS |  | 6021 | 1 | Irrigation conservation | 1161 | IRRIGATION, REEVES | F | WUG | IRRIGATION | 1004 | N/A |  | N | 2020 | 2020 | 0 | 299797 | 599595 | 599595 | 599595 | 599595 | 8253318 | 20 | 1161 | IRRIGATION, REEVES | F | WUG | IRRIGATION | 1004 | N/A | F | 195 | REEVES | 0 | 5824 | 11648 | 11648 | 11648 | 11648 | N
198 | IRRIGATION CONSERVATION | Irrigation conservation | F | 3 | CONSERVATION | 2 | IRRIGATION CONSERVATION | 6 | OTHER INFRASTRUCTURE |  | 652 | 2676 | CONSERVATION | F | 207 | SCHLEICHER | 14 | COLORADO | 3 | CONSERVATION | 1 | NO WATER QUALITY IMPROVEMENTS |  | 3028 | 1 | Irrigation conservation | 1172 | IRRIGATION, SCHLEICHER | F | WUG | IRRIGATION | 1004 | N/A |  | N | 2020 | 2020 | 0 | 5336 | 10672 | 10672 | 10672 | 10672 | 146895 | 20 | 1172 | IRRIGATION, SCHLEICHER | F | WUG | IRRIGATION | 1004 | N/A | F | 207 | SCHLEICHER | 0 | 89 | 178 | 178 | 178 | 178 | N
198 | IRRIGATION CONSERVATION | Irrigation conservation | F | 3 | CONSERVATION | 2 | IRRIGATION CONSERVATION | 6 | OTHER INFRASTRUCTURE |  | 660 | 2807 | CONSERVATION | F | 207 | SCHLEICHER | 23 | RIO GRANDE | 3 | CONSERVATION | 1 | NO WATER QUALITY IMPROVEMENTS |  | 6022 | 1 | Irrigation conservation | 1172 | IRRIGATION, SCHLEICHER | F | WUG | IRRIGATION | 1004 | N/A |  | N | 2020 | 2020 | 0 | 1093 | 2186 | 2186 | 2186 | 2186 | 30087 | 20 | 1172 | IRRIGATION, SCHLEICHER | F | WUG | IRRIGATION | 1004 | N/A | F | 207 | SCHLEICHER | 0 | 18 | 36 | 36 | 36 | 36 | N
198 | IRRIGATION CONSERVATION | Irrigation conservation | F | 3 | CONSERVATION | 2 | IRRIGATION CONSERVATION | 6 | OTHER INFRASTRUCTURE |  | 656 | 2607 | CONSERVATION | F | 208 | SCURRY | 12 | BRAZOS | 3 | CONSERVATION | 1 | NO WATER QUALITY IMPROVEMENTS |  | 2062 | 1 | Irrigation conservation | 1173 | IRRIGATION, SCURRY | F | WUG | IRRIGATION | 1004 | N/A |  | N | 2020 | 2020 | 0 | 13126 | 26251 | 26251 | 26251 | 26251 | 361342 | 20 | 1173 | IRRIGATION, SCURRY | F | WUG | IRRIGATION | 1004 | N/A | F | 208 | SCURRY | 0 | 160 | 320 | 320 | 320 | 320 | N
198 | IRRIGATION CONSERVATION | Irrigation conservation | F | 3 | CONSERVATION | 2 | IRRIGATION CONSERVATION | 6 | OTHER INFRASTRUCTURE |  | 661 | 2677 | CONSERVATION | F | 208 | SCURRY | 14 | COLORADO | 3 | CONSERVATION | 1 | NO WATER QUALITY IMPROVEMENTS |  | 3029 | 1 | Irrigation conservation | 1173 | IRRIGATION, SCURRY | F | WUG | IRRIGATION | 1004 | N/A |  | N | 2020 | 2020 | 0 | 33751 | 67503 | 67503 | 67503 | 67503 | 929166 | 20 | 1173 | IRRIGATION, SCURRY | F | WUG | IRRIGATION | 1004 | N/A | F | 208 | SCURRY | 0 | 411 | 823 | 823 | 823 | 823 | N
198 | IRRIGATION CONSERVATION | Irrigation conservation | F | 3 | CONSERVATION | 2 | IRRIGATION CONSERVATION | 6 | OTHER INFRASTRUCTURE |  | 672 | 2678 | CONSERVATION | F | 216 | STERLING | 14 | COLORADO | 3 | CONSERVATION | 1 | NO WATER QUALITY IMPROVEMENTS |  | 3031 | 1 | Irrigation conservation | 1181 | IRRIGATION, STERLING | F | WUG | IRRIGATION | 1004 | N/A |  | N | 2020 | 2020 | 0 | 939 | 1879 | 1879 | 1879 | 1879 | 25860 | 20 | 1181 | IRRIGATION, STERLING | F | WUG | IRRIGATION | 1004 | N/A | F | 216 | STERLING | 0 | 45 | 89 | 89 | 89 | 89 | N
198 | IRRIGATION CONSERVATION | Irrigation conservation | F | 3 | CONSERVATION | 2 | IRRIGATION CONSERVATION | 6 | OTHER INFRASTRUCTURE |  | 691 | 2679 | CONSERVATION | F | 218 | SUTTON | 14 | COLORADO | 3 | CONSERVATION | 1 | NO WATER QUALITY IMPROVEMENTS |  | 3032 | 1 | Irrigation conservation | 1183 | IRRIGATION, SUTTON | F | WUG | IRRIGATION | 1004 | N/A |  | N | 2020 | 2020 | 0 | 2195 | 4390 | 4390 | 4390 | 4390 | 60431 | 20 | 1183 | IRRIGATION, SUTTON | F | WUG | IRRIGATION | 1004 | N/A | F | 218 | SUTTON | 0 | 44 | 88 | 88 | 88 | 88 | N
198 | IRRIGATION CONSERVATION | Irrigation conservation | F | 3 | CONSERVATION | 2 | IRRIGATION CONSERVATION | 6 | OTHER INFRASTRUCTURE |  | 705 | 2809 | CONSERVATION | F | 218 | SUTTON | 23 | RIO GRANDE | 3 | CONSERVATION | 1 | NO WATER QUALITY IMPROVEMENTS |  | 6023 | 1 | Irrigation conservation | 1183 | IRRIGATION, SUTTON | F | WUG | IRRIGATION | 1004 | N/A |  | N | 2020 | 2020 | 0 | 4886 | 9772 | 9772 | 9772 | 9772 | 134509 | 20 | 1183 | IRRIGATION, SUTTON | F | WUG | IRRIGATION | 1004 | N/A | F | 218 | SUTTON | 0 | 98 | 196 | 196 | 196 | 196 | N
198 | IRRIGATION CONSERVATION | Irrigation conservation | F | 3 | CONSERVATION | 2 | IRRIGATION CONSERVATION | 6 | OTHER INFRASTRUCTURE |  | 666 | 2682 | CONSERVATION | F | 226 | TOM GREEN | 14 | COLORADO | 3 | CONSERVATION | 1 | NO WATER QUALITY IMPROVEMENTS |  | 3033 | 1 | Irrigation conservation | 1190 | IRRIGATION, TOM GREEN | F | WUG | IRRIGATION | 1004 | N/A |  | N | 2020 | 2020 | 0 | 367621 | 735242 | 735242 | 735242 | 735242 | 10120488 | 20 | 1190 | IRRIGATION, TOM GREEN | F | WUG | IRRIGATION | 1004 | N/A | F | 226 | TOM GREEN | 0 | 5774 | 11548 | 11548 | 11548 | 11548 | N
198 | IRRIGATION CONSERVATION | Irrigation conservation | F | 3 | CONSERVATION | 2 | IRRIGATION CONSERVATION | 6 | OTHER INFRASTRUCTURE |  | 693 | 2684 | CONSERVATION | F | 231 | UPTON | 14 | COLORADO | 3 | CONSERVATION | 1 | NO WATER QUALITY IMPROVEMENTS |  | 3035 | 1 | Irrigation conservation | 1195 | IRRIGATION, UPTON | F | WUG | IRRIGATION | 1004 | N/A |  | N | 2020 | 2020 | 0 | 104806 | 209612 | 209612 | 209612 | 209612 | 2885269 | 20 | 1195 | IRRIGATION, UPTON | F | WUG | IRRIGATION | 1004 | N/A | F | 231 | UPTON | 0 | 911 | 1822 | 1822 | 1822 | 1822 | N
198 | IRRIGATION CONSERVATION | Irrigation conservation | F | 3 | CONSERVATION | 2 | IRRIGATION CONSERVATION | 6 | OTHER INFRASTRUCTURE |  | 657 | 2811 | CONSERVATION | F | 231 | UPTON | 23 | RIO GRANDE | 3 | CONSERVATION | 1 | NO WATER QUALITY IMPROVEMENTS |  | 6024 | 1 | Irrigation conservation | 1195 | IRRIGATION, UPTON | F | WUG | IRRIGATION | 1004 | N/A |  | N | 2020 | 2020 | 0 | 2139 | 4278 | 4278 | 4278 | 4278 | 58883 | 20 | 1195 | IRRIGATION, UPTON | F | WUG | IRRIGATION | 1004 | N/A | F | 231 | UPTON | 0 | 9 | 18 | 18 | 18 | 18 | N
198 | IRRIGATION CONSERVATION | Irrigation conservation | F | 3 | CONSERVATION | 2 | IRRIGATION CONSERVATION | 6 | OTHER INFRASTRUCTURE |  | 678 | 2813 | CONSERVATION | F | 238 | WARD | 23 | RIO GRANDE | 3 | CONSERVATION | 1 | NO WATER QUALITY IMPROVEMENTS |  | 6025 | 1 | Irrigation conservation | 1202 | IRRIGATION, WARD | F | WUG | IRRIGATION | 1004 | N/A |  | N | 2020 | 2020 | 0 | 15901 | 31803 | 31803 | 31803 | 31803 | 437760 | 20 | 1202 | IRRIGATION, WARD | F | WUG | IRRIGATION | 1004 | N/A | F | 238 | WARD | 0 | 785 | 1570 | 1570 | 1570 | 1570 | N
198 | IRRIGATION CONSERVATION | Irrigation conservation | F | 3 | CONSERVATION | 2 | IRRIGATION CONSERVATION | 6 | OTHER INFRASTRUCTURE |  | 706 | 2815 | CONSERVATION | F | 248 | WINKLER | 23 | RIO GRANDE | 3 | CONSERVATION | 1 | NO WATER QUALITY IMPROVEMENTS |  | 6026 | 1 | Irrigation conservation | 1212 | IRRIGATION, WINKLER | F | WUG | IRRIGATION | 1004 | N/A |  | N | 2020 | 2020 | 0 | 7152 | 14305 | 14305 | 14305 | 14305 | 196902 | 20 | 1212 | IRRIGATION, WINKLER | F | WUG | IRRIGATION | 1004 | N/A | F | 248 | WINKLER | 0 | 195 | 389 | 389 | 389 | 389 | N
13 | IRRIGATION CONSERVATION | Irrigation conservation | H | 3 | CONSERVATION | 2 | IRRIGATION CONSERVATION | 1 | NO INFRASTRUCTURE | Sources: IRR020, IRR036, IRR084, IRR146, IRR237 WWPs: Self | 128 | 2556 | CONSERVATION | H | 20 | BRAZORIA | 12 | BRAZOS | 3 | CONSERVATION | 1 | NO WATER QUALITY IMPROVEMENTS |  | 2122 | 1 | Irrigation conservation | 998 | IRRIGATION, BRAZORIA | H | WUG | IRRIGATION | 1004 | N/A |  | N | 2010 | 2010 | 57898 | 57898 | 57363 | 57363 | 57363 | 57363 | 6140 | 20 | 998 | IRRIGATION, BRAZORIA | H | WUG | IRRIGATION | 1004 | N/A | H | 20 | BRAZORIA | 582 | 582 | 582 | 582 | 582 | 582 | N
13 | IRRIGATION CONSERVATION | Irrigation conservation | H | 3 | CONSERVATION | 2 | IRRIGATION CONSERVATION | 1 | NO INFRASTRUCTURE | Sources: IRR020, IRR036, IRR084, IRR146, IRR237 WWPs: Self | 141 | 2623 | CONSERVATION | H | 20 | BRAZORIA | 13 | BRAZOS-COLORADO | 3 | CONSERVATION | 1 | NO WATER QUALITY IMPROVEMENTS |  | 2361 | 1 | Irrigation conservation | 998 | IRRIGATION, BRAZORIA | H | WUG | IRRIGATION | 1004 | N/A |  | N | 2010 | 2010 | 76700 | 76700 | 75991 | 75991 | 75991 | 75991 | 8134 | 20 | 998 | IRRIGATION, BRAZORIA | H | WUG | IRRIGATION | 1004 | N/A | H | 20 | BRAZORIA | 771 | 771 | 771 | 771 | 771 | 771 | N
13 | IRRIGATION CONSERVATION | Irrigation conservation | H | 3 | CONSERVATION | 2 | IRRIGATION CONSERVATION | 1 | NO INFRASTRUCTURE | Sources: IRR020, IRR036, IRR084, IRR146, IRR237 WWPs: Self | 85 | 2544 | CONSERVATION | H | 20 | BRAZORIA | 11 | SAN JACINTO-BRAZOS | 3 | CONSERVATION | 1 | NO WATER QUALITY IMPROVEMENTS |  | 2406 | 1 | Irrigation conservation | 998 | IRRIGATION, BRAZORIA | H | WUG | IRRIGATION | 1004 | N/A |  | N | 2010 | 2010 | 1734868 | 1734868 | 1718828 | 1718828 | 1718828 | 1718828 | 183981 | 20 | 998 | IRRIGATION, BRAZORIA | H | WUG | IRRIGATION | 1004 | N/A | H | 20 | BRAZORIA | 17439 | 17439 | 17439 | 17439 | 17439 | 17439 | N
13 | IRRIGATION CONSERVATION | Irrigation conservation | H | 3 | CONSERVATION | 2 | IRRIGATION CONSERVATION | 1 | NO INFRASTRUCTURE | Sources: IRR020, IRR036, IRR084, IRR146, IRR237 WWPs: Self | 131 | 2489 | CONSERVATION | H | 36 | CHAMBERS | 7 | NECHES-TRINITY | 3 | CONSERVATION | 1 | NO WATER QUALITY IMPROVEMENTS |  | 7092 | 1 | Irrigation conservation | 1013 | IRRIGATION, CHAMBERS | H | WUG | IRRIGATION | 1004 | N/A |  | N | 2010 | 2010 | 1670977 | 1670977 | 1653759 | 1653759 | 1653759 | 1653759 | 197489 | 20 | 1013 | IRRIGATION, CHAMBERS | H | WUG | IRRIGATION | 1004 | N/A | H | 36 | CHAMBERS | 16981 | 16981 | 16981 | 16981 | 16981 | 16981 | N
13 | IRRIGATION CONSERVATION | Irrigation conservation | H | 3 | CONSERVATION | 2 | IRRIGATION CONSERVATION | 1 | NO INFRASTRUCTURE | Sources: IRR020, IRR036, IRR084, IRR146, IRR237 WWPs: Self | 134 | 2496 | CONSERVATION | H | 36 | CHAMBERS | 8 | TRINITY | 3 | CONSERVATION | 1 | NO WATER QUALITY IMPROVEMENTS |  | 4621 | 1 | Irrigation conservation | 1013 | IRRIGATION, CHAMBERS | H | WUG | IRRIGATION | 1004 | N/A |  | N | 2010 | 2010 | 657035 | 657035 | 650265 | 650265 | 650265 | 650265 | 77654 | 20 | 1013 | IRRIGATION, CHAMBERS | H | WUG | IRRIGATION | 1004 | N/A | H | 36 | CHAMBERS | 6677 | 6677 | 6677 | 6677 | 6677 | 6677 | N
13 | IRRIGATION CONSERVATION | Irrigation conservation | H | 3 | CONSERVATION | 2 | IRRIGATION CONSERVATION | 1 | NO INFRASTRUCTURE | Sources: IRR020, IRR036, IRR084, IRR146, IRR237 WWPs: Self | 137 | 2533 | CONSERVATION | H | 36 | CHAMBERS | 9 | TRINITY-SAN JACINTO | 3 | CONSERVATION | 1 | NO WATER QUALITY IMPROVEMENTS |  | 1347 | 1 | Irrigation conservation | 1013 | IRRIGATION, CHAMBERS | H | WUG | IRRIGATION | 1004 | N/A |  | N | 2010 | 2010 | 35425 | 35425 | 35060 | 35060 | 35060 | 35060 | 4187 | 20 | 1013 | IRRIGATION, CHAMBERS | H | WUG | IRRIGATION | 1004 | N/A | H | 36 | CHAMBERS | 360 | 360 | 360 | 360 | 360 | 360 | N
13 | IRRIGATION CONSERVATION | Irrigation conservation | H | 3 | CONSERVATION | 2 | IRRIGATION CONSERVATION | 1 | NO INFRASTRUCTURE | Sources: IRR020, IRR036, IRR084, IRR146, IRR237 WWPs: Self | 133 | 2575 | CONSERVATION | H | 79 | FORT BEND | 12 | BRAZOS | 3 | CONSERVATION | 1 | NO WATER QUALITY IMPROVEMENTS |  | 2129 | 1 | Irrigation conservation | 1055 | IRRIGATION, FORT BEND | H | WUG | IRRIGATION | 1004 | N/A |  | N | 2010 | 2010 | 174232 | 174232 | 172565 | 172565 | 162166 | 136364 | 19116 | 20 | 1055 | IRRIGATION, FORT BEND | H | WUG | IRRIGATION | 1004 | N/A | H | 79 | FORT BEND | 1757 | 1757 | 1757 | 1757 | 1651 | 1388 | N
13 | IRRIGATION CONSERVATION | Irrigation conservation | H | 3 | CONSERVATION | 2 | IRRIGATION CONSERVATION | 1 | NO INFRASTRUCTURE | Sources: IRR020, IRR036, IRR084, IRR146, IRR237 WWPs: Self | 1976 | 4320 | CONSERVATION | H | 79 | FORT BEND | 13 | BRAZOS-COLORADO | 3 | CONSERVATION | 1 | NO WATER QUALITY IMPROVEMENTS |  | 2365 | 1 | Irrigation conservation | 1055 | IRRIGATION, FORT BEND | H | WUG | IRRIGATION | 1004 | N/A |  | N | 2050 | 2050 | 0 | 0 | 0 | 0 | 10512 | 36704 | 5168 | 20 | 1055 | IRRIGATION, FORT BEND | H | WUG | IRRIGATION | 1004 | N/A | H | 79 | FORT BEND | 0 | 0 | 0 | 0 | 106 | 369 | N
13 | IRRIGATION CONSERVATION | Irrigation conservation | H | 3 | CONSERVATION | 2 | IRRIGATION CONSERVATION | 1 | NO INFRASTRUCTURE | Sources: IRR020, IRR036, IRR084, IRR146, IRR237 WWPs: Self | 138 | 2545 | CONSERVATION | H | 79 | FORT BEND | 11 | SAN JACINTO-BRAZOS | 3 | CONSERVATION | 1 | NO WATER QUALITY IMPROVEMENTS |  | 2428 | 1 | Irrigation conservation | 1055 | IRRIGATION, FORT BEND | H | WUG | IRRIGATION | 1004 | N/A |  | N | 2010 | 2010 | 341125 | 341125 | 337862 | 337862 | 337862 | 337862 | 37427 | 20 | 1055 | IRRIGATION, FORT BEND | H | WUG | IRRIGATION | 1004 | N/A | H | 79 | FORT BEND | 3440 | 3440 | 3440 | 3440 | 3440 | 3440 | N
13 | IRRIGATION CONSERVATION | Irrigation conservation | H | 3 | CONSERVATION | 2 | IRRIGATION CONSERVATION | 1 | NO INFRASTRUCTURE | Sources: IRR020, IRR036, IRR084, IRR146, IRR237 WWPs: Self | 142 | 2546 | CONSERVATION | H | 84 | GALVESTON | 11 | SAN JACINTO-BRAZOS | 3 | CONSERVATION | 1 | NO WATER QUALITY IMPROVEMENTS |  | 2443 | 1 | Irrigation conservation | 1059 | IRRIGATION, GALVESTON | H | WUG | IRRIGATION | 1004 | N/A |  | N | 2010 | 2010 | 237275 | 237275 | 234710 | 234710 | 234710 | 234710 | 29422 | 20 | 1059 | IRRIGATION, GALVESTON | H | WUG | IRRIGATION | 1004 | N/A | H | 84 | GALVESTON | 2392 | 2392 | 2392 | 2392 | 2392 | 2392 | N
13 | IRRIGATION CONSERVATION | Irrigation conservation | H | 3 | CONSERVATION | 2 | IRRIGATION CONSERVATION | 1 | NO INFRASTRUCTURE | Sources: IRR020, IRR036, IRR084, IRR146, IRR237 WWPs: Self | 129 | 2476 | CONSERVATION | H | 146 | LIBERTY | 6 | NECHES | 3 | CONSERVATION | 1 | NO WATER QUALITY IMPROVEMENTS |  | 2309 | 1 | Irrigation conservation | 1118 | IRRIGATION, LIBERTY | H | WUG | IRRIGATION | 1004 | N/A |  | N | 2010 | 2010 | 84316 | 84316 | 83658 | 83658 | 83658 | 83658 | 7548 | 20 | 1118 | IRRIGATION, LIBERTY | H | WUG | IRRIGATION | 1004 | N/A | H | 146 | LIBERTY | 835 | 835 | 835 | 835 | 835 | 835 | N
13 | IRRIGATION CONSERVATION | Irrigation conservation | H | 3 | CONSERVATION | 2 | IRRIGATION CONSERVATION | 1 | NO INFRASTRUCTURE | Sources: IRR020, IRR036, IRR084, IRR146, IRR237 WWPs: Self | 132 | 2492 | CONSERVATION | H | 146 | LIBERTY | 7 | NECHES-TRINITY | 3 | CONSERVATION | 1 | NO WATER QUALITY IMPROVEMENTS |  | 5320 | 1 | Irrigation conservation | 1118 | IRRIGATION, LIBERTY | H | WUG | IRRIGATION | 1004 | N/A |  | N | 2010 | 2010 | 210843 | 210843 | 209197 | 209197 | 209197 | 209197 | 18876 | 20 | 1118 | IRRIGATION, LIBERTY | H | WUG | IRRIGATION | 1004 | N/A | H | 146 | LIBERTY | 2088 | 2088 | 2088 | 2088 | 2088 | 2088 | N
13 | IRRIGATION CONSERVATION | Irrigation conservation | H | 3 | CONSERVATION | 2 | IRRIGATION CONSERVATION | 1 | NO INFRASTRUCTURE | Sources: IRR020, IRR036, IRR084, IRR146, IRR237 WWPs: Self | 140 | 2539 | CONSERVATION | H | 146 | LIBERTY | 10 | SAN JACINTO | 3 | CONSERVATION | 1 | NO WATER QUALITY IMPROVEMENTS |  | 1064 | 1 | Irrigation conservation | 1118 | IRRIGATION, LIBERTY | H | WUG | IRRIGATION | 1004 | N/A |  | N | 2010 | 2010 | 21105 | 21105 | 20940 | 20940 | 20940 | 20940 | 1889 | 20 | 1118 | IRRIGATION, LIBERTY | H | WUG | IRRIGATION | 1004 | N/A | H | 146 | LIBERTY | 209 | 209 | 209 | 209 | 209 | 209 | N
13 | IRRIGATION CONSERVATION | Irrigation conservation | H | 3 | CONSERVATION | 2 | IRRIGATION CONSERVATION | 1 | NO INFRASTRUCTURE | Sources: IRR020, IRR036, IRR084, IRR146, IRR237 WWPs: Self | 263 | 2517 | CONSERVATION | H | 146 | LIBERTY | 8 | TRINITY | 3 | CONSERVATION | 1 | NO WATER QUALITY IMPROVEMENTS |  | 4632 | 1 | Irrigation conservation | 1118 | IRRIGATION, LIBERTY | H | WUG | IRRIGATION | 1004 | N/A |  | N | 2010 | 2010 | 1349069 | 1349069 | 1338539 | 1338539 | 1338539 | 1338539 | 120774 | 20 | 1118 | IRRIGATION, LIBERTY | H | WUG | IRRIGATION | 1004 | N/A | H | 146 | LIBERTY | 13360 | 13360 | 13360 | 13360 | 13360 | 13360 | N
13 | IRRIGATION CONSERVATION | Irrigation conservation | H | 3 | CONSERVATION | 2 | IRRIGATION CONSERVATION | 1 | NO INFRASTRUCTURE | Sources: IRR020, IRR036, IRR084, IRR146, IRR237 WWPs: Self | 130 | 2535 | CONSERVATION | H | 146 | LIBERTY | 9 | TRINITY-SAN JACINTO | 3 | CONSERVATION | 1 | NO WATER QUALITY IMPROVEMENTS |  | 1064 | 1 | Irrigation conservation | 1118 | IRRIGATION, LIBERTY | H | WUG | IRRIGATION | 1004 | N/A |  | N | 2010 | 2010 | 442688 | 442688 | 439233 | 439233 | 439233 | 439233 | 39631 | 20 | 1118 | IRRIGATION, LIBERTY | H | WUG | IRRIGATION | 1004 | N/A | H | 146 | LIBERTY | 4384 | 4384 | 4384 | 4384 | 4384 | 4384 | N
13 | IRRIGATION CONSERVATION | Irrigation conservation | H | 3 | CONSERVATION | 2 | IRRIGATION CONSERVATION | 1 | NO INFRASTRUCTURE | Sources: IRR020, IRR036, IRR084, IRR146, IRR237 WWPs: Self | 139 | 2616 | CONSERVATION | H | 237 | WALLER | 12 | BRAZOS | 3 | CONSERVATION | 1 | NO WATER QUALITY IMPROVEMENTS |  | 2155 | 1 | Irrigation conservation | 1201 | IRRIGATION, WALLER | H | WUG | IRRIGATION | 1004 | N/A |  | N | 2050 | 2050 | 0 | 0 | 0 | 0 | 152570 | 152570 | 0 | 0 | 1201 | IRRIGATION, WALLER | H | WUG | IRRIGATION | 1004 | N/A | H | 237 | WALLER | 0 | 0 | 0 | 0 | 1387 | 1387 | N
13 | IRRIGATION CONSERVATION | Irrigation conservation | H | 3 | CONSERVATION | 2 | IRRIGATION CONSERVATION | 1 | NO INFRASTRUCTURE | Sources: IRR020, IRR036, IRR084, IRR146, IRR237 WWPs: Self | 135 | 2543 | CONSERVATION | H | 237 | WALLER | 10 | SAN JACINTO | 3 | CONSERVATION | 1 | NO WATER QUALITY IMPROVEMENTS |  | 1073 | 1 | Irrigation conservation | 1201 | IRRIGATION, WALLER | H | WUG | IRRIGATION | 1004 | N/A |  | N | 2050 | 2050 | 0 | 0 | 0 | 0 | 574090 | 574090 | 0 | 0 | 1201 | IRRIGATION, WALLER | H | WUG | IRRIGATION | 1004 | N/A | H | 237 | WALLER | 0 | 0 | 0 | 0 | 5219 | 5219 | N
56 | IRRIGATION CONVEYANCE SYSTEM CONSERVATION | Irrigation conveyance system conservation | M | 3 | CONSERVATION | 2 | IRRIGATION CONSERVATION | 6 | OTHER INFRASTRUCTURE |  | 230 | 2775 | CONSERVATION | M | 31 | CAMERON | 22 | NUECES-RIO GRANDE | 3 | CONSERVATION | 1 | NO WATER QUALITY IMPROVEMENTS |  | 6028 | 1 | Irrigation conveyance system conservation | 1009 | IRRIGATION, CAMERON | M | WUG | IRRIGATION | 1004 | N/A |  | N | 2010 | 2010 | 0 | 120377.6 | 120377.6 | 120377.6 | 120377.6 | 120377.6 | 37764390 | 20 | 1009 | IRRIGATION, CAMERON | M | WUG | IRRIGATION | 1004 | N/A | M | 31 | CAMERON | 3436 | 11634 | 19686 | 27592 | 35357 | 42997 | N
56 | IRRIGATION CONVEYANCE SYSTEM CONSERVATION | Irrigation conveyance system conservation | M | 3 | CONSERVATION | 2 | IRRIGATION CONSERVATION | 6 | OTHER INFRASTRUCTURE |  | 229 | 2788 | CONSERVATION | M | 31 | CAMERON | 23 | RIO GRANDE | 3 | CONSERVATION | 1 | NO WATER QUALITY IMPROVEMENTS |  | 6028 | 1 | Irrigation conveyance system conservation | 1009 | IRRIGATION, CAMERON | M | WUG | IRRIGATION | 1004 | N/A |  | N | 2010 | 2010 | 0 | 26870 | 53740 | 80610 | 107480 | 134350 | 1779544 | 20 | 1009 | IRRIGATION, CAMERON | M | WUG | IRRIGATION | 1004 | N/A | M | 31 | CAMERON | 161 | 548 | 930 | 1303 | 1663 | 2025 | N
56 | IRRIGATION CONVEYANCE SYSTEM CONSERVATION | Irrigation conveyance system conservation | M | 3 | CONSERVATION | 2 | IRRIGATION CONSERVATION | 6 | OTHER INFRASTRUCTURE |  | 232 | 2777 | CONSERVATION | M | 108 | HIDALGO | 22 | NUECES-RIO GRANDE | 3 | CONSERVATION | 1 | NO WATER QUALITY IMPROVEMENTS |  | 6030 | 1 | Irrigation conveyance system conservation | 1082 | IRRIGATION, HIDALGO | M | WUG | IRRIGATION | 1004 | N/A |  | N | 2010 | 2010 | 21496 | 32244 | 37618 | 42992 | 48366 | 53740 | 71042865 | 20 | 1082 | IRRIGATION, HIDALGO | M | WUG | IRRIGATION | 1004 | N/A | M | 108 | HIDALGO | 5976 | 20246 | 34268 | 48044 | 61572 | 74904 | N
56 | IRRIGATION CONVEYANCE SYSTEM CONSERVATION | Irrigation conveyance system conservation | M | 3 | CONSERVATION | 2 | IRRIGATION CONSERVATION | 6 | OTHER INFRASTRUCTURE |  | 232 | 2777 | CONSERVATION | M | 108 | HIDALGO | 22 | NUECES-RIO GRANDE | 3 | CONSERVATION | 1 | NO WATER QUALITY IMPROVEMENTS |  | 4097 | 1 | Irrigation conveyance system conservation | 145 | UNITED IRRIGATION DISTRICT | M | WWP | WWP | N/A | N/A |  | N | 2010 | 2010 | 0 | 0 | 0 | 353407.05 | 839210.1 | 1488401.85 | 1141824.62 | 20 | 96 | MCALLEN | M | BOTH | MUNICIPAL | 376 | CITY | M | 108 | HIDALGO | 100 | 100 | 100 | 100 | 100 | 100 | N
56 | IRRIGATION CONVEYANCE SYSTEM CONSERVATION | Irrigation conveyance system conservation | M | 3 | CONSERVATION | 2 | IRRIGATION CONSERVATION | 6 | OTHER INFRASTRUCTURE |  | 232 | 2777 | CONSERVATION | M | 108 | HIDALGO | 22 | NUECES-RIO GRANDE | 3 | CONSERVATION | 1 | NO WATER QUALITY IMPROVEMENTS |  | 4097 | 1 | Irrigation conveyance system conservation | 145 | UNITED IRRIGATION DISTRICT | M | WWP | WWP | N/A | N/A |  | N | 2010 | 2040 | 0 | 0 | 0 | 353407.05 | 839210.1 | 1488401.85 | 1141824.62 | 20 | 2070 | MISSION | M | WUG | MUNICIPAL | 408 | CITY | M | 108 | HIDALGO | 0 | 0 | 0 | 0 | 0 | 0 | N
56 | IRRIGATION CONVEYANCE SYSTEM CONSERVATION | Irrigation conveyance system conservation | M | 3 | CONSERVATION | 2 | IRRIGATION CONSERVATION | 6 | OTHER INFRASTRUCTURE |  | 232 | 2777 | CONSERVATION | M | 108 | HIDALGO | 22 | NUECES-RIO GRANDE | 3 | CONSERVATION | 1 | NO WATER QUALITY IMPROVEMENTS |  | 4097 | 1 | Irrigation conveyance system conservation | 145 | UNITED IRRIGATION DISTRICT | M | WWP | WWP | N/A | N/A |  | N | 2010 | 2040 | 0 | 0 | 0 | 353407.05 | 839210.1 | 1488401.85 | 1141824.62 | 20 | 131 | SHARYLAND WSC | M | BOTH | MUNICIPAL | 4333 | UTILITY | M | 108 | HIDALGO | 0 | 0 | 0 | 0 | 0 | 0 | N
56 | IRRIGATION CONVEYANCE SYSTEM CONSERVATION | Irrigation conveyance system conservation | M | 3 | CONSERVATION | 2 | IRRIGATION CONSERVATION | 6 | OTHER INFRASTRUCTURE |  | 227 | 2796 | CONSERVATION | M | 108 | HIDALGO | 23 | RIO GRANDE | 3 | CONSERVATION | 1 | NO WATER QUALITY IMPROVEMENTS |  | 6030 | 1 | Irrigation conveyance system conservation | 1082 | IRRIGATION, HIDALGO | M | WUG | IRRIGATION | 1004 | N/A |  | N | 2010 | 2010 | 0 | 0 | 0 | 21496 | 92217.84 | 193249.04 | 734699.84 | 20 | 1082 | IRRIGATION, HIDALGO | M | WUG | IRRIGATION | 1004 | N/A | M | 108 | HIDALGO | 62 | 207 | 354 | 498 | 639 | 779 | N
56 | IRRIGATION CONVEYANCE SYSTEM CONSERVATION | Irrigation conveyance system conservation | M | 3 | CONSERVATION | 2 | IRRIGATION CONSERVATION | 6 | OTHER INFRASTRUCTURE |  | 235 | 2802 | CONSERVATION | M | 162 | MAVERICK | 23 | RIO GRANDE | 3 | CONSERVATION | 1 | NO WATER QUALITY IMPROVEMENTS |  | 6032 | 1 | Irrigation conveyance system conservation | 1132 | IRRIGATION, MAVERICK | M | WUG | IRRIGATION | 1004 | N/A |  | N | 2010 | 2010 | 429.92 | 3869.28 | 4299.2 | 5803.92 | 10533.04 | 15262.16 | 13797827 | 20 | 1132 | IRRIGATION, MAVERICK | M | WUG | IRRIGATION | 1004 | N/A | M | 162 | MAVERICK | 924 | 3131 | 5302 | 7435 | 9530 | 11597 | N
56 | IRRIGATION CONVEYANCE SYSTEM CONSERVATION | Irrigation conveyance system conservation | M | 3 | CONSERVATION | 2 | IRRIGATION CONSERVATION | 6 | OTHER INFRASTRUCTURE |  | 240 | 2785 | CONSERVATION | M | 245 | WILLACY | 22 | NUECES-RIO GRANDE | 3 | CONSERVATION | 1 | NO WATER QUALITY IMPROVEMENTS |  | 4112 | 1 | Irrigation conveyance system conservation | 1209 | IRRIGATION, WILLACY | M | WUG | IRRIGATION | 1004 | N/A |  | N | 2010 | 2010 | 12897.6 | 14187.36 | 15047.2 | 15692.08 | 15262.16 | 13972.4 | 5638652.32 | 20 | 1209 | IRRIGATION, WILLACY | M | WUG | IRRIGATION | 1004 | N/A | M | 245 | WILLACY | 545 | 1845 | 3122 | 4375 | 5604 | 6815 | N
391 | IRRIGATION DISTRICT CONVEYANCE IMPROVEMENTS | Irrigation district conveyance improvements | K | 3 | CONSERVATION | 2 | IRRIGATION CONSERVATION | 6 | OTHER INFRASTRUCTURE |  | 1577 | 2624 | CONSERVATION | K | 45 | COLORADO | 13 | BRAZOS-COLORADO | 3 | CONSERVATION | 1 | NO WATER QUALITY IMPROVEMENTS |  | 2370 | 1 | Irrigation district conveyance improvements | 1022 | IRRIGATION, COLORADO | K | WUG | IRRIGATION | 1004 | N/A |  | N | 2020 | 2020 | 0 | 0 | 0 | 0 | 0 | 0 | 0 | 0 | 1022 | IRRIGATION, COLORADO | K | WUG | IRRIGATION | 1004 | N/A | K | 45 | COLORADO | 0 | 8282 | 8282 | 8282 | 8282 | 8282 | N
391 | IRRIGATION DISTRICT CONVEYANCE IMPROVEMENTS | Irrigation district conveyance improvements | K | 3 | CONSERVATION | 2 | IRRIGATION CONSERVATION | 6 | OTHER INFRASTRUCTURE |  | 1578 | 2695 | CONSERVATION | K | 45 | COLORADO | 16 | LAVACA | 3 | CONSERVATION | 1 | NO WATER QUALITY IMPROVEMENTS |  | 2370 | 1 | Irrigation district conveyance improvements | 1022 | IRRIGATION, COLORADO | K | WUG | IRRIGATION | 1004 | N/A |  | N | 2020 | 2020 | 0 | 0 | 0 | 0 | 0 | 0 | 0 | 0 | 1022 | IRRIGATION, COLORADO | K | WUG | IRRIGATION | 1004 | N/A | K | 45 | COLORADO | 0 | 14056 | 14056 | 14056 | 14056 | 14056 | N
391 | IRRIGATION DISTRICT CONVEYANCE IMPROVEMENTS | Irrigation district conveyance improvements | K | 3 | CONSERVATION | 2 | IRRIGATION CONSERVATION | 6 | OTHER INFRASTRUCTURE |  | 1579 | 2626 | CONSERVATION | K | 161 | MATAGORDA | 13 | BRAZOS-COLORADO | 3 | CONSERVATION | 1 | NO WATER QUALITY IMPROVEMENTS |  | 5058 | 1 | Irrigation district conveyance improvements | 1131 | IRRIGATION, MATAGORDA | K | WUG | IRRIGATION | 1004 | N/A |  | N | 2020 | 2020 | 0 | 0 | 0 | 0 | 0 | 0 | 0 | 0 | 1131 | IRRIGATION, MATAGORDA | K | WUG | IRRIGATION | 1004 | N/A | K | 161 | MATAGORDA | 0 | 6107 | 6107 | 6107 | 6107 | 6107 | N
391 | IRRIGATION DISTRICT CONVEYANCE IMPROVEMENTS | Irrigation district conveyance improvements | K | 3 | CONSERVATION | 2 | IRRIGATION CONSERVATION | 6 | OTHER INFRASTRUCTURE |  | 1580 | 2666 | CONSERVATION | K | 161 | MATAGORDA | 14 | COLORADO | 3 | CONSERVATION | 1 | NO WATER QUALITY IMPROVEMENTS |  | 5058 | 1 | Irrigation district conveyance improvements | 1131 | IRRIGATION, MATAGORDA | K | WUG | IRRIGATION | 1004 | N/A |  | N | 2020 | 2020 | 0 | 0 | 0 | 0 | 0 | 0 | 0 | 0 | 1131 | IRRIGATION, MATAGORDA | K | WUG | IRRIGATION | 1004 | N/A | K | 161 | MATAGORDA | 0 | 2983 | 2983 | 2983 | 2983 | 2983 | N
391 | IRRIGATION DISTRICT CONVEYANCE IMPROVEMENTS | Irrigation district conveyance improvements | K | 3 | CONSERVATION | 2 | IRRIGATION CONSERVATION | 6 | OTHER INFRASTRUCTURE |  | 1581 | 2692 | CONSERVATION | K | 161 | MATAGORDA | 15 | COLORADO-LAVACA | 3 | CONSERVATION | 1 | NO WATER QUALITY IMPROVEMENTS |  | 5058 | 1 | Irrigation district conveyance improvements | 1131 | IRRIGATION, MATAGORDA | K | WUG | IRRIGATION | 1004 | N/A |  | N | 2020 | 2020 | 0 | 0 | 0 | 0 | 0 | 0 | 0 | 0 | 1131 | IRRIGATION, MATAGORDA | K | WUG | IRRIGATION | 1004 | N/A | K | 161 | MATAGORDA | 0 | 6160 | 6160 | 6160 | 6160 | 6160 | N
391 | IRRIGATION DISTRICT CONVEYANCE IMPROVEMENTS | Irrigation district conveyance improvements | K | 3 | CONSERVATION | 2 | IRRIGATION CONSERVATION | 6 | OTHER INFRASTRUCTURE |  | 1575 | 2627 | CONSERVATION | K | 241 | WHARTON | 13 | BRAZOS-COLORADO | 3 | CONSERVATION | 1 | NO WATER QUALITY IMPROVEMENTS |  | 5062 | 1 | Irrigation district conveyance improvements | 1205 | IRRIGATION, WHARTON | P | WUG | IRRIGATION | 1004 | N/A |  | N | 2020 | 2020 | 0 | 0 | 0 | 0 | 0 | 0 | 0 | 0 | 1205 | IRRIGATION, WHARTON | P | WUG | IRRIGATION | 1004 | N/A | K | 241 | WHARTON | 0 | 16303 | 16303 | 16303 | 16303 | 16303 | N
391 | IRRIGATION DISTRICT CONVEYANCE IMPROVEMENTS | Irrigation district conveyance improvements | K | 3 | CONSERVATION | 2 | IRRIGATION CONSERVATION | 6 | OTHER INFRASTRUCTURE |  | 1582 | 2686 | CONSERVATION | K | 241 | WHARTON | 14 | COLORADO | 3 | CONSERVATION | 1 | NO WATER QUALITY IMPROVEMENTS |  | 5062 | 1 | Irrigation district conveyance improvements | 1205 | IRRIGATION, WHARTON | P | WUG | IRRIGATION | 1004 | N/A |  | N | 2020 | 2020 | 0 | 0 | 0 | 0 | 0 | 0 | 0 | 0 | 1205 | IRRIGATION, WHARTON | P | WUG | IRRIGATION | 1004 | N/A | K | 241 | WHARTON | 0 | 2518 | 2518 | 2518 | 2518 | 2518 | N
391 | IRRIGATION DISTRICT CONVEYANCE IMPROVEMENTS | Irrigation district conveyance improvements | K | 3 | CONSERVATION | 2 | IRRIGATION CONSERVATION | 6 | OTHER INFRASTRUCTURE |  | 1576 | 2693 | CONSERVATION | K | 241 | WHARTON | 15 | COLORADO-LAVACA | 3 | CONSERVATION | 1 | NO WATER QUALITY IMPROVEMENTS |  | 5062 | 1 | Irrigation district conveyance improvements | 1205 | IRRIGATION, WHARTON | P | WUG | IRRIGATION | 1004 | N/A |  | N | 2020 | 2020 | 0 | 0 | 0 | 0 | 0 | 0 | 0 | 0 | 1205 | IRRIGATION, WHARTON | P | WUG | IRRIGATION | 1004 | N/A | K | 241 | WHARTON | 0 | 8591 | 8591 | 8591 | 8591 | 8591 | N
858 | IRRIGATION SCHEDULING | Irrigation scheduling | E | 3 | CONSERVATION | 2 | IRRIGATION CONSERVATION | 1 | NO INFRASTRUCTURE |  | 2387 | 1183 | BONE SPRING-VICTORIO PEAK AQUIFER | E | 115 | HUDSPETH | 23 | RIO GRANDE | 1 | GROUNDWATER | 1 | NO WATER QUALITY IMPROVEMENTS |  | 6003 | 1 | Irrigation scheduling | 1089 | IRRIGATION, HUDSPETH | E | WUG | IRRIGATION | 1004 | N/A |  | N | 2020 | 2020 | 0 | 270570 | 270570 | 270570 | 270570 | 270570 | 0 | 0 | 1089 | IRRIGATION, HUDSPETH | E | WUG | IRRIGATION | 1004 | N/A | E | 115 | HUDSPETH | 0 | 3535 | 3535 | 3535 | 3535 | 3535 | N
855 | IRRIGATION SCHEDULING | Irrigation scheduling | E | 3 | CONSERVATION | 2 | IRRIGATION CONSERVATION | 1 | NO INFRASTRUCTURE | Region E Errata Sheet: In Section 4.4.4, last paragraph titled "Additional Conjunctive Use (Strategy E-5)", the following language is added to the end ofthe paragraph. The 16,400 acre-feet per year could be provided to EPWUthrough EPCWID#l from the pool ofwater supply developedfrom the irrigation conservation strategies E-18 and E-19. The remaining water supply developed through these strategies (10,340 acre-feet/per year) would be made available to irrigator members ofthe EPCWID#1. Next | 2383 | 268 | UPPER RIO GRANDE COMBINED RUN-OF-RIVER | E | 71 | EL PASO | 23 | RIO GRANDE | 0 | SURFACE WATER | 1 | NO WATER QUALITY IMPROVEMENTS |  | 6012 | 1 | Irrigation scheduling | 1047 | IRRIGATION, EL PASO | E | WUG | IRRIGATION | 1004 | N/A |  | N | 2020 | 2020 | 0 | 96000 | 96000 | 96000 | 96000 | 96000 | 0 | 0 | 1047 | IRRIGATION, EL PASO | E | WUG | IRRIGATION | 1004 | N/A | E | 71 | EL PASO | 0 | 1740 | 1740 | 1740 | 1740 | 1740 | N
173 | IRRIGATION WATER CONSERVATION | Irrigation water conservation | G | 3 | CONSERVATION | 2 | IRRIGATION CONSERVATION | 1 | NO INFRASTRUCTURE |  | 1110 | 2569 | CONSERVATION | G | 67 | EASTLAND | 12 | BRAZOS | 3 | CONSERVATION | 1 | NO WATER QUALITY IMPROVEMENTS |  | 2071 | 1 | Irrigation water conservation | 1043 | IRRIGATION, EASTLAND | G | WUG | IRRIGATION | 1004 | N/A |  | N | 2010 | 2010 | 102790 | 171602 | 240648 | 240866 | 240866 | 241084 | 0 | 0 | 1043 | IRRIGATION, EASTLAND | G | WUG | IRRIGATION | 1004 | N/A | G | 67 | EASTLAND | 463 | 773 | 1084 | 1085 | 1085 | 1086 | N
173 | IRRIGATION WATER CONSERVATION | Irrigation water conservation | G | 3 | CONSERVATION | 2 | IRRIGATION CONSERVATION | 1 | NO INFRASTRUCTURE |  | 1111 | 2645 | CONSERVATION | G | 67 | EASTLAND | 14 | COLORADO | 3 | CONSERVATION | 1 | NO WATER QUALITY IMPROVEMENTS |  | 3036 | 1 | Irrigation water conservation | 1043 | IRRIGATION, EASTLAND | G | WUG | IRRIGATION | 1004 | N/A |  | N | 2010 | 2010 | 5770 | 9548 | 13542 | 13544 | 13544 | 13546 | 0 | 0 | 1043 | IRRIGATION, EASTLAND | G | WUG | IRRIGATION | 1004 | N/A | G | 67 | EASTLAND | 26 | 43 | 61 | 61 | 61 | 61 | N
173 | IRRIGATION WATER CONSERVATION | Irrigation water conservation | G | 3 | CONSERVATION | 2 | IRRIGATION CONSERVATION | 1 | NO INFRASTRUCTURE |  | 1109 | 2581 | CONSERVATION | G | 104 | HASKELL | 12 | BRAZOS | 3 | CONSERVATION | 1 | NO WATER QUALITY IMPROVEMENTS |  | 2074 | 1 | Irrigation water conservation | 1078 | IRRIGATION, HASKELL | G | WUG | IRRIGATION | 1004 | N/A |  | N | 2010 | 2010 | 300240 | 485580 | 659750 | 640060 | 620980 | 547690 | 0 | 0 | 1078 | IRRIGATION, HASKELL | G | WUG | IRRIGATION | 1004 | N/A | G | 104 | HASKELL | 1479 | 2392 | 3250 | 3153 | 3059 | 2968 | N
173 | IRRIGATION WATER CONSERVATION | Irrigation water conservation | G | 3 | CONSERVATION | 2 | IRRIGATION CONSERVATION | 1 | NO INFRASTRUCTURE |  | 1113 | 2590 | CONSERVATION | G | 138 | KNOX | 12 | BRAZOS | 3 | CONSERVATION | 1 | NO WATER QUALITY IMPROVEMENTS |  | 2084 | 1 | Irrigation water conservation | 1110 | IRRIGATION, KNOX | G | WUG | IRRIGATION | 1004 | N/A |  | N | 2010 | 2010 | 353360 | 574560 | 784560 | 765240 | 746480 | 728000 | 0 | 0 | 1110 | IRRIGATION, KNOX | G | WUG | IRRIGATION | 1004 | N/A | G | 138 | KNOX | 1262 | 2052 | 2802 | 2733 | 2666 | 2600 | N
173 | IRRIGATION WATER CONSERVATION | Irrigation water conservation | G | 3 | CONSERVATION | 2 | IRRIGATION CONSERVATION | 1 | NO INFRASTRUCTURE |  | 1114 | 2602 | CONSERVATION | G | 177 | NOLAN | 12 | BRAZOS | 3 | CONSERVATION | 1 | NO WATER QUALITY IMPROVEMENTS |  | 2094 | 1 | Irrigation water conservation | 1145 | IRRIGATION, NOLAN | G | WUG | IRRIGATION | 1004 | N/A |  | N | 2010 | 2010 | 13764 | 22345 | 30480 | 29676 | 28869 | 28155 | 0 | 0 | 1145 | IRRIGATION, NOLAN | G | WUG | IRRIGATION | 1004 | N/A | G | 177 | NOLAN | 60 | 98 | 135 | 133 | 131 | 129 | N
173 | IRRIGATION WATER CONSERVATION | Irrigation water conservation | G | 3 | CONSERVATION | 2 | IRRIGATION CONSERVATION | 1 | NO INFRASTRUCTURE |  | 1115 | 2671 | CONSERVATION | G | 177 | NOLAN | 14 | COLORADO | 3 | CONSERVATION | 1 | NO WATER QUALITY IMPROVEMENTS |  | 3037 | 1 | Irrigation water conservation | 1145 | IRRIGATION, NOLAN | G | WUG | IRRIGATION | 1004 | N/A |  | N | 2010 | 2010 | 19806 | 32155 | 43860 | 42704 | 41541 | 40515 | 0 | 0 | 1145 | IRRIGATION, NOLAN | G | WUG | IRRIGATION | 1004 | N/A | G | 177 | NOLAN | 94 | 152 | 206 | 199 | 192 | 186 | N
173 | IRRIGATION WATER CONSERVATION | Irrigation water conservation | G | 3 | CONSERVATION | 2 | IRRIGATION CONSERVATION | 1 | NO INFRASTRUCTURE |  | 1112 | 2608 | CONSERVATION | G | 209 | SHACKELFORD | 12 | BRAZOS | 3 | CONSERVATION | 1 | NO WATER QUALITY IMPROVEMENTS |  | 2101 | 1 | Irrigation water conservation | 1174 | IRRIGATION, SHACKELFORD | G | WUG | IRRIGATION | 1004 | N/A |  | N | 2010 | 2010 | 2350 | 3530 | 4700 | 4700 | 4700 | 4310 | 0 | 0 | 1174 | IRRIGATION, SHACKELFORD | G | WUG | IRRIGATION | 1004 | N/A | G | 209 | SHACKELFORD | 6 | 9 | 12 | 12 | 12 | 11 | N
104 | IRRIGATION WATER CONSERVATION | Irrigation water conservation | L | 3 | CONSERVATION | 2 | IRRIGATION CONSERVATION | 1 | NO INFRASTRUCTURE |  | 436 | 2750 | CONSERVATION | L | 7 | ATASCOSA | 21 | NUECES | 3 | CONSERVATION | 1 | NO WATER QUALITY IMPROVEMENTS |  | 4006 | 1 | Irrigation water conservation | 985 | IRRIGATION, ATASCOSA | L | WUG | IRRIGATION | 1004 | N/A |  | N | 2010 | 2010 | 923468 | 814248 | 587036 | 368252 | 158928 | 50052 | 0 | 0 | 985 | IRRIGATION, ATASCOSA | L | WUG | IRRIGATION | 1004 | N/A | L | 7 | ATASCOSA | 5161 | 4312 | 3025 | 1788 | 603 | 0 | N
104 | IRRIGATION WATER CONSERVATION | Irrigation water conservation | L | 3 | CONSERVATION | 2 | IRRIGATION CONSERVATION | 1 | NO INFRASTRUCTURE |  | 435 | 2728 | CONSERVATION | L | 7 | ATASCOSA | 19 | SAN ANTONIO | 3 | CONSERVATION | 1 | NO WATER QUALITY IMPROVEMENTS |  | 4006 | 1 | Irrigation water conservation | 985 | IRRIGATION, ATASCOSA | L | WUG | IRRIGATION | 1004 | N/A |  | N | 2010 | 2010 | 923468 | 814248 | 587036 | 368252 | 158928 | 50052 | 0 | 0 | 985 | IRRIGATION, ATASCOSA | L | WUG | IRRIGATION | 1004 | N/A | L | 7 | ATASCOSA | 208 | 422 | 388 | 353 | 321 | 290 | N
104 | IRRIGATION WATER CONSERVATION | Irrigation water conservation | L | 3 | CONSERVATION | 2 | IRRIGATION CONSERVATION | 1 | NO INFRASTRUCTURE |  | 450 | 2766 | CONSERVATION | L | 163 | MEDINA | 21 | NUECES | 3 | CONSERVATION | 1 | NO WATER QUALITY IMPROVEMENTS |  | 4025 | 1 | Irrigation water conservation | 1133 | IRRIGATION, MEDINA | L | WUG | IRRIGATION | 1004 | N/A |  | N | 2010 | 2010 | 1072260 | 811164 | 561246 | 321816 | 92460 | 0 | 0 | 0 | 1133 | IRRIGATION, MEDINA | L | WUG | IRRIGATION | 1004 | N/A | L | 163 | MEDINA | 7770 | 5879 | 4068 | 2332 | 671 | 0 | N
104 | IRRIGATION WATER CONSERVATION | Irrigation water conservation | L | 3 | CONSERVATION | 2 | IRRIGATION CONSERVATION | 1 | NO INFRASTRUCTURE |  | 452 | 2773 | CONSERVATION | L | 254 | ZAVALA | 21 | NUECES | 3 | CONSERVATION | 1 | NO WATER QUALITY IMPROVEMENTS |  | 4037 | 1 | Irrigation water conservation | 1218 | IRRIGATION, ZAVALA | L | WUG | IRRIGATION | 1004 | N/A |  | N | 2010 | 2010 | 882396 | 882396 | 882396 | 882396 | 882396 | 882396 | 0 | 0 | 1218 | IRRIGATION, ZAVALA | L | WUG | IRRIGATION | 1004 | N/A | L | 254 | ZAVALA | 6948 | 6948 | 6948 | 6948 | 6948 | 6948 | N
76 | IRRIGATION WATER CONSERVATION | Irrigation water conservation | N | 3 | CONSERVATION | 2 | IRRIGATION CONSERVATION | 1 | NO INFRASTRUCTURE |  | 381 | 2763 | CONSERVATION | N | 149 | LIVE OAK | 21 | NUECES | 3 | CONSERVATION | 1 | NO WATER QUALITY IMPROVEMENTS |  | 4042 | 1 | Irrigation water conservation | 1120 | IRRIGATION, LIVE OAK | N | WUG | IRRIGATION | 1004 | N/A | Capital cost are unquantified. | N | 2010 | 2010 | 3900 | 11900 | 23500 | 38500 | 56500 | 78000 | 0 | 0 | 1120 | IRRIGATION, LIVE OAK | N | WUG | IRRIGATION | 1004 | N/A | N | 149 | LIVE OAK | 17 | 52 | 103 | 169 | 248 | 342 | N
631 | IRRIGATION WATER CONSERVATION | Irrigation water conservation | O | 3 | CONSERVATION | 2 | IRRIGATION CONSERVATION | 6 | OTHER INFRASTRUCTURE |  | 1626 | 2550 | CONSERVATION | O | 9 | BAILEY | 12 | BRAZOS | 3 | CONSERVATION | 1 | NO WATER QUALITY IMPROVEMENTS |  | 2163 | 1 | Irrigation water conservation | 987 | IRRIGATION, BAILEY | O | WUG | IRRIGATION | 1004 | N/A |  | N | 2010 | 2010 | 1170000 | 1170000 | 1170000 | 1170000 | 1170000 | 1170000 | 13444000 | 20 | 987 | IRRIGATION, BAILEY | O | WUG | IRRIGATION | 1004 | N/A | O | 9 | BAILEY | 18636 | 16772 | 15095 | 13585 | 12227 | 11004 | N
631 | IRRIGATION WATER CONSERVATION | Irrigation water conservation | O | 3 | CONSERVATION | 2 | IRRIGATION CONSERVATION | 6 | OTHER INFRASTRUCTURE |  | 1630 | 2388 | CONSERVATION | O | 23 | BRISCOE | 2 | RED | 3 | CONSERVATION | 1 | NO WATER QUALITY IMPROVEMENTS |  | 5157 | 1 | Irrigation water conservation | 1001 | IRRIGATION, BRISCOE | O | WUG | IRRIGATION | 1004 | N/A |  | N | 2010 | 2010 | 410000 | 410000 | 410000 | 410000 | 410000 | 410000 | 4730000 | 20 | 1001 | IRRIGATION, BRISCOE | O | WUG | IRRIGATION | 1004 | N/A | O | 23 | BRISCOE | 6555 | 5900 | 5310 | 4779 | 4301 | 3871 | N
631 | IRRIGATION WATER CONSERVATION | Irrigation water conservation | O | 3 | CONSERVATION | 2 | IRRIGATION CONSERVATION | 6 | OTHER INFRASTRUCTURE |  | 1627 | 2562 | CONSERVATION | O | 35 | CASTRO | 12 | BRAZOS | 3 | CONSERVATION | 1 | NO WATER QUALITY IMPROVEMENTS |  | 2165 | 1 | Irrigation water conservation | 1012 | IRRIGATION, CASTRO | O | WUG | IRRIGATION | 1004 | N/A |  | N | 2010 | 2010 | 1782228 | 1782228 | 1782228 | 1782228 | 1782228 | 1782228 | 20428300 | 20 | 1012 | IRRIGATION, CASTRO | O | WUG | IRRIGATION | 1004 | N/A | O | 35 | CASTRO | 28320 | 25488 | 22939 | 20645 | 18581 | 16723 | N
631 | IRRIGATION WATER CONSERVATION | Irrigation water conservation | O | 3 | CONSERVATION | 2 | IRRIGATION CONSERVATION | 6 | OTHER INFRASTRUCTURE |  | 1624 | 2390 | CONSERVATION | O | 35 | CASTRO | 2 | RED | 3 | CONSERVATION | 1 | NO WATER QUALITY IMPROVEMENTS |  | 2165 | 1 | Irrigation water conservation | 1012 | IRRIGATION, CASTRO | O | WUG | IRRIGATION | 1004 | N/A |  | N | 2010 | 2010 | 877772 | 877772 | 877772 | 877772 | 877772 | 877772 | 10061700 | 20 | 1012 | IRRIGATION, CASTRO | O | WUG | IRRIGATION | 1004 | N/A | O | 35 | CASTRO | 13948 | 12553 | 11298 | 10168 | 9151 | 8236 | N
631 | IRRIGATION WATER CONSERVATION | Irrigation water conservation | O | 3 | CONSERVATION | 2 | IRRIGATION CONSERVATION | 6 | OTHER INFRASTRUCTURE |  | 1634 | 2563 | CONSERVATION | O | 40 | COCHRAN | 12 | BRAZOS | 3 | CONSERVATION | 1 | NO WATER QUALITY IMPROVEMENTS |  | 2167 | 1 | Irrigation water conservation | 1017 | IRRIGATION, COCHRAN | O | WUG | IRRIGATION | 1004 | N/A |  | N | 2010 | 2010 | 889031 | 889031 | 889031 | 889031 | 889031 | 889031 | 10206000 | 20 | 1017 | IRRIGATION, COCHRAN | O | WUG | IRRIGATION | 1004 | N/A | O | 40 | COCHRAN | 14151 | 12735 | 11462 | 10316 | 9284 | 8356 | N
631 | IRRIGATION WATER CONSERVATION | Irrigation water conservation | O | 3 | CONSERVATION | 2 | IRRIGATION CONSERVATION | 6 | OTHER INFRASTRUCTURE |  | 1636 | 2637 | CONSERVATION | O | 40 | COCHRAN | 14 | COLORADO | 3 | CONSERVATION | 1 | NO WATER QUALITY IMPROVEMENTS |  | 2167 | 1 | Irrigation water conservation | 1017 | IRRIGATION, COCHRAN | O | WUG | IRRIGATION | 1004 | N/A |  | N | 2010 | 2010 | 380969 | 380969 | 380969 | 380969 | 380969 | 380969 | 4374000 | 20 | 1017 | IRRIGATION, COCHRAN | O | WUG | IRRIGATION | 1004 | N/A | O | 40 | COCHRAN | 6064 | 5458 | 4912 | 4421 | 3979 | 3581 | N
631 | IRRIGATION WATER CONSERVATION | Irrigation water conservation | O | 3 | CONSERVATION | 2 | IRRIGATION CONSERVATION | 6 | OTHER INFRASTRUCTURE |  | 1637 | 2566 | CONSERVATION | O | 54 | CROSBY | 12 | BRAZOS | 3 | CONSERVATION | 1 | NO WATER QUALITY IMPROVEMENTS |  | 2169 | 1 | Irrigation water conservation | 1030 | IRRIGATION, CROSBY | O | WUG | IRRIGATION | 1004 | N/A |  | N | 2010 | 2010 | 1610225 | 1610225 | 1610225 | 1610225 | 1610225 | 1610225 | 14540650 | 20 | 1030 | IRRIGATION, CROSBY | O | WUG | IRRIGATION | 1004 | N/A | O | 54 | CROSBY | 25589 | 23030 | 20727 | 18654 | 16789 | 15110 | N
631 | IRRIGATION WATER CONSERVATION | Irrigation water conservation | O | 3 | CONSERVATION | 2 | IRRIGATION CONSERVATION | 6 | OTHER INFRASTRUCTURE |  | 1635 | 2396 | CONSERVATION | O | 54 | CROSBY | 2 | RED | 3 | CONSERVATION | 1 | NO WATER QUALITY IMPROVEMENTS |  | 2169 | 1 | Irrigation water conservation | 1030 | IRRIGATION, CROSBY | O | WUG | IRRIGATION | 1004 | N/A |  | N | 2010 | 2010 | 49775 | 49775 | 49775 | 49775 | 49775 | 49775 | 4489350 | 20 | 1030 | IRRIGATION, CROSBY | O | WUG | IRRIGATION | 1004 | N/A | O | 54 | CROSBY | 791 | 712 | 641 | 577 | 519 | 467 | N
631 | IRRIGATION WATER CONSERVATION | Irrigation water conservation | O | 3 | CONSERVATION | 2 | IRRIGATION CONSERVATION | 6 | OTHER INFRASTRUCTURE |  | 1641 | 2644 | CONSERVATION | O | 58 | DAWSON | 14 | COLORADO | 3 | CONSERVATION | 1 | NO WATER QUALITY IMPROVEMENTS |  | 3078 | 1 | Irrigation water conservation | 1034 | IRRIGATION, DAWSON | O | WUG | IRRIGATION | 1004 | N/A |  | N | 2010 | 2010 | 380000 | 380000 | 380000 | 380000 | 380000 | 380000 | 4380000 | 20 | 1034 | IRRIGATION, DAWSON | O | WUG | IRRIGATION | 1004 | N/A | O | 58 | DAWSON | 6080 | 5472 | 4925 | 4432 | 3989 | 3590 | N
631 | IRRIGATION WATER CONSERVATION | Irrigation water conservation | O | 3 | CONSERVATION | 2 | IRRIGATION CONSERVATION | 6 | OTHER INFRASTRUCTURE |  | 1645 | 2397 | CONSERVATION | O | 59 | DEAF SMITH | 2 | RED | 3 | CONSERVATION | 1 | NO WATER QUALITY IMPROVEMENTS |  | 5160 | 1 | Irrigation water conservation | 1035 | IRRIGATION, DEAF SMITH | O | WUG | IRRIGATION | 1004 | N/A |  | N | 2010 | 2010 | 2660000 | 2660000 | 2660000 | 2660000 | 2660000 | 2660000 | 30470000 | 20 | 1035 | IRRIGATION, DEAF SMITH | O | WUG | IRRIGATION | 1004 | N/A | O | 59 | DEAF SMITH | 42246 | 38022 | 34219 | 30797 | 27718 | 24946 | N
631 | IRRIGATION WATER CONSERVATION | Irrigation water conservation | O | 3 | CONSERVATION | 2 | IRRIGATION CONSERVATION | 6 | OTHER INFRASTRUCTURE |  | 1625 | 2568 | CONSERVATION | O | 63 | DICKENS | 12 | BRAZOS | 3 | CONSERVATION | 1 | NO WATER QUALITY IMPROVEMENTS |  | 2170 | 1 | Irrigation water conservation | 1039 | IRRIGATION, DICKENS | O | WUG | IRRIGATION | 1004 | N/A |  | N | 2010 | 2010 | 57227 | 57227 | 57227 | 57227 | 57227 | 57227 | 676000 | 20 | 1039 | IRRIGATION, DICKENS | O | WUG | IRRIGATION | 1004 | N/A | O | 63 | DICKENS | 938 | 843 | 759 | 683 | 615 | 553 | N
631 | IRRIGATION WATER CONSERVATION | Irrigation water conservation | O | 3 | CONSERVATION | 2 | IRRIGATION CONSERVATION | 6 | OTHER INFRASTRUCTURE |  | 1647 | 2398 | CONSERVATION | O | 63 | DICKENS | 2 | RED | 3 | CONSERVATION | 1 | NO WATER QUALITY IMPROVEMENTS |  | 2170 | 1 | Irrigation water conservation | 1039 | IRRIGATION, DICKENS | O | WUG | IRRIGATION | 1004 | N/A |  | N | 2010 | 2010 | 52773 | 52773 | 52773 | 52773 | 52773 | 52773 | 624000 | 20 | 1039 | IRRIGATION, DICKENS | O | WUG | IRRIGATION | 1004 | N/A | O | 63 | DICKENS | 865 | 779 | 701 | 631 | 568 | 511 | N
631 | IRRIGATION WATER CONSERVATION | Irrigation water conservation | O | 3 | CONSERVATION | 2 | IRRIGATION CONSERVATION | 6 | OTHER INFRASTRUCTURE |  | 1628 | 2574 | CONSERVATION | O | 77 | FLOYD | 12 | BRAZOS | 3 | CONSERVATION | 1 | NO WATER QUALITY IMPROVEMENTS |  | 2172 | 1 | Irrigation water conservation | 1053 | IRRIGATION, FLOYD | O | WUG | IRRIGATION | 1004 | N/A |  | N | 2010 | 2010 | 1039697 | 1039697 | 1039697 | 1039697 | 1039697 | 1039697 | 11921400 | 20 | 1053 | IRRIGATION, FLOYD | O | WUG | IRRIGATION | 1004 | N/A | O | 77 | FLOYD | 16526 | 14873 | 13386 | 12048 | 10843 | 9758 | N
631 | IRRIGATION WATER CONSERVATION | Irrigation water conservation | O | 3 | CONSERVATION | 2 | IRRIGATION CONSERVATION | 6 | OTHER INFRASTRUCTURE |  | 1650 | 2401 | CONSERVATION | O | 77 | FLOYD | 2 | RED | 3 | CONSERVATION | 1 | NO WATER QUALITY IMPROVEMENTS |  | 2172 | 1 | Irrigation water conservation | 1053 | IRRIGATION, FLOYD | O | WUG | IRRIGATION | 1004 | N/A |  | N | 2010 | 2010 | 1770303 | 1770303 | 1770303 | 1770303 | 1770303 | 1770303 | 20298600 | 20 | 1053 | IRRIGATION, FLOYD | O | WUG | IRRIGATION | 1004 | N/A | O | 77 | FLOYD | 28139 | 25325 | 22792 | 20513 | 18462 | 16616 | N
631 | IRRIGATION WATER CONSERVATION | Irrigation water conservation | O | 3 | CONSERVATION | 2 | IRRIGATION CONSERVATION | 6 | OTHER INFRASTRUCTURE |  | 2285 | 2649 | CONSERVATION | O | 83 | GAINES | 14 | COLORADO | 3 | CONSERVATION | 1 | NO WATER QUALITY IMPROVEMENTS |  | 3080 | 1 | Irrigation water conservation | 1058 | IRRIGATION, GAINES | O | WUG | IRRIGATION | 1004 | N/A |  | N | 2010 | 2010 | 660000 | 660000 | 660000 | 660000 | 660000 | 660000 | 7580000 | 20 | 1058 | IRRIGATION, GAINES | O | WUG | IRRIGATION | 1004 | N/A | O | 83 | GAINES | 10515 | 9463 | 8517 | 7665 | 6898 | 6209 | N
631 | IRRIGATION WATER CONSERVATION | Irrigation water conservation | O | 3 | CONSERVATION | 2 | IRRIGATION CONSERVATION | 6 | OTHER INFRASTRUCTURE |  | 1648 | 2577 | CONSERVATION | O | 85 | GARZA | 12 | BRAZOS | 3 | CONSERVATION | 1 | NO WATER QUALITY IMPROVEMENTS |  | 2173 | 1 | Irrigation water conservation | 1060 | IRRIGATION, GARZA | O | WUG | IRRIGATION | 1004 | N/A |  | N | 2010 | 2010 | 280000 | 280000 | 280000 | 280000 | 280000 | 280000 | 3190000 | 20 | 1060 | IRRIGATION, GARZA | O | WUG | IRRIGATION | 1004 | N/A | O | 85 | GARZA | 4428 | 3985 | 3587 | 3228 | 2905 | 2615 | N
631 | IRRIGATION WATER CONSERVATION | Irrigation water conservation | O | 3 | CONSERVATION | 2 | IRRIGATION CONSERVATION | 6 | OTHER INFRASTRUCTURE |  | 1632 | 2579 | CONSERVATION | O | 95 | HALE | 12 | BRAZOS | 3 | CONSERVATION | 1 | NO WATER QUALITY IMPROVEMENTS |  | 2174 | 1 | Irrigation water conservation | 1069 | IRRIGATION, HALE | O | WUG | IRRIGATION | 1004 | N/A |  | N | 2010 | 2010 | 2670000 | 2670000 | 2670000 | 2670000 | 2670000 | 2670000 | 30570000 | 20 | 1069 | IRRIGATION, HALE | O | WUG | IRRIGATION | 1004 | N/A | O | 95 | HALE | 42381 | 38143 | 34329 | 30896 | 27806 | 25026 | N
631 | IRRIGATION WATER CONSERVATION | Irrigation water conservation | O | 3 | CONSERVATION | 2 | IRRIGATION CONSERVATION | 6 | OTHER INFRASTRUCTURE |  | 1654 | 2583 | CONSERVATION | O | 110 | HOCKLEY | 12 | BRAZOS | 3 | CONSERVATION | 1 | NO WATER QUALITY IMPROVEMENTS |  | 2177 | 1 | Irrigation water conservation | 1084 | IRRIGATION, HOCKLEY | O | WUG | IRRIGATION | 1004 | N/A |  | N | 2010 | 2010 | 1619215 | 1619215 | 1619215 | 1619215 | 1619215 | 1619215 | 18611600 | 20 | 1084 | IRRIGATION, HOCKLEY | O | WUG | IRRIGATION | 1004 | N/A | O | 110 | HOCKLEY | 25809 | 23227 | 20905 | 18814 | 16933 | 15240 | N
631 | IRRIGATION WATER CONSERVATION | Irrigation water conservation | O | 3 | CONSERVATION | 2 | IRRIGATION CONSERVATION | 6 | OTHER INFRASTRUCTURE |  | 1651 | 2653 | CONSERVATION | O | 110 | HOCKLEY | 14 | COLORADO | 3 | CONSERVATION | 1 | NO WATER QUALITY IMPROVEMENTS |  | 2177 | 1 | Irrigation water conservation | 1084 | IRRIGATION, HOCKLEY | O | WUG | IRRIGATION | 1004 | N/A |  | N | 2010 | 2010 | 140785 | 140785 | 140785 | 140785 | 140785 | 140785 | 1618400 | 20 | 1084 | IRRIGATION, HOCKLEY | O | WUG | IRRIGATION | 1004 | N/A | O | 110 | HOCKLEY | 2244 | 2020 | 1818 | 1636 | 1472 | 1325 | N
631 | IRRIGATION WATER CONSERVATION | Irrigation water conservation | O | 3 | CONSERVATION | 2 | IRRIGATION CONSERVATION | 6 | OTHER INFRASTRUCTURE |  | 1639 | 2591 | CONSERVATION | O | 140 | LAMB | 12 | BRAZOS | 3 | CONSERVATION | 1 | NO WATER QUALITY IMPROVEMENTS |  | 2179 | 1 | Irrigation water conservation | 1112 | IRRIGATION, LAMB | O | WUG | IRRIGATION | 1004 | N/A |  | N | 2010 | 2010 | 1790000 | 1790000 | 1790000 | 1790000 | 1790000 | 1790000 | 20520000 | 20 | 1112 | IRRIGATION, LAMB | O | WUG | IRRIGATION | 1004 | N/A | O | 140 | LAMB | 28457 | 25611 | 23050 | 20745 | 18670 | 16803 | N
631 | IRRIGATION WATER CONSERVATION | Irrigation water conservation | O | 3 | CONSERVATION | 2 | IRRIGATION CONSERVATION | 6 | OTHER INFRASTRUCTURE |  | 1656 | 2596 | CONSERVATION | O | 152 | LUBBOCK | 12 | BRAZOS | 3 | CONSERVATION | 1 | NO WATER QUALITY IMPROVEMENTS |  | 2185 | 1 | Irrigation water conservation | 1123 | IRRIGATION, LUBBOCK | O | WUG | IRRIGATION | 1004 | N/A |  | N | 2010 | 2010 | 3080000 | 3080000 | 3080000 | 3080000 | 3080000 | 3080000 | 35280000 | 20 | 1123 | IRRIGATION, LUBBOCK | O | WUG | IRRIGATION | 1004 | N/A | O | 152 | LUBBOCK | 48909 | 44018 | 39616 | 35655 | 32089 | 28880 | N
631 | IRRIGATION WATER CONSERVATION | Irrigation water conservation | O | 3 | CONSERVATION | 2 | IRRIGATION CONSERVATION | 6 | OTHER INFRASTRUCTURE |  | 1643 | 2597 | CONSERVATION | O | 153 | LYNN | 12 | BRAZOS | 3 | CONSERVATION | 1 | NO WATER QUALITY IMPROVEMENTS |  | 2188 | 1 | Irrigation water conservation | 1124 | IRRIGATION, LYNN | O | WUG | IRRIGATION | 1004 | N/A |  | N | 2010 | 2010 | 708087 | 708087 | 708087 | 708087 | 708087 | 708087 | 8157700 | 20 | 1124 | IRRIGATION, LYNN | O | WUG | IRRIGATION | 1004 | N/A | O | 153 | LYNN | 11310 | 10179 | 9162 | 8245 | 7420 | 6678 | N
631 | IRRIGATION WATER CONSERVATION | Irrigation water conservation | O | 3 | CONSERVATION | 2 | IRRIGATION CONSERVATION | 6 | OTHER INFRASTRUCTURE |  | 1640 | 2662 | CONSERVATION | O | 153 | LYNN | 14 | COLORADO | 3 | CONSERVATION | 1 | NO WATER QUALITY IMPROVEMENTS |  | 2188 | 1 | Irrigation water conservation | 1124 | IRRIGATION, LYNN | O | WUG | IRRIGATION | 1004 | N/A |  | N | 2010 | 2010 | 21913 | 21913 | 21913 | 21913 | 21913 | 21913 | 252300 | 20 | 1124 | IRRIGATION, LYNN | O | WUG | IRRIGATION | 1004 | N/A | O | 153 | LYNN | 350 | 315 | 283 | 255 | 230 | 207 | N
631 | IRRIGATION WATER CONSERVATION | Irrigation water conservation | O | 3 | CONSERVATION | 2 | IRRIGATION CONSERVATION | 6 | OTHER INFRASTRUCTURE |  | 2286 | 2413 | CONSERVATION | O | 173 | MOTLEY | 2 | RED | 3 | CONSERVATION | 1 | NO WATER QUALITY IMPROVEMENTS |  | 5164 | 1 | Irrigation water conservation | 1142 | IRRIGATION, MOTLEY | O | WUG | IRRIGATION | 1004 | N/A |  | N | 2010 | 2010 | 60000 | 60000 | 60000 | 60000 | 60000 | 60000 | 640000 | 20 | 1142 | IRRIGATION, MOTLEY | O | WUG | IRRIGATION | 1004 | N/A | O | 173 | MOTLEY | 886 | 798 | 718 | 646 | 582 | 523 | N
631 | IRRIGATION WATER CONSERVATION | Irrigation water conservation | O | 3 | CONSERVATION | 2 | IRRIGATION CONSERVATION | 6 | OTHER INFRASTRUCTURE |  | 1655 | 2605 | CONSERVATION | O | 185 | PARMER | 12 | BRAZOS | 3 | CONSERVATION | 1 | NO WATER QUALITY IMPROVEMENTS |  | 2189 | 1 | Irrigation water conservation | 1152 | IRRIGATION, PARMER | O | WUG | IRRIGATION | 1004 | N/A |  | N | 2010 | 2010 | 911987 | 911987 | 911987 | 911987 | 911987 | 911987 | 10480400 | 20 | 1152 | IRRIGATION, PARMER | O | WUG | IRRIGATION | 1004 | N/A | O | 185 | PARMER | 14531 | 13078 | 11770 | 10593 | 9534 | 8580 | N
631 | IRRIGATION WATER CONSERVATION | Irrigation water conservation | O | 3 | CONSERVATION | 2 | IRRIGATION CONSERVATION | 6 | OTHER INFRASTRUCTURE |  | 1657 | 2415 | CONSERVATION | O | 185 | PARMER | 2 | RED | 3 | CONSERVATION | 1 | NO WATER QUALITY IMPROVEMENTS |  | 2189 | 1 | Irrigation water conservation | 1152 | IRRIGATION, PARMER | O | WUG | IRRIGATION | 1004 | N/A |  | N | 2010 | 2010 | 288013 | 288013 | 288013 | 288013 | 288013 | 288013 | 3309600 | 20 | 1152 | IRRIGATION, PARMER | O | WUG | IRRIGATION | 1004 | N/A | O | 185 | PARMER | 4589 | 4130 | 3717 | 3345 | 3011 | 2710 | N
631 | IRRIGATION WATER CONSERVATION | Irrigation water conservation | O | 3 | CONSERVATION | 2 | IRRIGATION CONSERVATION | 6 | OTHER INFRASTRUCTURE |  | 1649 | 2612 | CONSERVATION | O | 219 | SWISHER | 12 | BRAZOS | 3 | CONSERVATION | 1 | NO WATER QUALITY IMPROVEMENTS |  | 2191 | 1 | Irrigation water conservation | 1184 | IRRIGATION, SWISHER | O | WUG | IRRIGATION | 1004 | N/A |  | N | 2010 | 2010 | 1122014 | 560985 | 0 | 0 | 0 | 0 | 3173516 | 20 | 1184 | IRRIGATION, SWISHER | O | WUG | IRRIGATION | 1004 | N/A | O | 219 | SWISHER | 17856 | 8035 | 0 | 0 | 0 | 0 | N
631 | IRRIGATION WATER CONSERVATION | Irrigation water conservation | O | 3 | CONSERVATION | 2 | IRRIGATION CONSERVATION | 6 | OTHER INFRASTRUCTURE |  | 1646 | 2420 | CONSERVATION | O | 219 | SWISHER | 2 | RED | 3 | CONSERVATION | 1 | NO WATER QUALITY IMPROVEMENTS |  | 2191 | 1 | Irrigation water conservation | 1184 | IRRIGATION, SWISHER | O | WUG | IRRIGATION | 1004 | N/A |  | N | 2010 | 2010 | 2177986 | 2739015 | 3300000 | 3300000 | 3300000 | 3300000 | 34706484 | 20 | 1184 | IRRIGATION, SWISHER | O | WUG | IRRIGATION | 1004 | N/A | O | 219 | SWISHER | 34661 | 39231 | 42539 | 38285 | 34457 | 31011 | N
631 | IRRIGATION WATER CONSERVATION | Irrigation water conservation | O | 3 | CONSERVATION | 2 | IRRIGATION CONSERVATION | 6 | OTHER INFRASTRUCTURE |  | 1633 | 2614 | CONSERVATION | O | 223 | TERRY | 12 | BRAZOS | 3 | CONSERVATION | 1 | NO WATER QUALITY IMPROVEMENTS |  | 2192 | 1 | Irrigation water conservation | 1188 | IRRIGATION, TERRY | O | WUG | IRRIGATION | 1004 | N/A |  | N | 2010 | 2010 | 25228 | 25228 | 25228 | 25228 | 25228 | 25228 | 287400 | 20 | 1188 | IRRIGATION, TERRY | O | WUG | IRRIGATION | 1004 | N/A | O | 223 | TERRY | 399 | 359 | 323 | 291 | 261 | 235 | N
631 | IRRIGATION WATER CONSERVATION | Irrigation water conservation | O | 3 | CONSERVATION | 2 | IRRIGATION CONSERVATION | 6 | OTHER INFRASTRUCTURE |  | 1644 | 2681 | CONSERVATION | O | 223 | TERRY | 14 | COLORADO | 3 | CONSERVATION | 1 | NO WATER QUALITY IMPROVEMENTS |  | 2192 | 1 | Irrigation water conservation | 1188 | IRRIGATION, TERRY | O | WUG | IRRIGATION | 1004 | N/A |  | N | 2010 | 2010 | 814772 | 814772 | 814772 | 814772 | 814772 | 814772 | 9292600 | 20 | 1188 | IRRIGATION, TERRY | O | WUG | IRRIGATION | 1004 | N/A | O | 223 | TERRY | 12886 | 11597 | 10437 | 9393 | 8455 | 7609 | N
631 | IRRIGATION WATER CONSERVATION | Irrigation water conservation | O | 3 | CONSERVATION | 2 | IRRIGATION CONSERVATION | 6 | OTHER INFRASTRUCTURE |  | 1653 | 2689 | CONSERVATION | O | 251 | YOAKUM | 14 | COLORADO | 3 | CONSERVATION | 1 | NO WATER QUALITY IMPROVEMENTS |  | 3087 | 1 | Irrigation water conservation | 1215 | IRRIGATION, YOAKUM | O | WUG | IRRIGATION | 1004 | N/A |  | N | 2010 | 2010 | 650000 | 650000 | 650000 | 650000 | 650000 | 650000 | 7510000 | 20 | 1215 | IRRIGATION, YOAKUM | O | WUG | IRRIGATION | 1004 | N/A | O | 251 | YOAKUM | 10407 | 9366 | 8429 | 7587 | 6828 | 6145 | N
64 | LAKE ALAN HENRY PIPELINE FOR THE CITY OF LUBBOCK | Lake Alan Henry Pipeline for the City of Lubbock | O | 5 | EXISTING SOURCE OR EXPANDED USE OF AN EXISTING SOURCE (SURFACE WATER OR GROUNDWATER) | 5 | OTHER SURFACE WATER | 2 | PIPELINE |  | 343 | 879 | ALAN HENRY LAKE/RESERVOIR | O | 999 | RESERVOIR | 12 | BRAZOS | 0 | SURFACE WATER | 1 | NO WATER QUALITY IMPROVEMENTS |  | 2000 | 1 | Lake Alan Henry Pipeline | 90 | LUBBOCK | O | BOTH | MUNICIPAL | 370 | CITY |  | N | 2010 | 2010 | 28655000 | 28655000 | 28655000 | 28655000 | 28655000 | 28655000 | 294329000 | 30 | 90 | LUBBOCK | O | BOTH | MUNICIPAL | 370 | CITY | O | 152 | LUBBOCK | 21880 | 21880 | 21880 | 21880 | 21880 | 21880 | N
63 | LAKE ALAN HENRY SUPPLY FOR LAKE ALAN HENRY WSC | Lake Alan Henry Supply for Lake Alan Henry Water Supply Corporation | O | 5 | EXISTING SOURCE OR EXPANDED USE OF AN EXISTING SOURCE (SURFACE WATER OR GROUNDWATER) | 5 | OTHER SURFACE WATER | 4 | PIPELINE AND WATER TREATMENT PLANT |  | 342 | 879 | ALAN HENRY LAKE/RESERVOIR | O | 999 | RESERVOIR | 12 | BRAZOS | 0 | SURFACE WATER | 1 | NO WATER QUALITY IMPROVEMENTS |  | 2000 | 2 | Lake Alan Henry Pipeline | 496 | COUNTY-OTHER, GARZA | O | WUG | MUNICIPAL | 757 | COUNTY-OTHER |  | N | 2010 | 2010 | 904135 | 904134 | 904135 | 904135 | 904135 | 904135 | 7334502 | 30 | 496 | COUNTY-OTHER, GARZA | O | WUG | MUNICIPAL | 757 | COUNTY-OTHER | O | 85 | GARZA | 270 | 270 | 270 | 270 | 270 | 270 | N
832 | LAKE KURTH REGIONAL SYSTEM | Lake Kurth Regional System | I | 5 | EXISTING SOURCE OR EXPANDED USE OF AN EXISTING SOURCE (SURFACE WATER OR GROUNDWATER) | 5 | OTHER SURFACE WATER | 5 | PIPELINE, WATER TREATMENT PLANT, AND OTHER |  | 2308 | 626 | KURTH LAKE/RESERVOIR | I | 999 | RESERVOIR | 6 | NECHES | 0 | SURFACE WATER | 1 | NO WATER QUALITY IMPROVEMENTS |  | 2341 | 1 | Lake Kurth Regional System | 91 | LUFKIN | I | BOTH | MUNICIPAL | 371 | CITY |  | N | 2020 | 2020 | 8387700 | 837700 | 5777600 | 5777600 | 5777600 | 5777600 | 56488600 | 20 | 91 | LUFKIN | I | BOTH | MUNICIPAL | 371 | CITY | I | 3 | ANGELINA | 0 | 5600 | 5600 | 4300 | 5600 | 5600 | N
832 | LAKE KURTH REGIONAL SYSTEM | Lake Kurth Regional System | I | 5 | EXISTING SOURCE OR EXPANDED USE OF AN EXISTING SOURCE (SURFACE WATER OR GROUNDWATER) | 5 | OTHER SURFACE WATER | 5 | PIPELINE, WATER TREATMENT PLANT, AND OTHER |  | 2308 | 626 | KURTH LAKE/RESERVOIR | I | 999 | RESERVOIR | 6 | NECHES | 0 | SURFACE WATER | 1 | NO WATER QUALITY IMPROVEMENTS |  | 2341 | 1 | Lake Kurth Regional System | 91 | LUFKIN | I | BOTH | MUNICIPAL | 371 | CITY |  | N | 2010 | 2010 | 8387700 | 837700 | 5777600 | 5777600 | 5777600 | 5777600 | 56488600 | 20 | 1622 | MANUFACTURING, ANGELINA | I | WUG | MANUFACTURING | 1001 | N/A | I | 3 | ANGELINA | 6800 | 12800 | 12800 | 14100 | 12800 | 12800 | N
893 | LLWSSSC SURFACE WATER PROJECT | Lake Livingston Water Supply and Sewer Service Corporation surface water project | H | 5 | EXISTING SOURCE OR EXPANDED USE OF AN EXISTING SOURCE (SURFACE WATER OR GROUNDWATER) | 5 | OTHER SURFACE WATER | 4 | PIPELINE AND WATER TREATMENT PLANT |  | 2439 | 510 | LIVINGSTON-WALLISVILLE LAKE/RESERVOIR SYSTEM | H | 999 | RESERVOIR | 8 | TRINITY | 0 | SURFACE WATER | 1 | NO WATER QUALITY IMPROVEMENTS |  | 1072 | 1 | Lake Livingston Water Supply and Sewer Service Corporation surface water project | 1295 | LAKE LIVINGSTON WATER SUPPLY & SEWER SERVICE COMPANY | H | WUG | MUNICIPAL | 4226 | UTILITY |  | Y | 2010 | 2010 | 535551 | 535551 | 266327 | 266327 | 266327 | 266327 | 3087974 | 20 | 1295 | LAKE LIVINGSTON WATER SUPPLY & SEWER SERVICE COMPANY | H | WUG | MUNICIPAL | 4226 | UTILITY | H | 146 | LIBERTY | 72 | 71 | 72 | 73 | 77 | 80 | Y
893 | LLWSSSC SURFACE WATER PROJECT | Lake Livingston Water Supply and Sewer Service Corporation surface water project | H | 5 | EXISTING SOURCE OR EXPANDED USE OF AN EXISTING SOURCE (SURFACE WATER OR GROUNDWATER) | 5 | OTHER SURFACE WATER | 4 | PIPELINE AND WATER TREATMENT PLANT |  | 2439 | 510 | LIVINGSTON-WALLISVILLE LAKE/RESERVOIR SYSTEM | H | 999 | RESERVOIR | 8 | TRINITY | 0 | SURFACE WATER | 1 | NO WATER QUALITY IMPROVEMENTS |  | 1072 | 1 | Lake Livingston Water Supply and Sewer Service Corporation surface water project | 1295 | LAKE LIVINGSTON WATER SUPPLY & SEWER SERVICE COMPANY | H | WUG | MUNICIPAL | 4226 | UTILITY |  | Y | 2010 | 2010 | 535551 | 535551 | 266327 | 266327 | 266327 | 266327 | 3087974 | 20 | 1295 | LAKE LIVINGSTON WATER SUPPLY & SEWER SERVICE COMPANY | H | WUG | MUNICIPAL | 4226 | UTILITY | H | 187 | POLK | 591 | 577 | 569 | 568 | 571 | 577 | Y
893 | LLWSSSC SURFACE WATER PROJECT | Lake Livingston Water Supply and Sewer Service Corporation surface water project | H | 5 | EXISTING SOURCE OR EXPANDED USE OF AN EXISTING SOURCE (SURFACE WATER OR GROUNDWATER) | 5 | OTHER SURFACE WATER | 4 | PIPELINE AND WATER TREATMENT PLANT |  | 2439 | 510 | LIVINGSTON-WALLISVILLE LAKE/RESERVOIR SYSTEM | H | 999 | RESERVOIR | 8 | TRINITY | 0 | SURFACE WATER | 1 | NO WATER QUALITY IMPROVEMENTS |  | 1072 | 1 | Lake Livingston Water Supply and Sewer Service Corporation surface water project | 1295 | LAKE LIVINGSTON WATER SUPPLY & SEWER SERVICE COMPANY | H | WUG | MUNICIPAL | 4226 | UTILITY |  | Y | 2010 | 2010 | 535551 | 535551 | 266327 | 266327 | 266327 | 266327 | 3087974 | 20 | 1295 | LAKE LIVINGSTON WATER SUPPLY & SEWER SERVICE COMPANY | H | WUG | MUNICIPAL | 4226 | UTILITY | H | 204 | SAN JACINTO | 200 | 220 | 232 | 238 | 237 | 232 | Y
893 | LLWSSSC SURFACE WATER PROJECT | Lake Livingston Water Supply and Sewer Service Corporation surface water project | H | 5 | EXISTING SOURCE OR EXPANDED USE OF AN EXISTING SOURCE (SURFACE WATER OR GROUNDWATER) | 5 | OTHER SURFACE WATER | 4 | PIPELINE AND WATER TREATMENT PLANT |  | 2439 | 510 | LIVINGSTON-WALLISVILLE LAKE/RESERVOIR SYSTEM | H | 999 | RESERVOIR | 8 | TRINITY | 0 | SURFACE WATER | 1 | NO WATER QUALITY IMPROVEMENTS |  | 1072 | 1 | Lake Livingston Water Supply and Sewer Service Corporation surface water project | 1295 | LAKE LIVINGSTON WATER SUPPLY & SEWER SERVICE COMPANY | H | WUG | MUNICIPAL | 4226 | UTILITY |  | Y | 2010 | 2010 | 535551 | 535551 | 266327 | 266327 | 266327 | 266327 | 3087974 | 20 | 1295 | LAKE LIVINGSTON WATER SUPPLY & SEWER SERVICE COMPANY | H | WUG | MUNICIPAL | 4226 | UTILITY | H | 228 | TRINITY | 72 | 68 | 64 | 59 | 54 | 50 | Y
893 | LLWSSSC SURFACE WATER PROJECT | Lake Livingston Water Supply and Sewer Service Corporation surface water project | H | 5 | EXISTING SOURCE OR EXPANDED USE OF AN EXISTING SOURCE (SURFACE WATER OR GROUNDWATER) | 5 | OTHER SURFACE WATER | 4 | PIPELINE AND WATER TREATMENT PLANT |  | 2439 | 510 | LIVINGSTON-WALLISVILLE LAKE/RESERVOIR SYSTEM | H | 999 | RESERVOIR | 8 | TRINITY | 0 | SURFACE WATER | 1 | NO WATER QUALITY IMPROVEMENTS |  | 1072 | 1 | Lake Livingston Water Supply and Sewer Service Corporation surface water project | 1295 | LAKE LIVINGSTON WATER SUPPLY & SEWER SERVICE COMPANY | H | WUG | MUNICIPAL | 4226 | UTILITY |  | Y | 2010 | 2010 | 535551 | 535551 | 266327 | 266327 | 266327 | 266327 | 3087974 | 20 | 1295 | LAKE LIVINGSTON WATER SUPPLY & SEWER SERVICE COMPANY | H | WUG | MUNICIPAL | 4226 | UTILITY | H | 236 | WALKER | 19 | 18 | 17 | 16 | 15 | 15 | Y
835 | LAKE NACONICHE REGIONAL WATER SUPPLY SYSTEM | Lake Noconiche Regional Supply System | I | 5 | EXISTING SOURCE OR EXPANDED USE OF AN EXISTING SOURCE (SURFACE WATER OR GROUNDWATER) | 5 | OTHER SURFACE WATER | 4 | PIPELINE AND WATER TREATMENT PLANT |  | 2320 | 4404 | LAKE NACONICHE LAKE/RESERVOIR | I | 999 | RESERVOIR | 6 | NECHES | 0 | SURFACE WATER | 1 | NO WATER QUALITY IMPROVEMENTS |  | 2342 | 1 | Lake Noconiche Regional Supply System | 193 | APPLEBY WSC | I | WUG | MUNICIPAL | 4005 | UTILITY |  | N | 2020 | 2020 | 0 | 505765 | 505765 | 127500 | 127500 | 127500 | 4392350 | 20 | 193 | APPLEBY WSC | I | WUG | MUNICIPAL | 4005 | UTILITY | I | 174 | NACOGDOCHES | 0 | 300 | 300 | 300 | 300 | 300 | N
835 | LAKE NACONICHE REGIONAL WATER SUPPLY SYSTEM | Lake Noconiche Regional Supply System | I | 5 | EXISTING SOURCE OR EXPANDED USE OF AN EXISTING SOURCE (SURFACE WATER OR GROUNDWATER) | 5 | OTHER SURFACE WATER | 4 | PIPELINE AND WATER TREATMENT PLANT |  | 2320 | 4404 | LAKE NACONICHE LAKE/RESERVOIR | I | 999 | RESERVOIR | 6 | NECHES | 0 | SURFACE WATER | 1 | NO WATER QUALITY IMPROVEMENTS |  | 2343 | 1 | Lake Noconiche Regional Supply System | 585 | COUNTY-OTHER, NACOGDOCHES | I | WUG | MUNICIPAL | 757 | COUNTY-OTHER |  | N | 2020 | 2020 | 0 | 843000 | 843000 | 212500 | 212500 | 212500 | 7320600 | 20 | 585 | COUNTY-OTHER, NACOGDOCHES | I | WUG | MUNICIPAL | 757 | COUNTY-OTHER | I | 174 | NACOGDOCHES | 0 | 500 | 500 | 500 | 500 | 500 | N
835 | LAKE NACONICHE REGIONAL WATER SUPPLY SYSTEM | Lake Noconiche Regional Supply System | I | 5 | EXISTING SOURCE OR EXPANDED USE OF AN EXISTING SOURCE (SURFACE WATER OR GROUNDWATER) | 5 | OTHER SURFACE WATER | 4 | PIPELINE AND WATER TREATMENT PLANT |  | 2320 | 4404 | LAKE NACONICHE LAKE/RESERVOIR | I | 999 | RESERVOIR | 6 | NECHES | 0 | SURFACE WATER | 1 | NO WATER QUALITY IMPROVEMENTS |  | 2344 | 1 | Lake Noconiche Regional Supply System | 1322 | LILLY GROVE SUD | I | WUG | MUNICIPAL | 4233 | UTILITY |  | N | 2050 | 2050 | 0 | 0 | 0 | 0 | 843000 | 843000 | 7320600 | 20 | 1322 | LILLY GROVE SUD | I | WUG | MUNICIPAL | 4233 | UTILITY | I | 174 | NACOGDOCHES | 0 | 0 | 0 | 0 | 500 | 500 | N
835 | LAKE NACONICHE REGIONAL WATER SUPPLY SYSTEM | Lake Noconiche Regional Supply System | I | 5 | EXISTING SOURCE OR EXPANDED USE OF AN EXISTING SOURCE (SURFACE WATER OR GROUNDWATER) | 5 | OTHER SURFACE WATER | 4 | PIPELINE AND WATER TREATMENT PLANT |  | 2320 | 4404 | LAKE NACONICHE LAKE/RESERVOIR | I | 999 | RESERVOIR | 6 | NECHES | 0 | SURFACE WATER | 1 | NO WATER QUALITY IMPROVEMENTS |  | 2345 | 1 | Lake Noconiche Regional Supply System | 2503 | SWIFT WSC | I | WUG | MUNICIPAL | 4352 | UTILITY |  | N | 2030 | 2030 | 0 | 0 | 674370 | 674370 | 170000 | 170000 | 5856500 | 20 | 2503 | SWIFT WSC | I | WUG | MUNICIPAL | 4352 | UTILITY | I | 174 | NACOGDOCHES | 0 | 0 | 400 | 400 | 400 | 400 | N
335 | LAKE PALESTINE CONNECTION (INTEGRATED PIPELINE WITH TRWD) | Lake Palestine connection (integrated pipeline with TRWD) | C | 5 | EXISTING SOURCE OR EXPANDED USE OF AN EXISTING SOURCE (SURFACE WATER OR GROUNDWATER) | 5 | OTHER SURFACE WATER | 2 | PIPELINE |  | 1252 | 622 | PALESTINE LAKE/RESERVOIR | I | 999 | RESERVOIR | 6 | NECHES | 0 | SURFACE WATER | 1 | NO WATER QUALITY IMPROVEMENTS |  | 2350 | 1 | Lake Palestine connection (integrated pipeline with TRWD) | 36 | DALLAS | C | BOTH | MUNICIPAL | 151 | CITY |  | Y | 2020 | 2020 | 0 | 86392720 | 86392720 | 86392720 | 21884000 | 21884000 | 887954000 | 30 | 166 | ADDISON | C | WUG | MUNICIPAL | 673 | CITY | C | 57 | DALLAS | 0 | 1089 | 1300 | 1034 | 1240 | 1143 | N
335 | LAKE PALESTINE CONNECTION (INTEGRATED PIPELINE WITH TRWD) | Lake Palestine connection (integrated pipeline with TRWD) | C | 5 | EXISTING SOURCE OR EXPANDED USE OF AN EXISTING SOURCE (SURFACE WATER OR GROUNDWATER) | 5 | OTHER SURFACE WATER | 2 | PIPELINE |  | 1252 | 622 | PALESTINE LAKE/RESERVOIR | I | 999 | RESERVOIR | 6 | NECHES | 0 | SURFACE WATER | 1 | NO WATER QUALITY IMPROVEMENTS |  | 2350 | 1 | Lake Palestine connection (integrated pipeline with TRWD) | 36 | DALLAS | C | BOTH | MUNICIPAL | 151 | CITY |  | Y | 2020 | 2020 | 0 | 86392720 | 86392720 | 86392720 | 21884000 | 21884000 | 887954000 | 30 | 213 | BALCH SPRINGS | C | WUG | MUNICIPAL | 33 | CITY | C | 57 | DALLAS | 0 | 295 | 329 | 256 | 310 | 290 | N
335 | LAKE PALESTINE CONNECTION (INTEGRATED PIPELINE WITH TRWD) | Lake Palestine connection (integrated pipeline with TRWD) | C | 5 | EXISTING SOURCE OR EXPANDED USE OF AN EXISTING SOURCE (SURFACE WATER OR GROUNDWATER) | 5 | OTHER SURFACE WATER | 2 | PIPELINE |  | 1252 | 622 | PALESTINE LAKE/RESERVOIR | I | 999 | RESERVOIR | 6 | NECHES | 0 | SURFACE WATER | 1 | NO WATER QUALITY IMPROVEMENTS |  | 2350 | 1 | Lake Palestine connection (integrated pipeline with TRWD) | 36 | DALLAS | C | BOTH | MUNICIPAL | 151 | CITY |  | Y | 2020 | 2020 | 0 | 86392720 | 86392720 | 86392720 | 21884000 | 21884000 | 887954000 | 30 | 332 | CARROLLTON | C | WUG | MUNICIPAL | 98 | CITY | C | 57 | DALLAS | 0 | 990 | 1092 | 840 | 998 | 927 | N
335 | LAKE PALESTINE CONNECTION (INTEGRATED PIPELINE WITH TRWD) | Lake Palestine connection (integrated pipeline with TRWD) | C | 5 | EXISTING SOURCE OR EXPANDED USE OF AN EXISTING SOURCE (SURFACE WATER OR GROUNDWATER) | 5 | OTHER SURFACE WATER | 2 | PIPELINE |  | 1252 | 622 | PALESTINE LAKE/RESERVOIR | I | 999 | RESERVOIR | 6 | NECHES | 0 | SURFACE WATER | 1 | NO WATER QUALITY IMPROVEMENTS |  | 2350 | 1 | Lake Palestine connection (integrated pipeline with TRWD) | 36 | DALLAS | C | BOTH | MUNICIPAL | 151 | CITY |  | Y | 2020 | 2020 | 0 | 86392720 | 86392720 | 86392720 | 21884000 | 21884000 | 887954000 | 30 | 332 | CARROLLTON | C | WUG | MUNICIPAL | 98 | CITY | C | 61 | DENTON | 0 | 1418 | 1618 | 1268 | 1523 | 1412 | N
335 | LAKE PALESTINE CONNECTION (INTEGRATED PIPELINE WITH TRWD) | Lake Palestine connection (integrated pipeline with TRWD) | C | 5 | EXISTING SOURCE OR EXPANDED USE OF AN EXISTING SOURCE (SURFACE WATER OR GROUNDWATER) | 5 | OTHER SURFACE WATER | 2 | PIPELINE |  | 1252 | 622 | PALESTINE LAKE/RESERVOIR | I | 999 | RESERVOIR | 6 | NECHES | 0 | SURFACE WATER | 1 | NO WATER QUALITY IMPROVEMENTS |  | 2350 | 1 | Lake Palestine connection (integrated pipeline with TRWD) | 36 | DALLAS | C | BOTH | MUNICIPAL | 151 | CITY |  | Y | 2020 | 2020 | 0 | 86392720 | 86392720 | 86392720 | 21884000 | 21884000 | 887954000 | 30 | 24 | CEDAR HILL | C | WUG | MUNICIPAL | 102 | CITY | C | 57 | DALLAS | 0 | 1266 | 1634 | 1304 | 1547 | 1424 | N
335 | LAKE PALESTINE CONNECTION (INTEGRATED PIPELINE WITH TRWD) | Lake Palestine connection (integrated pipeline with TRWD) | C | 5 | EXISTING SOURCE OR EXPANDED USE OF AN EXISTING SOURCE (SURFACE WATER OR GROUNDWATER) | 5 | OTHER SURFACE WATER | 2 | PIPELINE |  | 1252 | 622 | PALESTINE LAKE/RESERVOIR | I | 999 | RESERVOIR | 6 | NECHES | 0 | SURFACE WATER | 1 | NO WATER QUALITY IMPROVEMENTS |  | 2350 | 1 | Lake Palestine connection (integrated pipeline with TRWD) | 36 | DALLAS | C | BOTH | MUNICIPAL | 151 | CITY |  | Y | 2020 | 2020 | 0 | 86392720 | 86392720 | 86392720 | 21884000 | 21884000 | 887954000 | 30 | 24 | CEDAR HILL | C | WUG | MUNICIPAL | 102 | CITY | C | 70 | ELLIS | 0 | 1 | 1 | 1 | 1 | 1 | N
335 | LAKE PALESTINE CONNECTION (INTEGRATED PIPELINE WITH TRWD) | Lake Palestine connection (integrated pipeline with TRWD) | C | 5 | EXISTING SOURCE OR EXPANDED USE OF AN EXISTING SOURCE (SURFACE WATER OR GROUNDWATER) | 5 | OTHER SURFACE WATER | 2 | PIPELINE |  | 1252 | 622 | PALESTINE LAKE/RESERVOIR | I | 999 | RESERVOIR | 6 | NECHES | 0 | SURFACE WATER | 1 | NO WATER QUALITY IMPROVEMENTS |  | 2350 | 1 | Lake Palestine connection (integrated pipeline with TRWD) | 36 | DALLAS | C | BOTH | MUNICIPAL | 151 | CITY |  | Y | 2020 | 2020 | 0 | 86392720 | 86392720 | 86392720 | 21884000 | 21884000 | 887954000 | 30 | 376 | COCKRELL HILL | C | WUG | MUNICIPAL | 121 | CITY | C | 57 | DALLAS | 0 | 76 | 82 | 61 | 72 | 65 | N
335 | LAKE PALESTINE CONNECTION (INTEGRATED PIPELINE WITH TRWD) | Lake Palestine connection (integrated pipeline with TRWD) | C | 5 | EXISTING SOURCE OR EXPANDED USE OF AN EXISTING SOURCE (SURFACE WATER OR GROUNDWATER) | 5 | OTHER SURFACE WATER | 2 | PIPELINE |  | 1252 | 622 | PALESTINE LAKE/RESERVOIR | I | 999 | RESERVOIR | 6 | NECHES | 0 | SURFACE WATER | 1 | NO WATER QUALITY IMPROVEMENTS |  | 2350 | 1 | Lake Palestine connection (integrated pipeline with TRWD) | 36 | DALLAS | C | BOTH | MUNICIPAL | 151 | CITY |  | Y | 2020 | 2020 | 0 | 86392720 | 86392720 | 86392720 | 21884000 | 21884000 | 887954000 | 30 | 389 | COMBINE | C | WUG | MUNICIPAL | 766 | CITY | C | 57 | DALLAS | 0 | 13 | 15 | 13 | 17 | 18 | N
335 | LAKE PALESTINE CONNECTION (INTEGRATED PIPELINE WITH TRWD) | Lake Palestine connection (integrated pipeline with TRWD) | C | 5 | EXISTING SOURCE OR EXPANDED USE OF AN EXISTING SOURCE (SURFACE WATER OR GROUNDWATER) | 5 | OTHER SURFACE WATER | 2 | PIPELINE |  | 1252 | 622 | PALESTINE LAKE/RESERVOIR | I | 999 | RESERVOIR | 6 | NECHES | 0 | SURFACE WATER | 1 | NO WATER QUALITY IMPROVEMENTS |  | 2350 | 1 | Lake Palestine connection (integrated pipeline with TRWD) | 36 | DALLAS | C | BOTH | MUNICIPAL | 151 | CITY |  | Y | 2020 | 2020 | 0 | 86392720 | 86392720 | 86392720 | 21884000 | 21884000 | 887954000 | 30 | 389 | COMBINE | C | WUG | MUNICIPAL | 766 | CITY | C | 129 | KAUFMAN | 0 | 24 | 30 | 27 | 39 | 42 | N
335 | LAKE PALESTINE CONNECTION (INTEGRATED PIPELINE WITH TRWD) | Lake Palestine connection (integrated pipeline with TRWD) | C | 5 | EXISTING SOURCE OR EXPANDED USE OF AN EXISTING SOURCE (SURFACE WATER OR GROUNDWATER) | 5 | OTHER SURFACE WATER | 2 | PIPELINE |  | 1252 | 622 | PALESTINE LAKE/RESERVOIR | I | 999 | RESERVOIR | 6 | NECHES | 0 | SURFACE WATER | 1 | NO WATER QUALITY IMPROVEMENTS |  | 2350 | 1 | Lake Palestine connection (integrated pipeline with TRWD) | 36 | DALLAS | C | BOTH | MUNICIPAL | 151 | CITY |  | Y | 2020 | 2020 | 0 | 86392720 | 86392720 | 86392720 | 21884000 | 21884000 | 887954000 | 30 | 390 | COMBINE WSC | C | WUG | MUNICIPAL | 4066 | UTILITY | C | 57 | DALLAS | 0 | 23 | 29 | 25 | 33 | 35 | N
335 | LAKE PALESTINE CONNECTION (INTEGRATED PIPELINE WITH TRWD) | Lake Palestine connection (integrated pipeline with TRWD) | C | 5 | EXISTING SOURCE OR EXPANDED USE OF AN EXISTING SOURCE (SURFACE WATER OR GROUNDWATER) | 5 | OTHER SURFACE WATER | 2 | PIPELINE |  | 1252 | 622 | PALESTINE LAKE/RESERVOIR | I | 999 | RESERVOIR | 6 | NECHES | 0 | SURFACE WATER | 1 | NO WATER QUALITY IMPROVEMENTS |  | 2350 | 1 | Lake Palestine connection (integrated pipeline with TRWD) | 36 | DALLAS | C | BOTH | MUNICIPAL | 151 | CITY |  | Y | 2020 | 2020 | 0 | 86392720 | 86392720 | 86392720 | 21884000 | 21884000 | 887954000 | 30 | 390 | COMBINE WSC | C | WUG | MUNICIPAL | 4066 | UTILITY | C | 129 | KAUFMAN | 0 | 48 | 69 | 66 | 99 | 113 | N
335 | LAKE PALESTINE CONNECTION (INTEGRATED PIPELINE WITH TRWD) | Lake Palestine connection (integrated pipeline with TRWD) | C | 5 | EXISTING SOURCE OR EXPANDED USE OF AN EXISTING SOURCE (SURFACE WATER OR GROUNDWATER) | 5 | OTHER SURFACE WATER | 2 | PIPELINE |  | 1252 | 622 | PALESTINE LAKE/RESERVOIR | I | 999 | RESERVOIR | 6 | NECHES | 0 | SURFACE WATER | 1 | NO WATER QUALITY IMPROVEMENTS |  | 2350 | 1 | Lake Palestine connection (integrated pipeline with TRWD) | 36 | DALLAS | C | BOTH | MUNICIPAL | 151 | CITY |  | Y | 2020 | 2020 | 0 | 86392720 | 86392720 | 86392720 | 21884000 | 21884000 | 887954000 | 30 | 403 | COPPELL | C | WUG | MUNICIPAL | 133 | CITY | C | 57 | DALLAS | 0 | 1022 | 1115 | 855 | 1012 | 932 | N
335 | LAKE PALESTINE CONNECTION (INTEGRATED PIPELINE WITH TRWD) | Lake Palestine connection (integrated pipeline with TRWD) | C | 5 | EXISTING SOURCE OR EXPANDED USE OF AN EXISTING SOURCE (SURFACE WATER OR GROUNDWATER) | 5 | OTHER SURFACE WATER | 2 | PIPELINE |  | 1252 | 622 | PALESTINE LAKE/RESERVOIR | I | 999 | RESERVOIR | 6 | NECHES | 0 | SURFACE WATER | 1 | NO WATER QUALITY IMPROVEMENTS |  | 2350 | 1 | Lake Palestine connection (integrated pipeline with TRWD) | 36 | DALLAS | C | BOTH | MUNICIPAL | 151 | CITY |  | Y | 2020 | 2020 | 0 | 86392720 | 86392720 | 86392720 | 21884000 | 21884000 | 887954000 | 30 | 403 | COPPELL | C | WUG | MUNICIPAL | 133 | CITY | C | 61 | DENTON | 0 | 15 | 20 | 18 | 24 | 24 | N
335 | LAKE PALESTINE CONNECTION (INTEGRATED PIPELINE WITH TRWD) | Lake Palestine connection (integrated pipeline with TRWD) | C | 5 | EXISTING SOURCE OR EXPANDED USE OF AN EXISTING SOURCE (SURFACE WATER OR GROUNDWATER) | 5 | OTHER SURFACE WATER | 2 | PIPELINE |  | 1252 | 622 | PALESTINE LAKE/RESERVOIR | I | 999 | RESERVOIR | 6 | NECHES | 0 | SURFACE WATER | 1 | NO WATER QUALITY IMPROVEMENTS |  | 2350 | 1 | Lake Palestine connection (integrated pipeline with TRWD) | 36 | DALLAS | C | BOTH | MUNICIPAL | 151 | CITY |  | Y | 2020 | 2020 | 0 | 86392720 | 86392720 | 86392720 | 21884000 | 21884000 | 887954000 | 30 | 468 | COUNTY-OTHER, DALLAS | C | WUG | MUNICIPAL | 757 | COUNTY-OTHER | C | 57 | DALLAS | 0 | 7 | 5 | 2 | 2 | 2 | N
335 | LAKE PALESTINE CONNECTION (INTEGRATED PIPELINE WITH TRWD) | Lake Palestine connection (integrated pipeline with TRWD) | C | 5 | EXISTING SOURCE OR EXPANDED USE OF AN EXISTING SOURCE (SURFACE WATER OR GROUNDWATER) | 5 | OTHER SURFACE WATER | 2 | PIPELINE |  | 1252 | 622 | PALESTINE LAKE/RESERVOIR | I | 999 | RESERVOIR | 6 | NECHES | 0 | SURFACE WATER | 1 | NO WATER QUALITY IMPROVEMENTS |  | 2350 | 1 | Lake Palestine connection (integrated pipeline with TRWD) | 36 | DALLAS | C | BOTH | MUNICIPAL | 151 | CITY |  | Y | 2020 | 2020 | 0 | 86392720 | 86392720 | 86392720 | 21884000 | 21884000 | 887954000 | 30 | 667 | CRANDALL | C | WUG | MUNICIPAL | 767 | CITY | C | 129 | KAUFMAN | 0 | 163 | 271 | 197 | 301 | 318 | N
335 | LAKE PALESTINE CONNECTION (INTEGRATED PIPELINE WITH TRWD) | Lake Palestine connection (integrated pipeline with TRWD) | C | 5 | EXISTING SOURCE OR EXPANDED USE OF AN EXISTING SOURCE (SURFACE WATER OR GROUNDWATER) | 5 | OTHER SURFACE WATER | 2 | PIPELINE |  | 1252 | 622 | PALESTINE LAKE/RESERVOIR | I | 999 | RESERVOIR | 6 | NECHES | 0 | SURFACE WATER | 1 | NO WATER QUALITY IMPROVEMENTS |  | 2350 | 1 | Lake Palestine connection (integrated pipeline with TRWD) | 36 | DALLAS | C | BOTH | MUNICIPAL | 151 | CITY |  | Y | 2020 | 2020 | 0 | 86392720 | 86392720 | 86392720 | 21884000 | 21884000 | 887954000 | 30 | 36 | DALLAS | C | BOTH | MUNICIPAL | 151 | CITY | C | 43 | COLLIN | 0 | 1523 | 1987 | 1635 | 2068 | 2095 | N
335 | LAKE PALESTINE CONNECTION (INTEGRATED PIPELINE WITH TRWD) | Lake Palestine connection (integrated pipeline with TRWD) | C | 5 | EXISTING SOURCE OR EXPANDED USE OF AN EXISTING SOURCE (SURFACE WATER OR GROUNDWATER) | 5 | OTHER SURFACE WATER | 2 | PIPELINE |  | 1252 | 622 | PALESTINE LAKE/RESERVOIR | I | 999 | RESERVOIR | 6 | NECHES | 0 | SURFACE WATER | 1 | NO WATER QUALITY IMPROVEMENTS |  | 2350 | 1 | Lake Palestine connection (integrated pipeline with TRWD) | 36 | DALLAS | C | BOTH | MUNICIPAL | 151 | CITY |  | Y | 2020 | 2020 | 0 | 86392720 | 86392720 | 86392720 | 21884000 | 21884000 | 887954000 | 30 | 36 | DALLAS | C | BOTH | MUNICIPAL | 151 | CITY | C | 57 | DALLAS | 0 | 89026 | 85164 | 88752 | 82366 | 82621 | N
335 | LAKE PALESTINE CONNECTION (INTEGRATED PIPELINE WITH TRWD) | Lake Palestine connection (integrated pipeline with TRWD) | C | 5 | EXISTING SOURCE OR EXPANDED USE OF AN EXISTING SOURCE (SURFACE WATER OR GROUNDWATER) | 5 | OTHER SURFACE WATER | 2 | PIPELINE |  | 1252 | 622 | PALESTINE LAKE/RESERVOIR | I | 999 | RESERVOIR | 6 | NECHES | 0 | SURFACE WATER | 1 | NO WATER QUALITY IMPROVEMENTS |  | 2350 | 1 | Lake Palestine connection (integrated pipeline with TRWD) | 36 | DALLAS | C | BOTH | MUNICIPAL | 151 | CITY |  | Y | 2020 | 2020 | 0 | 86392720 | 86392720 | 86392720 | 21884000 | 21884000 | 887954000 | 30 | 36 | DALLAS | C | BOTH | MUNICIPAL | 151 | CITY | C | 61 | DENTON | 0 | 682 | 866 | 700 | 876 | 866 | N
335 | LAKE PALESTINE CONNECTION (INTEGRATED PIPELINE WITH TRWD) | Lake Palestine connection (integrated pipeline with TRWD) | C | 5 | EXISTING SOURCE OR EXPANDED USE OF AN EXISTING SOURCE (SURFACE WATER OR GROUNDWATER) | 5 | OTHER SURFACE WATER | 2 | PIPELINE |  | 1252 | 622 | PALESTINE LAKE/RESERVOIR | I | 999 | RESERVOIR | 6 | NECHES | 0 | SURFACE WATER | 1 | NO WATER QUALITY IMPROVEMENTS |  | 2350 | 1 | Lake Palestine connection (integrated pipeline with TRWD) | 36 | DALLAS | C | BOTH | MUNICIPAL | 151 | CITY |  | Y | 2020 | 2020 | 0 | 86392720 | 86392720 | 86392720 | 21884000 | 21884000 | 887954000 | 30 | 36 | DALLAS | C | BOTH | MUNICIPAL | 151 | CITY | C | 199 | ROCKWALL | 0 | 1 | 1 | 1 | 1 | 3 | N
335 | LAKE PALESTINE CONNECTION (INTEGRATED PIPELINE WITH TRWD) | Lake Palestine connection (integrated pipeline with TRWD) | C | 5 | EXISTING SOURCE OR EXPANDED USE OF AN EXISTING SOURCE (SURFACE WATER OR GROUNDWATER) | 5 | OTHER SURFACE WATER | 2 | PIPELINE |  | 1252 | 622 | PALESTINE LAKE/RESERVOIR | I | 999 | RESERVOIR | 6 | NECHES | 0 | SURFACE WATER | 1 | NO WATER QUALITY IMPROVEMENTS |  | 2350 | 1 | Lake Palestine connection (integrated pipeline with TRWD) | 36 | DALLAS | C | BOTH | MUNICIPAL | 151 | CITY |  | Y | 2020 | 2020 | 0 | 86392720 | 86392720 | 86392720 | 21884000 | 21884000 | 887954000 | 30 | 701 | DE SOTO | C | WUG | MUNICIPAL | 161 | CITY | C | 57 | DALLAS | 0 | 1192 | 1492 | 1273 | 1684 | 1584 | N
335 | LAKE PALESTINE CONNECTION (INTEGRATED PIPELINE WITH TRWD) | Lake Palestine connection (integrated pipeline with TRWD) | C | 5 | EXISTING SOURCE OR EXPANDED USE OF AN EXISTING SOURCE (SURFACE WATER OR GROUNDWATER) | 5 | OTHER SURFACE WATER | 2 | PIPELINE |  | 1252 | 622 | PALESTINE LAKE/RESERVOIR | I | 999 | RESERVOIR | 6 | NECHES | 0 | SURFACE WATER | 1 | NO WATER QUALITY IMPROVEMENTS |  | 2350 | 1 | Lake Palestine connection (integrated pipeline with TRWD) | 36 | DALLAS | C | BOTH | MUNICIPAL | 151 | CITY |  | Y | 2020 | 2020 | 0 | 86392720 | 86392720 | 86392720 | 21884000 | 21884000 | 887954000 | 30 | 724 | DUNCANVILLE | C | WUG | MUNICIPAL | 171 | CITY | C | 57 | DALLAS | 0 | 526 | 589 | 468 | 567 | 541 | N
335 | LAKE PALESTINE CONNECTION (INTEGRATED PIPELINE WITH TRWD) | Lake Palestine connection (integrated pipeline with TRWD) | C | 5 | EXISTING SOURCE OR EXPANDED USE OF AN EXISTING SOURCE (SURFACE WATER OR GROUNDWATER) | 5 | OTHER SURFACE WATER | 2 | PIPELINE |  | 1252 | 622 | PALESTINE LAKE/RESERVOIR | I | 999 | RESERVOIR | 6 | NECHES | 0 | SURFACE WATER | 1 | NO WATER QUALITY IMPROVEMENTS |  | 2350 | 1 | Lake Palestine connection (integrated pipeline with TRWD) | 36 | DALLAS | C | BOTH | MUNICIPAL | 151 | CITY |  | Y | 2020 | 2020 | 0 | 86392720 | 86392720 | 86392720 | 21884000 | 21884000 | 887954000 | 30 | 773 | FARMERS BRANCH | C | WUG | MUNICIPAL | 198 | CITY | C | 57 | DALLAS | 0 | 1063 | 1244 | 1011 | 1264 | 1224 | N
335 | LAKE PALESTINE CONNECTION (INTEGRATED PIPELINE WITH TRWD) | Lake Palestine connection (integrated pipeline with TRWD) | C | 5 | EXISTING SOURCE OR EXPANDED USE OF AN EXISTING SOURCE (SURFACE WATER OR GROUNDWATER) | 5 | OTHER SURFACE WATER | 2 | PIPELINE |  | 1252 | 622 | PALESTINE LAKE/RESERVOIR | I | 999 | RESERVOIR | 6 | NECHES | 0 | SURFACE WATER | 1 | NO WATER QUALITY IMPROVEMENTS |  | 2350 | 1 | Lake Palestine connection (integrated pipeline with TRWD) | 36 | DALLAS | C | BOTH | MUNICIPAL | 151 | CITY |  | Y | 2020 | 2020 | 0 | 86392720 | 86392720 | 86392720 | 21884000 | 21884000 | 887954000 | 30 | 785 | FLOWER MOUND | C | WUG | MUNICIPAL | 204 | CITY | C | 61 | DENTON | 0 | 903 | 1195 | 924 | 1100 | 1017 | N
335 | LAKE PALESTINE CONNECTION (INTEGRATED PIPELINE WITH TRWD) | Lake Palestine connection (integrated pipeline with TRWD) | C | 5 | EXISTING SOURCE OR EXPANDED USE OF AN EXISTING SOURCE (SURFACE WATER OR GROUNDWATER) | 5 | OTHER SURFACE WATER | 2 | PIPELINE |  | 1252 | 622 | PALESTINE LAKE/RESERVOIR | I | 999 | RESERVOIR | 6 | NECHES | 0 | SURFACE WATER | 1 | NO WATER QUALITY IMPROVEMENTS |  | 2350 | 1 | Lake Palestine connection (integrated pipeline with TRWD) | 36 | DALLAS | C | BOTH | MUNICIPAL | 151 | CITY |  | Y | 2020 | 2020 | 0 | 86392720 | 86392720 | 86392720 | 21884000 | 21884000 | 887954000 | 30 | 841 | GLENN HEIGHTS | C | WUG | MUNICIPAL | 697 | CITY | C | 57 | DALLAS | 0 | 124 | 154 | 134 | 172 | 171 | N
335 | LAKE PALESTINE CONNECTION (INTEGRATED PIPELINE WITH TRWD) | Lake Palestine connection (integrated pipeline with TRWD) | C | 5 | EXISTING SOURCE OR EXPANDED USE OF AN EXISTING SOURCE (SURFACE WATER OR GROUNDWATER) | 5 | OTHER SURFACE WATER | 2 | PIPELINE |  | 1252 | 622 | PALESTINE LAKE/RESERVOIR | I | 999 | RESERVOIR | 6 | NECHES | 0 | SURFACE WATER | 1 | NO WATER QUALITY IMPROVEMENTS |  | 2350 | 1 | Lake Palestine connection (integrated pipeline with TRWD) | 36 | DALLAS | C | BOTH | MUNICIPAL | 151 | CITY |  | Y | 2020 | 2020 | 0 | 86392720 | 86392720 | 86392720 | 21884000 | 21884000 | 887954000 | 30 | 841 | GLENN HEIGHTS | C | WUG | MUNICIPAL | 697 | CITY | C | 70 | ELLIS | 0 | 50 | 68 | 63 | 89 | 96 | N
335 | LAKE PALESTINE CONNECTION (INTEGRATED PIPELINE WITH TRWD) | Lake Palestine connection (integrated pipeline with TRWD) | C | 5 | EXISTING SOURCE OR EXPANDED USE OF AN EXISTING SOURCE (SURFACE WATER OR GROUNDWATER) | 5 | OTHER SURFACE WATER | 2 | PIPELINE |  | 1252 | 622 | PALESTINE LAKE/RESERVOIR | I | 999 | RESERVOIR | 6 | NECHES | 0 | SURFACE WATER | 1 | NO WATER QUALITY IMPROVEMENTS |  | 2350 | 1 | Lake Palestine connection (integrated pipeline with TRWD) | 36 | DALLAS | C | BOTH | MUNICIPAL | 151 | CITY |  | Y | 2020 | 2020 | 0 | 86392720 | 86392720 | 86392720 | 21884000 | 21884000 | 887954000 | 30 | 853 | GRAND PRAIRIE | C | BOTH | MUNICIPAL | 245 | CITY | C | 57 | DALLAS | 0 | 1327 | 1904 | 1804 | 2559 | 2388 | N
335 | LAKE PALESTINE CONNECTION (INTEGRATED PIPELINE WITH TRWD) | Lake Palestine connection (integrated pipeline with TRWD) | C | 5 | EXISTING SOURCE OR EXPANDED USE OF AN EXISTING SOURCE (SURFACE WATER OR GROUNDWATER) | 5 | OTHER SURFACE WATER | 2 | PIPELINE |  | 1252 | 622 | PALESTINE LAKE/RESERVOIR | I | 999 | RESERVOIR | 6 | NECHES | 0 | SURFACE WATER | 1 | NO WATER QUALITY IMPROVEMENTS |  | 2350 | 1 | Lake Palestine connection (integrated pipeline with TRWD) | 36 | DALLAS | C | BOTH | MUNICIPAL | 151 | CITY |  | Y | 2020 | 2020 | 0 | 86392720 | 86392720 | 86392720 | 21884000 | 21884000 | 887954000 | 30 | 853 | GRAND PRAIRIE | C | BOTH | MUNICIPAL | 245 | CITY | C | 70 | ELLIS | 0 | 15 | 47 | 63 | 113 | 106 | N
335 | LAKE PALESTINE CONNECTION (INTEGRATED PIPELINE WITH TRWD) | Lake Palestine connection (integrated pipeline with TRWD) | C | 5 | EXISTING SOURCE OR EXPANDED USE OF AN EXISTING SOURCE (SURFACE WATER OR GROUNDWATER) | 5 | OTHER SURFACE WATER | 2 | PIPELINE |  | 1252 | 622 | PALESTINE LAKE/RESERVOIR | I | 999 | RESERVOIR | 6 | NECHES | 0 | SURFACE WATER | 1 | NO WATER QUALITY IMPROVEMENTS |  | 2350 | 1 | Lake Palestine connection (integrated pipeline with TRWD) | 36 | DALLAS | C | BOTH | MUNICIPAL | 151 | CITY |  | Y | 2020 | 2020 | 0 | 86392720 | 86392720 | 86392720 | 21884000 | 21884000 | 887954000 | 30 | 927 | HEBRON | C | WUG | MUNICIPAL | 776 | CITY | C | 61 | DENTON | 0 | 12 | 12 | 9 | 11 | 10 | N
335 | LAKE PALESTINE CONNECTION (INTEGRATED PIPELINE WITH TRWD) | Lake Palestine connection (integrated pipeline with TRWD) | C | 5 | EXISTING SOURCE OR EXPANDED USE OF AN EXISTING SOURCE (SURFACE WATER OR GROUNDWATER) | 5 | OTHER SURFACE WATER | 2 | PIPELINE |  | 1252 | 622 | PALESTINE LAKE/RESERVOIR | I | 999 | RESERVOIR | 6 | NECHES | 0 | SURFACE WATER | 1 | NO WATER QUALITY IMPROVEMENTS |  | 2350 | 1 | Lake Palestine connection (integrated pipeline with TRWD) | 36 | DALLAS | C | BOTH | MUNICIPAL | 151 | CITY |  | Y | 2020 | 2020 | 0 | 86392720 | 86392720 | 86392720 | 21884000 | 21884000 | 887954000 | 30 | 970 | HUTCHINS | C | WUG | MUNICIPAL | 294 | CITY | C | 57 | DALLAS | 0 | 98 | 138 | 136 | 208 | 310 | N
335 | LAKE PALESTINE CONNECTION (INTEGRATED PIPELINE WITH TRWD) | Lake Palestine connection (integrated pipeline with TRWD) | C | 5 | EXISTING SOURCE OR EXPANDED USE OF AN EXISTING SOURCE (SURFACE WATER OR GROUNDWATER) | 5 | OTHER SURFACE WATER | 2 | PIPELINE |  | 1252 | 622 | PALESTINE LAKE/RESERVOIR | I | 999 | RESERVOIR | 6 | NECHES | 0 | SURFACE WATER | 1 | NO WATER QUALITY IMPROVEMENTS |  | 2350 | 1 | Lake Palestine connection (integrated pipeline with TRWD) | 36 | DALLAS | C | BOTH | MUNICIPAL | 151 | CITY |  | Y | 2020 | 2020 | 0 | 86392720 | 86392720 | 86392720 | 21884000 | 21884000 | 887954000 | 30 | 1037 | IRRIGATION, DENTON | C | WUG | IRRIGATION | 1004 | N/A | C | 61 | DENTON | 0 | 302 | 338 | 256 | 297 | 265 | N
335 | LAKE PALESTINE CONNECTION (INTEGRATED PIPELINE WITH TRWD) | Lake Palestine connection (integrated pipeline with TRWD) | C | 5 | EXISTING SOURCE OR EXPANDED USE OF AN EXISTING SOURCE (SURFACE WATER OR GROUNDWATER) | 5 | OTHER SURFACE WATER | 2 | PIPELINE |  | 1252 | 622 | PALESTINE LAKE/RESERVOIR | I | 999 | RESERVOIR | 6 | NECHES | 0 | SURFACE WATER | 1 | NO WATER QUALITY IMPROVEMENTS |  | 2350 | 1 | Lake Palestine connection (integrated pipeline with TRWD) | 36 | DALLAS | C | BOTH | MUNICIPAL | 151 | CITY |  | Y | 2020 | 2020 | 0 | 86392720 | 86392720 | 86392720 | 21884000 | 21884000 | 887954000 | 30 | 1165 | IRRIGATION, ROCKWALL | C | WUG | IRRIGATION | 1004 | N/A | C | 199 | ROCKWALL | 0 | 30 | 30 | 22 | 26 | 23 | N
335 | LAKE PALESTINE CONNECTION (INTEGRATED PIPELINE WITH TRWD) | Lake Palestine connection (integrated pipeline with TRWD) | C | 5 | EXISTING SOURCE OR EXPANDED USE OF AN EXISTING SOURCE (SURFACE WATER OR GROUNDWATER) | 5 | OTHER SURFACE WATER | 2 | PIPELINE |  | 1252 | 622 | PALESTINE LAKE/RESERVOIR | I | 999 | RESERVOIR | 6 | NECHES | 0 | SURFACE WATER | 1 | NO WATER QUALITY IMPROVEMENTS |  | 2350 | 1 | Lake Palestine connection (integrated pipeline with TRWD) | 36 | DALLAS | C | BOTH | MUNICIPAL | 151 | CITY |  | Y | 2020 | 2020 | 0 | 86392720 | 86392720 | 86392720 | 21884000 | 21884000 | 887954000 | 30 | 1219 | IRVING | C | WUG | MUNICIPAL | 298 | CITY | C | 57 | DALLAS | 0 | 2357 | 563 | 427 | 496 | 441 | N
335 | LAKE PALESTINE CONNECTION (INTEGRATED PIPELINE WITH TRWD) | Lake Palestine connection (integrated pipeline with TRWD) | C | 5 | EXISTING SOURCE OR EXPANDED USE OF AN EXISTING SOURCE (SURFACE WATER OR GROUNDWATER) | 5 | OTHER SURFACE WATER | 2 | PIPELINE |  | 1252 | 622 | PALESTINE LAKE/RESERVOIR | I | 999 | RESERVOIR | 6 | NECHES | 0 | SURFACE WATER | 1 | NO WATER QUALITY IMPROVEMENTS |  | 2350 | 1 | Lake Palestine connection (integrated pipeline with TRWD) | 36 | DALLAS | C | BOTH | MUNICIPAL | 151 | CITY |  | Y | 2020 | 2020 | 0 | 86392720 | 86392720 | 86392720 | 21884000 | 21884000 | 887954000 | 30 | 1305 | LANCASTER | C | WUG | MUNICIPAL | 345 | CITY | C | 57 | DALLAS | 0 | 948 | 1127 | 856 | 1004 | 907 | N
335 | LAKE PALESTINE CONNECTION (INTEGRATED PIPELINE WITH TRWD) | Lake Palestine connection (integrated pipeline with TRWD) | C | 5 | EXISTING SOURCE OR EXPANDED USE OF AN EXISTING SOURCE (SURFACE WATER OR GROUNDWATER) | 5 | OTHER SURFACE WATER | 2 | PIPELINE |  | 1252 | 622 | PALESTINE LAKE/RESERVOIR | I | 999 | RESERVOIR | 6 | NECHES | 0 | SURFACE WATER | 1 | NO WATER QUALITY IMPROVEMENTS |  | 2350 | 1 | Lake Palestine connection (integrated pipeline with TRWD) | 36 | DALLAS | C | BOTH | MUNICIPAL | 151 | CITY |  | Y | 2020 | 2020 | 0 | 86392720 | 86392720 | 86392720 | 21884000 | 21884000 | 887954000 | 30 | 1657 | MANUFACTURING, DALLAS | C | WUG | MANUFACTURING | 1001 | N/A | C | 57 | DALLAS | 0 | 3443 | 3945 | 3176 | 3933 | 3558 | N
335 | LAKE PALESTINE CONNECTION (INTEGRATED PIPELINE WITH TRWD) | Lake Palestine connection (integrated pipeline with TRWD) | C | 5 | EXISTING SOURCE OR EXPANDED USE OF AN EXISTING SOURCE (SURFACE WATER OR GROUNDWATER) | 5 | OTHER SURFACE WATER | 2 | PIPELINE |  | 1252 | 622 | PALESTINE LAKE/RESERVOIR | I | 999 | RESERVOIR | 6 | NECHES | 0 | SURFACE WATER | 1 | NO WATER QUALITY IMPROVEMENTS |  | 2350 | 1 | Lake Palestine connection (integrated pipeline with TRWD) | 36 | DALLAS | C | BOTH | MUNICIPAL | 151 | CITY |  | Y | 2020 | 2020 | 0 | 86392720 | 86392720 | 86392720 | 21884000 | 21884000 | 887954000 | 30 | 1660 | MANUFACTURING, DENTON | C | WUG | MANUFACTURING | 1001 | N/A | C | 61 | DENTON | 0 | 62 | 73 | 61 | 79 | 78 | N
335 | LAKE PALESTINE CONNECTION (INTEGRATED PIPELINE WITH TRWD) | Lake Palestine connection (integrated pipeline with TRWD) | C | 5 | EXISTING SOURCE OR EXPANDED USE OF AN EXISTING SOURCE (SURFACE WATER OR GROUNDWATER) | 5 | OTHER SURFACE WATER | 2 | PIPELINE |  | 1252 | 622 | PALESTINE LAKE/RESERVOIR | I | 999 | RESERVOIR | 6 | NECHES | 0 | SURFACE WATER | 1 | NO WATER QUALITY IMPROVEMENTS |  | 2350 | 1 | Lake Palestine connection (integrated pipeline with TRWD) | 36 | DALLAS | C | BOTH | MUNICIPAL | 151 | CITY |  | Y | 2020 | 2020 | 0 | 86392720 | 86392720 | 86392720 | 21884000 | 21884000 | 887954000 | 30 | 1893 | MINING, DALLAS | C | WUG | MINING | 1003 | N/A | C | 57 | DALLAS | 0 | 38 | 43 | 32 | 38 | 33 | N
335 | LAKE PALESTINE CONNECTION (INTEGRATED PIPELINE WITH TRWD) | Lake Palestine connection (integrated pipeline with TRWD) | C | 5 | EXISTING SOURCE OR EXPANDED USE OF AN EXISTING SOURCE (SURFACE WATER OR GROUNDWATER) | 5 | OTHER SURFACE WATER | 2 | PIPELINE |  | 1252 | 622 | PALESTINE LAKE/RESERVOIR | I | 999 | RESERVOIR | 6 | NECHES | 0 | SURFACE WATER | 1 | NO WATER QUALITY IMPROVEMENTS |  | 2350 | 1 | Lake Palestine connection (integrated pipeline with TRWD) | 36 | DALLAS | C | BOTH | MUNICIPAL | 151 | CITY |  | Y | 2020 | 2020 | 0 | 86392720 | 86392720 | 86392720 | 21884000 | 21884000 | 887954000 | 30 | 2147 | OAK LEAF | C | WUG | MUNICIPAL | 929 | CITY | C | 70 | ELLIS | 0 | 32 | 40 | 36 | 48 | 50 | N
335 | LAKE PALESTINE CONNECTION (INTEGRATED PIPELINE WITH TRWD) | Lake Palestine connection (integrated pipeline with TRWD) | C | 5 | EXISTING SOURCE OR EXPANDED USE OF AN EXISTING SOURCE (SURFACE WATER OR GROUNDWATER) | 5 | OTHER SURFACE WATER | 2 | PIPELINE |  | 1252 | 622 | PALESTINE LAKE/RESERVOIR | I | 999 | RESERVOIR | 6 | NECHES | 0 | SURFACE WATER | 1 | NO WATER QUALITY IMPROVEMENTS |  | 2350 | 1 | Lake Palestine connection (integrated pipeline with TRWD) | 36 | DALLAS | C | BOTH | MUNICIPAL | 151 | CITY |  | Y | 2020 | 2020 | 0 | 86392720 | 86392720 | 86392720 | 21884000 | 21884000 | 887954000 | 30 | 2165 | OVILLA | C | WUG | MUNICIPAL | 729 | CITY | C | 57 | DALLAS | 0 | 15 | 23 | 30 | 47 | 65 | N
335 | LAKE PALESTINE CONNECTION (INTEGRATED PIPELINE WITH TRWD) | Lake Palestine connection (integrated pipeline with TRWD) | C | 5 | EXISTING SOURCE OR EXPANDED USE OF AN EXISTING SOURCE (SURFACE WATER OR GROUNDWATER) | 5 | OTHER SURFACE WATER | 2 | PIPELINE |  | 1252 | 622 | PALESTINE LAKE/RESERVOIR | I | 999 | RESERVOIR | 6 | NECHES | 0 | SURFACE WATER | 1 | NO WATER QUALITY IMPROVEMENTS |  | 2350 | 1 | Lake Palestine connection (integrated pipeline with TRWD) | 36 | DALLAS | C | BOTH | MUNICIPAL | 151 | CITY |  | Y | 2020 | 2020 | 0 | 86392720 | 86392720 | 86392720 | 21884000 | 21884000 | 887954000 | 30 | 2165 | OVILLA | C | WUG | MUNICIPAL | 729 | CITY | C | 70 | ELLIS | 0 | 188 | 252 | 239 | 270 | 247 | N
335 | LAKE PALESTINE CONNECTION (INTEGRATED PIPELINE WITH TRWD) | Lake Palestine connection (integrated pipeline with TRWD) | C | 5 | EXISTING SOURCE OR EXPANDED USE OF AN EXISTING SOURCE (SURFACE WATER OR GROUNDWATER) | 5 | OTHER SURFACE WATER | 2 | PIPELINE |  | 1252 | 622 | PALESTINE LAKE/RESERVOIR | I | 999 | RESERVOIR | 6 | NECHES | 0 | SURFACE WATER | 1 | NO WATER QUALITY IMPROVEMENTS |  | 2350 | 1 | Lake Palestine connection (integrated pipeline with TRWD) | 36 | DALLAS | C | BOTH | MUNICIPAL | 151 | CITY |  | Y | 2020 | 2020 | 0 | 86392720 | 86392720 | 86392720 | 21884000 | 21884000 | 887954000 | 30 | 2255 | RED OAK | C | WUG | MUNICIPAL | 737 | CITY | C | 70 | ELLIS | 0 | 326 | 467 | 410 | 511 | 497 | N
335 | LAKE PALESTINE CONNECTION (INTEGRATED PIPELINE WITH TRWD) | Lake Palestine connection (integrated pipeline with TRWD) | C | 5 | EXISTING SOURCE OR EXPANDED USE OF AN EXISTING SOURCE (SURFACE WATER OR GROUNDWATER) | 5 | OTHER SURFACE WATER | 2 | PIPELINE |  | 1252 | 622 | PALESTINE LAKE/RESERVOIR | I | 999 | RESERVOIR | 6 | NECHES | 0 | SURFACE WATER | 1 | NO WATER QUALITY IMPROVEMENTS |  | 2350 | 1 | Lake Palestine connection (integrated pipeline with TRWD) | 36 | DALLAS | C | BOTH | MUNICIPAL | 151 | CITY |  | Y | 2020 | 2020 | 0 | 86392720 | 86392720 | 86392720 | 21884000 | 21884000 | 887954000 | 30 | 130 | SEAGOVILLE | C | BOTH | MUNICIPAL | 547 | CITY | C | 57 | DALLAS | 0 | 283 | 368 | 323 | 424 | 412 | N
335 | LAKE PALESTINE CONNECTION (INTEGRATED PIPELINE WITH TRWD) | Lake Palestine connection (integrated pipeline with TRWD) | C | 5 | EXISTING SOURCE OR EXPANDED USE OF AN EXISTING SOURCE (SURFACE WATER OR GROUNDWATER) | 5 | OTHER SURFACE WATER | 2 | PIPELINE |  | 1252 | 622 | PALESTINE LAKE/RESERVOIR | I | 999 | RESERVOIR | 6 | NECHES | 0 | SURFACE WATER | 1 | NO WATER QUALITY IMPROVEMENTS |  | 2350 | 1 | Lake Palestine connection (integrated pipeline with TRWD) | 36 | DALLAS | C | BOTH | MUNICIPAL | 151 | CITY |  | Y | 2030 | 2030 | 0 | 86392720 | 86392720 | 86392720 | 21884000 | 21884000 | 887954000 | 30 | 130 | SEAGOVILLE | C | BOTH | MUNICIPAL | 547 | CITY | C | 129 | KAUFMAN | 0 | 0 | 1 | 1 | 1 | 1 | N
335 | LAKE PALESTINE CONNECTION (INTEGRATED PIPELINE WITH TRWD) | Lake Palestine connection (integrated pipeline with TRWD) | C | 5 | EXISTING SOURCE OR EXPANDED USE OF AN EXISTING SOURCE (SURFACE WATER OR GROUNDWATER) | 5 | OTHER SURFACE WATER | 2 | PIPELINE |  | 1252 | 622 | PALESTINE LAKE/RESERVOIR | I | 999 | RESERVOIR | 6 | NECHES | 0 | SURFACE WATER | 1 | NO WATER QUALITY IMPROVEMENTS |  | 2350 | 1 | Lake Palestine connection (integrated pipeline with TRWD) | 36 | DALLAS | C | BOTH | MUNICIPAL | 151 | CITY |  | Y | 2020 | 2020 | 0 | 86392720 | 86392720 | 86392720 | 21884000 | 21884000 | 887954000 | 30 | 2518 | THE COLONY | C | WUG | MUNICIPAL | 752 | CITY | C | 61 | DENTON | 0 | 745 | 904 | 711 | 855 | 784 | N
335 | LAKE PALESTINE CONNECTION (INTEGRATED PIPELINE WITH TRWD) | Lake Palestine connection (integrated pipeline with TRWD) | C | 5 | EXISTING SOURCE OR EXPANDED USE OF AN EXISTING SOURCE (SURFACE WATER OR GROUNDWATER) | 5 | OTHER SURFACE WATER | 2 | PIPELINE |  | 1252 | 622 | PALESTINE LAKE/RESERVOIR | I | 999 | RESERVOIR | 6 | NECHES | 0 | SURFACE WATER | 1 | NO WATER QUALITY IMPROVEMENTS |  | 2350 | 1 | Lake Palestine connection (integrated pipeline with TRWD) | 36 | DALLAS | C | BOTH | MUNICIPAL | 151 | CITY |  | Y | 2020 | 2020 | 0 | 86392720 | 86392720 | 86392720 | 21884000 | 21884000 | 887954000 | 30 | 2627 | WILMER | C | WUG | MUNICIPAL | 657 | CITY | C | 57 | DALLAS | 0 | 15 | 25 | 43 | 130 | 208 | N
834 | LAKE PALESTINE INFRASTRUCTURE | Lake Palestine infrastructure | I | 5 | EXISTING SOURCE OR EXPANDED USE OF AN EXISTING SOURCE (SURFACE WATER OR GROUNDWATER) | 5 | OTHER SURFACE WATER | 4 | PIPELINE AND WATER TREATMENT PLANT |  | 2310 | 622 | PALESTINE LAKE/RESERVOIR | I | 999 | RESERVOIR | 6 | NECHES | 0 | SURFACE WATER | 1 | NO WATER QUALITY IMPROVEMENTS |  | 7050 | 1 | Lake Palestine infrastructure | 144 | TYLER | I | BOTH | MUNICIPAL | 613 | CITY |  | N | 2030 | 2030 | 0 | 0 | 13957000 | 13957000 | 7035000 | 7035000 | 79389250 | 20 | 144 | TYLER | I | BOTH | MUNICIPAL | 613 | CITY | I | 212 | SMITH | 0 | 0 | 16815 | 16815 | 16815 | 16815 | N
333 | LAKE RALPH HALL | Lake Ralph Hall | C | 6 | NEW SURFACE WATER OR NEW GROUNDWATER SOURCE | 4 | NEW MAJOR RESERVOIR | 6 | OTHER INFRASTRUCTURE |  | 1382 | 4163 | RALPH HALL LAKE/RESERVOIR | C | 999 | RESERVOIR | 3 | SULPHUR | 0 | SURFACE WATER | 1 | NO WATER QUALITY IMPROVEMENTS |  | 4987 | 1 | Lake Ralph Hall | 150 | UPPER TRINITY REGIONAL WD | C | WWP | WWP | N/A | N/A |  | Y | 2020 | 2020 | 0 | 24754000 | 24754000 | 24754000 | 3947000 | 3947000 | 286401000 | 30 | 199 | ARGYLE WSC | C | BOTH | MUNICIPAL | 4007 | UTILITY | C | 61 | DENTON | 0 | 861 | 1193 | 1308 | 1284 | 1178 | N
333 | LAKE RALPH HALL | Lake Ralph Hall | C | 6 | NEW SURFACE WATER OR NEW GROUNDWATER SOURCE | 4 | NEW MAJOR RESERVOIR | 6 | OTHER INFRASTRUCTURE |  | 1382 | 4163 | RALPH HALL LAKE/RESERVOIR | C | 999 | RESERVOIR | 3 | SULPHUR | 0 | SURFACE WATER | 1 | NO WATER QUALITY IMPROVEMENTS |  | 4987 | 1 | Lake Ralph Hall | 150 | UPPER TRINITY REGIONAL WD | C | WWP | WWP | N/A | N/A |  | Y | 2020 | 2020 | 0 | 24754000 | 24754000 | 24754000 | 3947000 | 3947000 | 286401000 | 30 | 207 | AUBREY | C | WUG | MUNICIPAL | 758 | CITY | C | 61 | DENTON | 0 | 128 | 272 | 391 | 490 | 569 | N
333 | LAKE RALPH HALL | Lake Ralph Hall | C | 6 | NEW SURFACE WATER OR NEW GROUNDWATER SOURCE | 4 | NEW MAJOR RESERVOIR | 6 | OTHER INFRASTRUCTURE |  | 1382 | 4163 | RALPH HALL LAKE/RESERVOIR | C | 999 | RESERVOIR | 3 | SULPHUR | 0 | SURFACE WATER | 1 | NO WATER QUALITY IMPROVEMENTS |  | 4987 | 1 | Lake Ralph Hall | 150 | UPPER TRINITY REGIONAL WD | C | WWP | WWP | N/A | N/A |  | Y | 2020 | 2020 | 0 | 24754000 | 24754000 | 24754000 | 3947000 | 3947000 | 286401000 | 30 | 223 | BARTONVILLE WSC | C | BOTH | MUNICIPAL | 4010 | UTILITY | C | 61 | DENTON | 0 | 479 | 537 | 570 | 534 | 469 | N
333 | LAKE RALPH HALL | Lake Ralph Hall | C | 6 | NEW SURFACE WATER OR NEW GROUNDWATER SOURCE | 4 | NEW MAJOR RESERVOIR | 6 | OTHER INFRASTRUCTURE |  | 1382 | 4163 | RALPH HALL LAKE/RESERVOIR | C | 999 | RESERVOIR | 3 | SULPHUR | 0 | SURFACE WATER | 1 | NO WATER QUALITY IMPROVEMENTS |  | 4987 | 1 | Lake Ralph Hall | 150 | UPPER TRINITY REGIONAL WD | C | WWP | WWP | N/A | N/A |  | Y | 2020 | 2020 | 0 | 24754000 | 24754000 | 24754000 | 3947000 | 3947000 | 286401000 | 30 | 271 | BOLIVAR WSC | C | BOTH | MUNICIPAL | 4028 | UTILITY | C | 49 | COOKE | 0 | 62 | 87 | 87 | 74 | 62 | N
333 | LAKE RALPH HALL | Lake Ralph Hall | C | 6 | NEW SURFACE WATER OR NEW GROUNDWATER SOURCE | 4 | NEW MAJOR RESERVOIR | 6 | OTHER INFRASTRUCTURE |  | 1382 | 4163 | RALPH HALL LAKE/RESERVOIR | C | 999 | RESERVOIR | 3 | SULPHUR | 0 | SURFACE WATER | 1 | NO WATER QUALITY IMPROVEMENTS |  | 4987 | 1 | Lake Ralph Hall | 150 | UPPER TRINITY REGIONAL WD | C | WWP | WWP | N/A | N/A |  | Y | 2020 | 2020 | 0 | 24754000 | 24754000 | 24754000 | 3947000 | 3947000 | 286401000 | 30 | 271 | BOLIVAR WSC | C | BOTH | MUNICIPAL | 4028 | UTILITY | C | 61 | DENTON | 0 | 328 | 910 | 1900 | 2631 | 2897 | N
333 | LAKE RALPH HALL | Lake Ralph Hall | C | 6 | NEW SURFACE WATER OR NEW GROUNDWATER SOURCE | 4 | NEW MAJOR RESERVOIR | 6 | OTHER INFRASTRUCTURE |  | 1382 | 4163 | RALPH HALL LAKE/RESERVOIR | C | 999 | RESERVOIR | 3 | SULPHUR | 0 | SURFACE WATER | 1 | NO WATER QUALITY IMPROVEMENTS |  | 4987 | 1 | Lake Ralph Hall | 150 | UPPER TRINITY REGIONAL WD | C | WWP | WWP | N/A | N/A |  | Y | 2020 | 2020 | 0 | 24754000 | 24754000 | 24754000 | 3947000 | 3947000 | 286401000 | 30 | 271 | BOLIVAR WSC | C | BOTH | MUNICIPAL | 4028 | UTILITY | C | 249 | WISE | 0 | 63 | 98 | 135 | 161 | 188 | N
333 | LAKE RALPH HALL | Lake Ralph Hall | C | 6 | NEW SURFACE WATER OR NEW GROUNDWATER SOURCE | 4 | NEW MAJOR RESERVOIR | 6 | OTHER INFRASTRUCTURE |  | 1382 | 4163 | RALPH HALL LAKE/RESERVOIR | C | 999 | RESERVOIR | 3 | SULPHUR | 0 | SURFACE WATER | 1 | NO WATER QUALITY IMPROVEMENTS |  | 4987 | 1 | Lake Ralph Hall | 150 | UPPER TRINITY REGIONAL WD | C | WWP | WWP | N/A | N/A |  | Y | 2020 | 2020 | 0 | 24754000 | 24754000 | 24754000 | 3947000 | 3947000 | 286401000 | 30 | 338 | CELINA | C | WUG | MUNICIPAL | 103 | CITY | C | 43 | COLLIN | 0 | 764 | 1386 | 1952 | 306 | 3260 | N
333 | LAKE RALPH HALL | Lake Ralph Hall | C | 6 | NEW SURFACE WATER OR NEW GROUNDWATER SOURCE | 4 | NEW MAJOR RESERVOIR | 6 | OTHER INFRASTRUCTURE |  | 1382 | 4163 | RALPH HALL LAKE/RESERVOIR | C | 999 | RESERVOIR | 3 | SULPHUR | 0 | SURFACE WATER | 1 | NO WATER QUALITY IMPROVEMENTS |  | 4987 | 1 | Lake Ralph Hall | 150 | UPPER TRINITY REGIONAL WD | C | WWP | WWP | N/A | N/A |  | Y | 2020 | 2020 | 0 | 24754000 | 24754000 | 24754000 | 3947000 | 3947000 | 286401000 | 30 | 338 | CELINA | C | WUG | MUNICIPAL | 103 | CITY | C | 61 | DENTON | 0 | 111 | 253 | 481 | 741 | 724 | N
333 | LAKE RALPH HALL | Lake Ralph Hall | C | 6 | NEW SURFACE WATER OR NEW GROUNDWATER SOURCE | 4 | NEW MAJOR RESERVOIR | 6 | OTHER INFRASTRUCTURE |  | 1382 | 4163 | RALPH HALL LAKE/RESERVOIR | C | 999 | RESERVOIR | 3 | SULPHUR | 0 | SURFACE WATER | 1 | NO WATER QUALITY IMPROVEMENTS |  | 4987 | 1 | Lake Ralph Hall | 150 | UPPER TRINITY REGIONAL WD | C | WWP | WWP | N/A | N/A |  | Y | 2020 | 2020 | 0 | 24754000 | 24754000 | 24754000 | 3947000 | 3947000 | 286401000 | 30 | 406 | CORINTH | C | WUG | MUNICIPAL | 691 | CITY | C | 61 | DENTON | 0 | 1303 | 1346 | 1435 | 1353 | 1180 | N
333 | LAKE RALPH HALL | Lake Ralph Hall | C | 6 | NEW SURFACE WATER OR NEW GROUNDWATER SOURCE | 4 | NEW MAJOR RESERVOIR | 6 | OTHER INFRASTRUCTURE |  | 1382 | 4163 | RALPH HALL LAKE/RESERVOIR | C | 999 | RESERVOIR | 3 | SULPHUR | 0 | SURFACE WATER | 1 | NO WATER QUALITY IMPROVEMENTS |  | 4987 | 1 | Lake Ralph Hall | 150 | UPPER TRINITY REGIONAL WD | C | WWP | WWP | N/A | N/A |  | Y | 2020 | 2020 | 0 | 24754000 | 24754000 | 24754000 | 3947000 | 3947000 | 286401000 | 30 | 472 | COUNTY-OTHER, DENTON | C | WUG | MUNICIPAL | 757 | COUNTY-OTHER | C | 61 | DENTON | 0 | 2503 | 3741 | 4610 | 4630 | 3551 | N
333 | LAKE RALPH HALL | Lake Ralph Hall | C | 6 | NEW SURFACE WATER OR NEW GROUNDWATER SOURCE | 4 | NEW MAJOR RESERVOIR | 6 | OTHER INFRASTRUCTURE |  | 1382 | 4163 | RALPH HALL LAKE/RESERVOIR | C | 999 | RESERVOIR | 3 | SULPHUR | 0 | SURFACE WATER | 1 | NO WATER QUALITY IMPROVEMENTS |  | 4987 | 1 | Lake Ralph Hall | 150 | UPPER TRINITY REGIONAL WD | C | WWP | WWP | N/A | N/A |  | Y | 2020 | 2020 | 0 | 24754000 | 24754000 | 24754000 | 3947000 | 3947000 | 286401000 | 30 | 707 | DENTON COUNTY FWSD #1A | C | WUG | MUNICIPAL | 4089 | UTILITY | C | 61 | DENTON | 0 | 275 | 370 | 468 | 505 | 503 | N
333 | LAKE RALPH HALL | Lake Ralph Hall | C | 6 | NEW SURFACE WATER OR NEW GROUNDWATER SOURCE | 4 | NEW MAJOR RESERVOIR | 6 | OTHER INFRASTRUCTURE |  | 1382 | 4163 | RALPH HALL LAKE/RESERVOIR | C | 999 | RESERVOIR | 3 | SULPHUR | 0 | SURFACE WATER | 1 | NO WATER QUALITY IMPROVEMENTS |  | 4987 | 1 | Lake Ralph Hall | 150 | UPPER TRINITY REGIONAL WD | C | WWP | WWP | N/A | N/A |  | Y | 2020 | 2020 | 0 | 24754000 | 24754000 | 24754000 | 3947000 | 3947000 | 286401000 | 30 | 785 | FLOWER MOUND | C | WUG | MUNICIPAL | 204 | CITY | C | 61 | DENTON | 0 | 2996 | 4654 | 4633 | 4077 | 3388 | N
333 | LAKE RALPH HALL | Lake Ralph Hall | C | 6 | NEW SURFACE WATER OR NEW GROUNDWATER SOURCE | 4 | NEW MAJOR RESERVOIR | 6 | OTHER INFRASTRUCTURE |  | 1382 | 4163 | RALPH HALL LAKE/RESERVOIR | C | 999 | RESERVOIR | 3 | SULPHUR | 0 | SURFACE WATER | 1 | NO WATER QUALITY IMPROVEMENTS |  | 4987 | 1 | Lake Ralph Hall | 150 | UPPER TRINITY REGIONAL WD | C | WWP | WWP | N/A | N/A |  | Y | 2020 | 2020 | 0 | 24754000 | 24754000 | 24754000 | 3947000 | 3947000 | 286401000 | 30 | 944 | HIGHLAND VILLAGE | C | WUG | MUNICIPAL | 706 | CITY | C | 61 | DENTON | 0 | 738 | 766 | 777 | 704 | 606 | N
333 | LAKE RALPH HALL | Lake Ralph Hall | C | 6 | NEW SURFACE WATER OR NEW GROUNDWATER SOURCE | 4 | NEW MAJOR RESERVOIR | 6 | OTHER INFRASTRUCTURE |  | 1382 | 4163 | RALPH HALL LAKE/RESERVOIR | C | 999 | RESERVOIR | 3 | SULPHUR | 0 | SURFACE WATER | 1 | NO WATER QUALITY IMPROVEMENTS |  | 4987 | 1 | Lake Ralph Hall | 150 | UPPER TRINITY REGIONAL WD | C | WWP | WWP | N/A | N/A |  | Y | 2020 | 2020 | 0 | 24754000 | 24754000 | 24754000 | 3947000 | 3947000 | 286401000 | 30 | 1246 | JUSTIN | C | WUG | MUNICIPAL | 784 | CITY | C | 61 | DENTON | 0 | 196 | 341 | 582 | 634 | 586 | N
333 | LAKE RALPH HALL | Lake Ralph Hall | C | 6 | NEW SURFACE WATER OR NEW GROUNDWATER SOURCE | 4 | NEW MAJOR RESERVOIR | 6 | OTHER INFRASTRUCTURE |  | 1382 | 4163 | RALPH HALL LAKE/RESERVOIR | C | 999 | RESERVOIR | 3 | SULPHUR | 0 | SURFACE WATER | 1 | NO WATER QUALITY IMPROVEMENTS |  | 4987 | 1 | Lake Ralph Hall | 150 | UPPER TRINITY REGIONAL WD | C | WWP | WWP | N/A | N/A |  | Y | 2020 | 2020 | 0 | 24754000 | 24754000 | 24754000 | 3947000 | 3947000 | 286401000 | 30 | 1275 | KRUM | C | WUG | MUNICIPAL | 785 | CITY | C | 61 | DENTON | 0 | 66 | 89 | 116 | 136 | 144 | N
333 | LAKE RALPH HALL | Lake Ralph Hall | C | 6 | NEW SURFACE WATER OR NEW GROUNDWATER SOURCE | 4 | NEW MAJOR RESERVOIR | 6 | OTHER INFRASTRUCTURE |  | 1382 | 4163 | RALPH HALL LAKE/RESERVOIR | C | 999 | RESERVOIR | 3 | SULPHUR | 0 | SURFACE WATER | 1 | NO WATER QUALITY IMPROVEMENTS |  | 4987 | 1 | Lake Ralph Hall | 150 | UPPER TRINITY REGIONAL WD | C | WWP | WWP | N/A | N/A |  | Y | 2020 | 2020 | 0 | 24754000 | 24754000 | 24754000 | 3947000 | 3947000 | 286401000 | 30 | 1288 | LADONIA | C | WUG | MUNICIPAL | 1034 | CITY | C | 74 | FANNIN | 0 | 210 | 245 | 245 | 242 | 258 | N
333 | LAKE RALPH HALL | Lake Ralph Hall | C | 6 | NEW SURFACE WATER OR NEW GROUNDWATER SOURCE | 4 | NEW MAJOR RESERVOIR | 6 | OTHER INFRASTRUCTURE |  | 1382 | 4163 | RALPH HALL LAKE/RESERVOIR | C | 999 | RESERVOIR | 3 | SULPHUR | 0 | SURFACE WATER | 1 | NO WATER QUALITY IMPROVEMENTS |  | 4987 | 1 | Lake Ralph Hall | 150 | UPPER TRINITY REGIONAL WD | C | WWP | WWP | N/A | N/A |  | Y | 2020 | 2020 | 0 | 24754000 | 24754000 | 24754000 | 3947000 | 3947000 | 286401000 | 30 | 83 | LAKE CITIES MUNICIPAL UTILITY AUTHORITY | C | WWP | WWP | N/A | N/A | C | 61 | DENTON | 0 | 642 | 620 | 528 | 468 | 391 | N
333 | LAKE RALPH HALL | Lake Ralph Hall | C | 6 | NEW SURFACE WATER OR NEW GROUNDWATER SOURCE | 4 | NEW MAJOR RESERVOIR | 6 | OTHER INFRASTRUCTURE |  | 1382 | 4163 | RALPH HALL LAKE/RESERVOIR | C | 999 | RESERVOIR | 3 | SULPHUR | 0 | SURFACE WATER | 1 | NO WATER QUALITY IMPROVEMENTS |  | 4987 | 1 | Lake Ralph Hall | 150 | UPPER TRINITY REGIONAL WD | C | WWP | WWP | N/A | N/A |  | Y | 2020 | 2020 | 0 | 24754000 | 24754000 | 24754000 | 3947000 | 3947000 | 286401000 | 30 | 1323 | LINCOLN PARK | C | WUG | MUNICIPAL | 1018 | CITY | C | 61 | DENTON | 0 | 25 | 31 | 37 | 39 | 39 | N
333 | LAKE RALPH HALL | Lake Ralph Hall | C | 6 | NEW SURFACE WATER OR NEW GROUNDWATER SOURCE | 4 | NEW MAJOR RESERVOIR | 6 | OTHER INFRASTRUCTURE |  | 1382 | 4163 | RALPH HALL LAKE/RESERVOIR | C | 999 | RESERVOIR | 3 | SULPHUR | 0 | SURFACE WATER | 1 | NO WATER QUALITY IMPROVEMENTS |  | 4987 | 1 | Lake Ralph Hall | 150 | UPPER TRINITY REGIONAL WD | C | WWP | WWP | N/A | N/A |  | Y | 2020 | 2020 | 0 | 24754000 | 24754000 | 24754000 | 3947000 | 3947000 | 286401000 | 30 | 1660 | MANUFACTURING, DENTON | C | WUG | MANUFACTURING | 1001 | N/A | C | 61 | DENTON | 0 | 80 | 75 | 72 | 67 | 63 | N
333 | LAKE RALPH HALL | Lake Ralph Hall | C | 6 | NEW SURFACE WATER OR NEW GROUNDWATER SOURCE | 4 | NEW MAJOR RESERVOIR | 6 | OTHER INFRASTRUCTURE |  | 1382 | 4163 | RALPH HALL LAKE/RESERVOIR | C | 999 | RESERVOIR | 3 | SULPHUR | 0 | SURFACE WATER | 1 | NO WATER QUALITY IMPROVEMENTS |  | 4987 | 1 | Lake Ralph Hall | 150 | UPPER TRINITY REGIONAL WD | C | WWP | WWP | N/A | N/A |  | Y | 2020 | 2020 | 0 | 24754000 | 24754000 | 24754000 | 3947000 | 3947000 | 286401000 | 30 | 1895 | MINING, DENTON | C | WUG | MINING | 1003 | N/A | C | 61 | DENTON | 0 | 70 | 70 | 70 | 62 | 52 | N
333 | LAKE RALPH HALL | Lake Ralph Hall | C | 6 | NEW SURFACE WATER OR NEW GROUNDWATER SOURCE | 4 | NEW MAJOR RESERVOIR | 6 | OTHER INFRASTRUCTURE |  | 1382 | 4163 | RALPH HALL LAKE/RESERVOIR | C | 999 | RESERVOIR | 3 | SULPHUR | 0 | SURFACE WATER | 1 | NO WATER QUALITY IMPROVEMENTS |  | 4987 | 1 | Lake Ralph Hall | 150 | UPPER TRINITY REGIONAL WD | C | WWP | WWP | N/A | N/A |  | Y | 2020 | 2020 | 0 | 24754000 | 24754000 | 24754000 | 3947000 | 3947000 | 286401000 | 30 | 101 | MUSTANG SUD | C | BOTH | MUNICIPAL | 4271 | UTILITY | C | 61 | DENTON | 0 | 747 | 1063 | 1582 | 1869 | 1958 | N
333 | LAKE RALPH HALL | Lake Ralph Hall | C | 6 | NEW SURFACE WATER OR NEW GROUNDWATER SOURCE | 4 | NEW MAJOR RESERVOIR | 6 | OTHER INFRASTRUCTURE |  | 1382 | 4163 | RALPH HALL LAKE/RESERVOIR | C | 999 | RESERVOIR | 3 | SULPHUR | 0 | SURFACE WATER | 1 | NO WATER QUALITY IMPROVEMENTS |  | 4987 | 1 | Lake Ralph Hall | 150 | UPPER TRINITY REGIONAL WD | C | WWP | WWP | N/A | N/A |  | Y | 2020 | 2020 | 0 | 24754000 | 24754000 | 24754000 | 3947000 | 3947000 | 286401000 | 30 | 2140 | NORTHLAKE | C | WUG | MUNICIPAL | 1020 | CITY | C | 61 | DENTON | 0 | 102 | 115 | 219 | 285 | 284 | N
333 | LAKE RALPH HALL | Lake Ralph Hall | C | 6 | NEW SURFACE WATER OR NEW GROUNDWATER SOURCE | 4 | NEW MAJOR RESERVOIR | 6 | OTHER INFRASTRUCTURE |  | 1382 | 4163 | RALPH HALL LAKE/RESERVOIR | C | 999 | RESERVOIR | 3 | SULPHUR | 0 | SURFACE WATER | 1 | NO WATER QUALITY IMPROVEMENTS |  | 4987 | 1 | Lake Ralph Hall | 150 | UPPER TRINITY REGIONAL WD | C | WWP | WWP | N/A | N/A |  | Y | 2020 | 2020 | 0 | 24754000 | 24754000 | 24754000 | 3947000 | 3947000 | 286401000 | 30 | 2198 | PILOT POINT | C | WUG | MUNICIPAL | 465 | CITY | C | 61 | DENTON | 0 | 94 | 358 | 429 | 418 | 390 | N
333 | LAKE RALPH HALL | Lake Ralph Hall | C | 6 | NEW SURFACE WATER OR NEW GROUNDWATER SOURCE | 4 | NEW MAJOR RESERVOIR | 6 | OTHER INFRASTRUCTURE |  | 1382 | 4163 | RALPH HALL LAKE/RESERVOIR | C | 999 | RESERVOIR | 3 | SULPHUR | 0 | SURFACE WATER | 1 | NO WATER QUALITY IMPROVEMENTS |  | 4987 | 1 | Lake Ralph Hall | 150 | UPPER TRINITY REGIONAL WD | C | WWP | WWP | N/A | N/A |  | Y | 2020 | 2020 | 0 | 24754000 | 24754000 | 24754000 | 3947000 | 3947000 | 286401000 | 30 | 2219 | PONDER | C | WUG | MUNICIPAL | 1021 | CITY | C | 61 | DENTON | 0 | 232 | 498 | 796 | 789 | 666 | N
333 | LAKE RALPH HALL | Lake Ralph Hall | C | 6 | NEW SURFACE WATER OR NEW GROUNDWATER SOURCE | 4 | NEW MAJOR RESERVOIR | 6 | OTHER INFRASTRUCTURE |  | 1382 | 4163 | RALPH HALL LAKE/RESERVOIR | C | 999 | RESERVOIR | 3 | SULPHUR | 0 | SURFACE WATER | 1 | NO WATER QUALITY IMPROVEMENTS |  | 4987 | 1 | Lake Ralph Hall | 150 | UPPER TRINITY REGIONAL WD | C | WWP | WWP | N/A | N/A |  | Y | 2020 | 2020 | 0 | 24754000 | 24754000 | 24754000 | 3947000 | 3947000 | 286401000 | 30 | 2239 | PROSPER | C | WUG | MUNICIPAL | 799 | CITY | C | 43 | COLLIN | 0 | 311 | 545 | 786 | 877 | 786 | N
333 | LAKE RALPH HALL | Lake Ralph Hall | C | 6 | NEW SURFACE WATER OR NEW GROUNDWATER SOURCE | 4 | NEW MAJOR RESERVOIR | 6 | OTHER INFRASTRUCTURE |  | 1382 | 4163 | RALPH HALL LAKE/RESERVOIR | C | 999 | RESERVOIR | 3 | SULPHUR | 0 | SURFACE WATER | 1 | NO WATER QUALITY IMPROVEMENTS |  | 4987 | 1 | Lake Ralph Hall | 150 | UPPER TRINITY REGIONAL WD | C | WWP | WWP | N/A | N/A |  | Y | 2020 | 2020 | 0 | 24754000 | 24754000 | 24754000 | 3947000 | 3947000 | 286401000 | 30 | 2239 | PROSPER | C | WUG | MUNICIPAL | 799 | CITY | C | 61 | DENTON | 0 | 208 | 363 | 569 | 429 | 393 | N
333 | LAKE RALPH HALL | Lake Ralph Hall | C | 6 | NEW SURFACE WATER OR NEW GROUNDWATER SOURCE | 4 | NEW MAJOR RESERVOIR | 6 | OTHER INFRASTRUCTURE |  | 1382 | 4163 | RALPH HALL LAKE/RESERVOIR | C | 999 | RESERVOIR | 3 | SULPHUR | 0 | SURFACE WATER | 1 | NO WATER QUALITY IMPROVEMENTS |  | 4987 | 1 | Lake Ralph Hall | 150 | UPPER TRINITY REGIONAL WD | C | WWP | WWP | N/A | N/A |  | Y | 2020 | 2020 | 0 | 24754000 | 24754000 | 24754000 | 3947000 | 3947000 | 286401000 | 30 | 150 | UPPER TRINITY REGIONAL WD - FUTURE CUSTOMER/SURPLUS SUPPLY | C | WWP | MUNICIPAL | N/A | N/A | C | 61 | DENTON | 0 | 20456 | 14024 | 9272 | 10245 | 9465 | N
943 | LAKE RALPH HALL - INDIRECT REUSE | Lake Ralph Hall - indirect reuse | C | 8 | REUSE | 7 | REUSE | 1 | NO INFRASTRUCTURE |  | 2558 | 4069 | INDIRECT REUSE | C | 61 | DENTON | 8 | TRINITY | 2 | REUSE | 1 | NO WATER QUALITY IMPROVEMENTS |  | 4761 | 1 | Lake Ralph Hall - Indirect Reuse | 150 | UPPER TRINITY REGIONAL WD | C | WWP | WWP | N/A | N/A |  | N | 2010 | 2020 | 0 | 0 | 0 | 0 | 0 | 0 | 0 | 0 | 199 | ARGYLE WSC | C | BOTH | MUNICIPAL | 4007 | UTILITY | C | 61 | DENTON | 0 | 154 | 428 | 704 | 691 | 634 | N
943 | LAKE RALPH HALL - INDIRECT REUSE | Lake Ralph Hall - indirect reuse | C | 8 | REUSE | 7 | REUSE | 1 | NO INFRASTRUCTURE |  | 2558 | 4069 | INDIRECT REUSE | C | 61 | DENTON | 8 | TRINITY | 2 | REUSE | 1 | NO WATER QUALITY IMPROVEMENTS |  | 4761 | 1 | Lake Ralph Hall - Indirect Reuse | 150 | UPPER TRINITY REGIONAL WD | C | WWP | WWP | N/A | N/A |  | N | 2010 | 2020 | 0 | 0 | 0 | 0 | 0 | 0 | 0 | 0 | 207 | AUBREY | C | WUG | MUNICIPAL | 758 | CITY | C | 61 | DENTON | 0 | 23 | 98 | 210 | 264 | 306 | N
943 | LAKE RALPH HALL - INDIRECT REUSE | Lake Ralph Hall - indirect reuse | C | 8 | REUSE | 7 | REUSE | 1 | NO INFRASTRUCTURE |  | 2558 | 4069 | INDIRECT REUSE | C | 61 | DENTON | 8 | TRINITY | 2 | REUSE | 1 | NO WATER QUALITY IMPROVEMENTS |  | 4761 | 1 | Lake Ralph Hall - Indirect Reuse | 150 | UPPER TRINITY REGIONAL WD | C | WWP | WWP | N/A | N/A |  | N | 2010 | 2020 | 0 | 0 | 0 | 0 | 0 | 0 | 0 | 0 | 223 | BARTONVILLE WSC | C | BOTH | MUNICIPAL | 4010 | UTILITY | C | 61 | DENTON | 0 | 86 | 193 | 307 | 288 | 252 | N
943 | LAKE RALPH HALL - INDIRECT REUSE | Lake Ralph Hall - indirect reuse | C | 8 | REUSE | 7 | REUSE | 1 | NO INFRASTRUCTURE |  | 2558 | 4069 | INDIRECT REUSE | C | 61 | DENTON | 8 | TRINITY | 2 | REUSE | 1 | NO WATER QUALITY IMPROVEMENTS |  | 4761 | 1 | Lake Ralph Hall - Indirect Reuse | 150 | UPPER TRINITY REGIONAL WD | C | WWP | WWP | N/A | N/A |  | N | 2010 | 2020 | 0 | 0 | 0 | 0 | 0 | 0 | 0 | 0 | 271 | BOLIVAR WSC | C | BOTH | MUNICIPAL | 4028 | UTILITY | C | 49 | COOKE | 0 | 11 | 31 | 47 | 40 | 34 | N
943 | LAKE RALPH HALL - INDIRECT REUSE | Lake Ralph Hall - indirect reuse | C | 8 | REUSE | 7 | REUSE | 1 | NO INFRASTRUCTURE |  | 2558 | 4069 | INDIRECT REUSE | C | 61 | DENTON | 8 | TRINITY | 2 | REUSE | 1 | NO WATER QUALITY IMPROVEMENTS |  | 4761 | 1 | Lake Ralph Hall - Indirect Reuse | 150 | UPPER TRINITY REGIONAL WD | C | WWP | WWP | N/A | N/A |  | N | 2010 | 2020 | 0 | 0 | 0 | 0 | 0 | 0 | 0 | 0 | 271 | BOLIVAR WSC | C | BOTH | MUNICIPAL | 4028 | UTILITY | C | 61 | DENTON | 0 | 59 | 326 | 1023 | 1416 | 1560 | N
943 | LAKE RALPH HALL - INDIRECT REUSE | Lake Ralph Hall - indirect reuse | C | 8 | REUSE | 7 | REUSE | 1 | NO INFRASTRUCTURE |  | 2558 | 4069 | INDIRECT REUSE | C | 61 | DENTON | 8 | TRINITY | 2 | REUSE | 1 | NO WATER QUALITY IMPROVEMENTS |  | 4761 | 1 | Lake Ralph Hall - Indirect Reuse | 150 | UPPER TRINITY REGIONAL WD | C | WWP | WWP | N/A | N/A |  | N | 2010 | 2020 | 0 | 0 | 0 | 0 | 0 | 0 | 0 | 0 | 271 | BOLIVAR WSC | C | BOTH | MUNICIPAL | 4028 | UTILITY | C | 249 | WISE | 0 | 11 | 35 | 73 | 87 | 102 | N
943 | LAKE RALPH HALL - INDIRECT REUSE | Lake Ralph Hall - indirect reuse | C | 8 | REUSE | 7 | REUSE | 1 | NO INFRASTRUCTURE |  | 2558 | 4069 | INDIRECT REUSE | C | 61 | DENTON | 8 | TRINITY | 2 | REUSE | 1 | NO WATER QUALITY IMPROVEMENTS |  | 4761 | 1 | Lake Ralph Hall - Indirect Reuse | 150 | UPPER TRINITY REGIONAL WD | C | WWP | WWP | N/A | N/A |  | N | 2010 | 2020 | 0 | 0 | 0 | 0 | 0 | 0 | 0 | 0 | 338 | CELINA | C | WUG | MUNICIPAL | 103 | CITY | C | 43 | COLLIN | 0 | 165 | 753 | 2144 | 2957 | 2844 | N
943 | LAKE RALPH HALL - INDIRECT REUSE | Lake Ralph Hall - indirect reuse | C | 8 | REUSE | 7 | REUSE | 1 | NO INFRASTRUCTURE |  | 2558 | 4069 | INDIRECT REUSE | C | 61 | DENTON | 8 | TRINITY | 2 | REUSE | 1 | NO WATER QUALITY IMPROVEMENTS |  | 4761 | 1 | Lake Ralph Hall - Indirect Reuse | 150 | UPPER TRINITY REGIONAL WD | C | WWP | WWP | N/A | N/A |  | N | 2010 | 2020 | 0 | 0 | 0 | 0 | 0 | 0 | 0 | 0 | 338 | CELINA | C | WUG | MUNICIPAL | 103 | CITY | C | 61 | DENTON | 0 | 20 | 91 | 259 | 399 | 390 | N
943 | LAKE RALPH HALL - INDIRECT REUSE | Lake Ralph Hall - indirect reuse | C | 8 | REUSE | 7 | REUSE | 1 | NO INFRASTRUCTURE |  | 2558 | 4069 | INDIRECT REUSE | C | 61 | DENTON | 8 | TRINITY | 2 | REUSE | 1 | NO WATER QUALITY IMPROVEMENTS |  | 4761 | 1 | Lake Ralph Hall - Indirect Reuse | 150 | UPPER TRINITY REGIONAL WD | C | WWP | WWP | N/A | N/A |  | N | 2010 | 2020 | 0 | 0 | 0 | 0 | 0 | 0 | 0 | 0 | 406 | CORINTH | C | WUG | MUNICIPAL | 691 | CITY | C | 61 | DENTON | 0 | 225 | 483 | 772 | 728 | 636 | N
943 | LAKE RALPH HALL - INDIRECT REUSE | Lake Ralph Hall - indirect reuse | C | 8 | REUSE | 7 | REUSE | 1 | NO INFRASTRUCTURE |  | 2558 | 4069 | INDIRECT REUSE | C | 61 | DENTON | 8 | TRINITY | 2 | REUSE | 1 | NO WATER QUALITY IMPROVEMENTS |  | 4761 | 1 | Lake Ralph Hall - Indirect Reuse | 150 | UPPER TRINITY REGIONAL WD | C | WWP | WWP | N/A | N/A |  | N | 2010 | 2020 | 0 | 0 | 0 | 0 | 0 | 0 | 0 | 0 | 472 | COUNTY-OTHER, DENTON | C | WUG | MUNICIPAL | 757 | COUNTY-OTHER | C | 61 | DENTON | 0 | 387 | 938 | 1643 | 1667 | 1576 | N
943 | LAKE RALPH HALL - INDIRECT REUSE | Lake Ralph Hall - indirect reuse | C | 8 | REUSE | 7 | REUSE | 1 | NO INFRASTRUCTURE |  | 2558 | 4069 | INDIRECT REUSE | C | 61 | DENTON | 8 | TRINITY | 2 | REUSE | 1 | NO WATER QUALITY IMPROVEMENTS |  | 4761 | 1 | Lake Ralph Hall - Indirect Reuse | 150 | UPPER TRINITY REGIONAL WD | C | WWP | WWP | N/A | N/A |  | N | 2010 | 2020 | 0 | 0 | 0 | 0 | 0 | 0 | 0 | 0 | 707 | DENTON COUNTY FWSD #1A | C | WUG | MUNICIPAL | 4089 | UTILITY | C | 61 | DENTON | 0 | 44 | 122 | 231 | 247 | 243 | N
943 | LAKE RALPH HALL - INDIRECT REUSE | Lake Ralph Hall - indirect reuse | C | 8 | REUSE | 7 | REUSE | 1 | NO INFRASTRUCTURE |  | 2558 | 4069 | INDIRECT REUSE | C | 61 | DENTON | 8 | TRINITY | 2 | REUSE | 1 | NO WATER QUALITY IMPROVEMENTS |  | 4761 | 1 | Lake Ralph Hall - Indirect Reuse | 150 | UPPER TRINITY REGIONAL WD | C | WWP | WWP | N/A | N/A |  | N | 2010 | 2020 | 0 | 0 | 0 | 0 | 0 | 0 | 0 | 0 | 785 | FLOWER MOUND | C | WUG | MUNICIPAL | 204 | CITY | C | 61 | DENTON | 0 | 537 | 1671 | 2493 | 2195 | 1824 | N
943 | LAKE RALPH HALL - INDIRECT REUSE | Lake Ralph Hall - indirect reuse | C | 8 | REUSE | 7 | REUSE | 1 | NO INFRASTRUCTURE |  | 2558 | 4069 | INDIRECT REUSE | C | 61 | DENTON | 8 | TRINITY | 2 | REUSE | 1 | NO WATER QUALITY IMPROVEMENTS |  | 4761 | 1 | Lake Ralph Hall - Indirect Reuse | 150 | UPPER TRINITY REGIONAL WD | C | WWP | WWP | N/A | N/A |  | N | 2010 | 2020 | 0 | 0 | 0 | 0 | 0 | 0 | 0 | 0 | 944 | HIGHLAND VILLAGE | C | WUG | MUNICIPAL | 706 | CITY | C | 61 | DENTON | 0 | 132 | 275 | 418 | 379 | 326 | N
943 | LAKE RALPH HALL - INDIRECT REUSE | Lake Ralph Hall - indirect reuse | C | 8 | REUSE | 7 | REUSE | 1 | NO INFRASTRUCTURE |  | 2558 | 4069 | INDIRECT REUSE | C | 61 | DENTON | 8 | TRINITY | 2 | REUSE | 1 | NO WATER QUALITY IMPROVEMENTS |  | 4761 | 1 | Lake Ralph Hall - Indirect Reuse | 150 | UPPER TRINITY REGIONAL WD | C | WWP | WWP | N/A | N/A |  | N | 2010 | 2020 | 0 | 0 | 0 | 0 | 0 | 0 | 0 | 0 | 1246 | JUSTIN | C | WUG | MUNICIPAL | 784 | CITY | C | 61 | DENTON | 0 | 35 | 123 | 313 | 342 | 316 | N
943 | LAKE RALPH HALL - INDIRECT REUSE | Lake Ralph Hall - indirect reuse | C | 8 | REUSE | 7 | REUSE | 1 | NO INFRASTRUCTURE |  | 2558 | 4069 | INDIRECT REUSE | C | 61 | DENTON | 8 | TRINITY | 2 | REUSE | 1 | NO WATER QUALITY IMPROVEMENTS |  | 4761 | 1 | Lake Ralph Hall - Indirect Reuse | 150 | UPPER TRINITY REGIONAL WD | C | WWP | WWP | N/A | N/A |  | N | 2010 | 2020 | 0 | 0 | 0 | 0 | 0 | 0 | 0 | 0 | 1275 | KRUM | C | WUG | MUNICIPAL | 785 | CITY | C | 61 | DENTON | 0 | 12 | 32 | 63 | 73 | 78 | N
943 | LAKE RALPH HALL - INDIRECT REUSE | Lake Ralph Hall - indirect reuse | C | 8 | REUSE | 7 | REUSE | 1 | NO INFRASTRUCTURE |  | 2558 | 4069 | INDIRECT REUSE | C | 61 | DENTON | 8 | TRINITY | 2 | REUSE | 1 | NO WATER QUALITY IMPROVEMENTS |  | 4761 | 1 | Lake Ralph Hall - Indirect Reuse | 150 | UPPER TRINITY REGIONAL WD | C | WWP | WWP | N/A | N/A |  | N | 2010 | 2020 | 0 | 0 | 0 | 0 | 0 | 0 | 0 | 0 | 1288 | LADONIA | C | WUG | MUNICIPAL | 1034 | CITY | C | 74 | FANNIN | 0 | 17 | 48 | 82 | 87 | 94 | N
943 | LAKE RALPH HALL - INDIRECT REUSE | Lake Ralph Hall - indirect reuse | C | 8 | REUSE | 7 | REUSE | 1 | NO INFRASTRUCTURE |  | 2558 | 4069 | INDIRECT REUSE | C | 61 | DENTON | 8 | TRINITY | 2 | REUSE | 1 | NO WATER QUALITY IMPROVEMENTS |  | 4761 | 1 | Lake Ralph Hall - Indirect Reuse | 150 | UPPER TRINITY REGIONAL WD | C | WWP | WWP | N/A | N/A |  | N | 2010 | 2020 | 0 | 0 | 0 | 0 | 0 | 0 | 0 | 0 | 83 | LAKE CITIES MUNICIPAL UTILITY AUTHORITY | C | WWP | WWP | N/A | N/A | C | 61 | DENTON | 0 | 109 | 259 | 425 | 379 | 321 | N
943 | LAKE RALPH HALL - INDIRECT REUSE | Lake Ralph Hall - indirect reuse | C | 8 | REUSE | 7 | REUSE | 1 | NO INFRASTRUCTURE |  | 2558 | 4069 | INDIRECT REUSE | C | 61 | DENTON | 8 | TRINITY | 2 | REUSE | 1 | NO WATER QUALITY IMPROVEMENTS |  | 4761 | 1 | Lake Ralph Hall - Indirect Reuse | 150 | UPPER TRINITY REGIONAL WD | C | WWP | WWP | N/A | N/A |  | N | 2010 | 2020 | 0 | 0 | 0 | 0 | 0 | 0 | 0 | 0 | 1323 | LINCOLN PARK | C | WUG | MUNICIPAL | 1018 | CITY | C | 61 | DENTON | 0 | 4 | 11 | 20 | 21 | 21 | N
943 | LAKE RALPH HALL - INDIRECT REUSE | Lake Ralph Hall - indirect reuse | C | 8 | REUSE | 7 | REUSE | 1 | NO INFRASTRUCTURE |  | 2558 | 4069 | INDIRECT REUSE | C | 61 | DENTON | 8 | TRINITY | 2 | REUSE | 1 | NO WATER QUALITY IMPROVEMENTS |  | 4761 | 1 | Lake Ralph Hall - Indirect Reuse | 150 | UPPER TRINITY REGIONAL WD | C | WWP | WWP | N/A | N/A |  | N | 2010 | 2020 | 0 | 0 | 0 | 0 | 0 | 0 | 0 | 0 | 1660 | MANUFACTURING, DENTON | C | WUG | MANUFACTURING | 1001 | N/A | C | 61 | DENTON | 0 | 14 | 27 | 39 | 36 | 34 | N
943 | LAKE RALPH HALL - INDIRECT REUSE | Lake Ralph Hall - indirect reuse | C | 8 | REUSE | 7 | REUSE | 1 | NO INFRASTRUCTURE |  | 2558 | 4069 | INDIRECT REUSE | C | 61 | DENTON | 8 | TRINITY | 2 | REUSE | 1 | NO WATER QUALITY IMPROVEMENTS |  | 4761 | 1 | Lake Ralph Hall - Indirect Reuse | 150 | UPPER TRINITY REGIONAL WD | C | WWP | WWP | N/A | N/A |  | N | 2010 | 2020 | 0 | 0 | 0 | 0 | 0 | 0 | 0 | 0 | 1895 | MINING, DENTON | C | WUG | MINING | 1003 | N/A | C | 61 | DENTON | 0 | 13 | 25 | 38 | 33 | 28 | N
943 | LAKE RALPH HALL - INDIRECT REUSE | Lake Ralph Hall - indirect reuse | C | 8 | REUSE | 7 | REUSE | 1 | NO INFRASTRUCTURE |  | 2558 | 4069 | INDIRECT REUSE | C | 61 | DENTON | 8 | TRINITY | 2 | REUSE | 1 | NO WATER QUALITY IMPROVEMENTS |  | 4761 | 1 | Lake Ralph Hall - Indirect Reuse | 150 | UPPER TRINITY REGIONAL WD | C | WWP | WWP | N/A | N/A |  | N | 2010 | 2020 | 0 | 0 | 0 | 0 | 0 | 0 | 0 | 0 | 101 | MUSTANG SUD | C | BOTH | MUNICIPAL | 4271 | UTILITY | C | 61 | DENTON | 0 | 134 | 382 | 852 | 1006 | 1055 | N
943 | LAKE RALPH HALL - INDIRECT REUSE | Lake Ralph Hall - indirect reuse | C | 8 | REUSE | 7 | REUSE | 1 | NO INFRASTRUCTURE |  | 2558 | 4069 | INDIRECT REUSE | C | 61 | DENTON | 8 | TRINITY | 2 | REUSE | 1 | NO WATER QUALITY IMPROVEMENTS |  | 4761 | 1 | Lake Ralph Hall - Indirect Reuse | 150 | UPPER TRINITY REGIONAL WD | C | WWP | WWP | N/A | N/A |  | N | 2010 | 2020 | 0 | 0 | 0 | 0 | 0 | 0 | 0 | 0 | 2140 | NORTHLAKE | C | WUG | MUNICIPAL | 1020 | CITY | C | 61 | DENTON | 0 | 18 | 41 | 118 | 153 | 153 | N
943 | LAKE RALPH HALL - INDIRECT REUSE | Lake Ralph Hall - indirect reuse | C | 8 | REUSE | 7 | REUSE | 1 | NO INFRASTRUCTURE |  | 2558 | 4069 | INDIRECT REUSE | C | 61 | DENTON | 8 | TRINITY | 2 | REUSE | 1 | NO WATER QUALITY IMPROVEMENTS |  | 4761 | 1 | Lake Ralph Hall - Indirect Reuse | 150 | UPPER TRINITY REGIONAL WD | C | WWP | WWP | N/A | N/A |  | N | 2010 | 2020 | 0 | 0 | 0 | 0 | 0 | 0 | 0 | 0 | 2198 | PILOT POINT | C | WUG | MUNICIPAL | 465 | CITY | C | 61 | DENTON | 0 | 17 | 128 | 231 | 225 | 210 | N
943 | LAKE RALPH HALL - INDIRECT REUSE | Lake Ralph Hall - indirect reuse | C | 8 | REUSE | 7 | REUSE | 1 | NO INFRASTRUCTURE |  | 2558 | 4069 | INDIRECT REUSE | C | 61 | DENTON | 8 | TRINITY | 2 | REUSE | 1 | NO WATER QUALITY IMPROVEMENTS |  | 4761 | 1 | Lake Ralph Hall - Indirect Reuse | 150 | UPPER TRINITY REGIONAL WD | C | WWP | WWP | N/A | N/A |  | N | 2010 | 2020 | 0 | 0 | 0 | 0 | 0 | 0 | 0 | 0 | 2219 | PONDER | C | WUG | MUNICIPAL | 1021 | CITY | C | 61 | DENTON | 0 | 42 | 179 | 429 | 425 | 359 | N
943 | LAKE RALPH HALL - INDIRECT REUSE | Lake Ralph Hall - indirect reuse | C | 8 | REUSE | 7 | REUSE | 1 | NO INFRASTRUCTURE |  | 2558 | 4069 | INDIRECT REUSE | C | 61 | DENTON | 8 | TRINITY | 2 | REUSE | 1 | NO WATER QUALITY IMPROVEMENTS |  | 4761 | 1 | Lake Ralph Hall - Indirect Reuse | 150 | UPPER TRINITY REGIONAL WD | C | WWP | WWP | N/A | N/A |  | N | 2010 | 2020 | 0 | 0 | 0 | 0 | 0 | 0 | 0 | 0 | 2239 | PROSPER | C | WUG | MUNICIPAL | 799 | CITY | C | 43 | COLLIN | 0 | 56 | 196 | 423 | 472 | 423 | N
943 | LAKE RALPH HALL - INDIRECT REUSE | Lake Ralph Hall - indirect reuse | C | 8 | REUSE | 7 | REUSE | 1 | NO INFRASTRUCTURE |  | 2558 | 4069 | INDIRECT REUSE | C | 61 | DENTON | 8 | TRINITY | 2 | REUSE | 1 | NO WATER QUALITY IMPROVEMENTS |  | 4761 | 1 | Lake Ralph Hall - Indirect Reuse | 150 | UPPER TRINITY REGIONAL WD | C | WWP | WWP | N/A | N/A |  | N | 2010 | 2020 | 0 | 0 | 0 | 0 | 0 | 0 | 0 | 0 | 2239 | PROSPER | C | WUG | MUNICIPAL | 799 | CITY | C | 61 | DENTON | 0 | 37 | 130 | 306 | 231 | 212 | N
943 | LAKE RALPH HALL - INDIRECT REUSE | Lake Ralph Hall - indirect reuse | C | 8 | REUSE | 7 | REUSE | 1 | NO INFRASTRUCTURE |  | 2558 | 4069 | INDIRECT REUSE | C | 61 | DENTON | 8 | TRINITY | 2 | REUSE | 1 | NO WATER QUALITY IMPROVEMENTS |  | 4761 | 1 | Lake Ralph Hall - Indirect Reuse | 150 | UPPER TRINITY REGIONAL WD | C | WWP | WWP | N/A | N/A |  | N | 2010 | 2020 | 0 | 0 | 0 | 0 | 0 | 0 | 0 | 0 | 150 | UPPER TRINITY REGIONAL WD - FUTURE CUSTOMER/SURPLUS SUPPLY | C | WWP | MUNICIPAL | N/A | N/A | C | 61 | DENTON | 0 | 3767 | 5233 | 4724 | 3546 | 4356 | N
321 | LAKE TEXOMA - AUTHORIZED (BLEND) | Lake Texoma - authorized (blend) | C | 5 | EXISTING SOURCE OR EXPANDED USE OF AN EXISTING SOURCE (SURFACE WATER OR GROUNDWATER) | 5 | OTHER SURFACE WATER | 2 | PIPELINE |  | 2451 | 86 | TEXOMA LAKE/RESERVOIR NORTH TEXAS MWD SYSTEM | C | 999 | RESERVOIR | 2 | RED | 0 | SURFACE WATER | 1 | NO WATER QUALITY IMPROVEMENTS |  | 5210 | 1 | Lake Texoma - authorized (blend) | 108 | NORTH TEXAS MWD | C | WWP | WWP | N/A | N/A |  | Y | 2030 | 2030 | 0 | 0 | 34293000 | 342930020 | 34293000 | 9857000 | 336356000 | 30 | 164 | ABLES SPRINGS WSC | C | WUG | MUNICIPAL | 4001 | UTILITY | C | 129 | KAUFMAN | 0 | 0 | 237 | 309 | 348 | 405 | N
321 | LAKE TEXOMA - AUTHORIZED (BLEND) | Lake Texoma - authorized (blend) | C | 5 | EXISTING SOURCE OR EXPANDED USE OF AN EXISTING SOURCE (SURFACE WATER OR GROUNDWATER) | 5 | OTHER SURFACE WATER | 2 | PIPELINE |  | 2451 | 86 | TEXOMA LAKE/RESERVOIR NORTH TEXAS MWD SYSTEM | C | 999 | RESERVOIR | 2 | RED | 0 | SURFACE WATER | 1 | NO WATER QUALITY IMPROVEMENTS |  | 5210 | 1 | Lake Texoma - authorized (blend) | 108 | NORTH TEXAS MWD | C | WWP | WWP | N/A | N/A |  | Y | 2030 | 2030 | 0 | 0 | 34293000 | 342930020 | 34293000 | 9857000 | 336356000 | 30 | 173 | ALLEN | C | WUG | MUNICIPAL | 8 | CITY | C | 43 | COLLIN | 0 | 0 | 750 | 1333 | 2084 | 2093 | N
321 | LAKE TEXOMA - AUTHORIZED (BLEND) | Lake Texoma - authorized (blend) | C | 5 | EXISTING SOURCE OR EXPANDED USE OF AN EXISTING SOURCE (SURFACE WATER OR GROUNDWATER) | 5 | OTHER SURFACE WATER | 2 | PIPELINE |  | 2451 | 86 | TEXOMA LAKE/RESERVOIR NORTH TEXAS MWD SYSTEM | C | 999 | RESERVOIR | 2 | RED | 0 | SURFACE WATER | 1 | NO WATER QUALITY IMPROVEMENTS |  | 5210 | 1 | Lake Texoma - authorized (blend) | 108 | NORTH TEXAS MWD | C | WWP | WWP | N/A | N/A |  | Y | 2030 | 2030 | 0 | 0 | 34293000 | 342930020 | 34293000 | 9857000 | 336356000 | 30 | 187 | ANNA | C | WUG | MUNICIPAL | 813 | CITY | C | 43 | COLLIN | 0 | 0 | 222 | 408 | 561 | 952 | N
321 | LAKE TEXOMA - AUTHORIZED (BLEND) | Lake Texoma - authorized (blend) | C | 5 | EXISTING SOURCE OR EXPANDED USE OF AN EXISTING SOURCE (SURFACE WATER OR GROUNDWATER) | 5 | OTHER SURFACE WATER | 2 | PIPELINE |  | 2451 | 86 | TEXOMA LAKE/RESERVOIR NORTH TEXAS MWD SYSTEM | C | 999 | RESERVOIR | 2 | RED | 0 | SURFACE WATER | 1 | NO WATER QUALITY IMPROVEMENTS |  | 5210 | 1 | Lake Texoma - authorized (blend) | 108 | NORTH TEXAS MWD | C | WWP | WWP | N/A | N/A |  | Y | 2030 | 2030 | 0 | 0 | 34293000 | 342930020 | 34293000 | 9857000 | 336356000 | 30 | 260 | BLACKLAND WSC | C | WUG | MUNICIPAL | 4024 | UTILITY | C | 199 | ROCKWALL | 0 | 0 | 49 | 78 | 100 | 120 | N
321 | LAKE TEXOMA - AUTHORIZED (BLEND) | Lake Texoma - authorized (blend) | C | 5 | EXISTING SOURCE OR EXPANDED USE OF AN EXISTING SOURCE (SURFACE WATER OR GROUNDWATER) | 5 | OTHER SURFACE WATER | 2 | PIPELINE |  | 2451 | 86 | TEXOMA LAKE/RESERVOIR NORTH TEXAS MWD SYSTEM | C | 999 | RESERVOIR | 2 | RED | 0 | SURFACE WATER | 1 | NO WATER QUALITY IMPROVEMENTS |  | 5210 | 1 | Lake Texoma - authorized (blend) | 108 | NORTH TEXAS MWD | C | WWP | WWP | N/A | N/A |  | Y | 2030 | 2030 | 0 | 0 | 34293000 | 342930020 | 34293000 | 9857000 | 336356000 | 30 | 267 | BLUE RIDGE | C | WUG | MUNICIPAL | 829 | CITY | C | 43 | COLLIN | 0 | 0 | 202 | 375 | 499 | 515 | N
321 | LAKE TEXOMA - AUTHORIZED (BLEND) | Lake Texoma - authorized (blend) | C | 5 | EXISTING SOURCE OR EXPANDED USE OF AN EXISTING SOURCE (SURFACE WATER OR GROUNDWATER) | 5 | OTHER SURFACE WATER | 2 | PIPELINE |  | 2451 | 86 | TEXOMA LAKE/RESERVOIR NORTH TEXAS MWD SYSTEM | C | 999 | RESERVOIR | 2 | RED | 0 | SURFACE WATER | 1 | NO WATER QUALITY IMPROVEMENTS |  | 5210 | 1 | Lake Texoma - authorized (blend) | 108 | NORTH TEXAS MWD | C | WWP | WWP | N/A | N/A |  | Y | 2030 | 2030 | 0 | 0 | 34293000 | 342930020 | 34293000 | 9857000 | 336356000 | 30 | 317 | CADDO BASIN SUD | D | WUG | MUNICIPAL | 4041 | UTILITY | C | 43 | COLLIN | 0 | 0 | 120 | 206 | 306 | 440 | N
321 | LAKE TEXOMA - AUTHORIZED (BLEND) | Lake Texoma - authorized (blend) | C | 5 | EXISTING SOURCE OR EXPANDED USE OF AN EXISTING SOURCE (SURFACE WATER OR GROUNDWATER) | 5 | OTHER SURFACE WATER | 2 | PIPELINE |  | 2451 | 86 | TEXOMA LAKE/RESERVOIR NORTH TEXAS MWD SYSTEM | C | 999 | RESERVOIR | 2 | RED | 0 | SURFACE WATER | 1 | NO WATER QUALITY IMPROVEMENTS |  | 5210 | 1 | Lake Texoma - authorized (blend) | 108 | NORTH TEXAS MWD | C | WWP | WWP | N/A | N/A |  | Y | 2030 | 2030 | 0 | 0 | 34293000 | 342930020 | 34293000 | 9857000 | 336356000 | 30 | 23 | CASH SUD | D | BOTH | MUNICIPAL | 4045 | UTILITY | C | 199 | ROCKWALL | 0 | 0 | 69 | 122 | 88 | 95 | N
321 | LAKE TEXOMA - AUTHORIZED (BLEND) | Lake Texoma - authorized (blend) | C | 5 | EXISTING SOURCE OR EXPANDED USE OF AN EXISTING SOURCE (SURFACE WATER OR GROUNDWATER) | 5 | OTHER SURFACE WATER | 2 | PIPELINE |  | 2451 | 86 | TEXOMA LAKE/RESERVOIR NORTH TEXAS MWD SYSTEM | C | 999 | RESERVOIR | 2 | RED | 0 | SURFACE WATER | 1 | NO WATER QUALITY IMPROVEMENTS |  | 5210 | 1 | Lake Texoma - authorized (blend) | 108 | NORTH TEXAS MWD | C | WWP | WWP | N/A | N/A |  | Y | 2050 | 2050 | 0 | 0 | 34293000 | 342930020 | 34293000 | 9857000 | 336356000 | 30 | 23 | CASH SUD | D | BOTH | MUNICIPAL | 4045 | UTILITY | D | 116 | HUNT | 0 | 0 | 0 | 0 | 282 | 300 | N
321 | LAKE TEXOMA - AUTHORIZED (BLEND) | Lake Texoma - authorized (blend) | C | 5 | EXISTING SOURCE OR EXPANDED USE OF AN EXISTING SOURCE (SURFACE WATER OR GROUNDWATER) | 5 | OTHER SURFACE WATER | 2 | PIPELINE |  | 2451 | 86 | TEXOMA LAKE/RESERVOIR NORTH TEXAS MWD SYSTEM | C | 999 | RESERVOIR | 2 | RED | 0 | SURFACE WATER | 1 | NO WATER QUALITY IMPROVEMENTS |  | 5210 | 1 | Lake Texoma - authorized (blend) | 108 | NORTH TEXAS MWD | C | WWP | WWP | N/A | N/A |  | Y | 2030 | 2030 | 0 | 0 | 34293000 | 342930020 | 34293000 | 9857000 | 336356000 | 30 | 338 | CELINA | C | WUG | MUNICIPAL | 103 | CITY | C | 43 | COLLIN | 0 | 0 | 149 | 334 | 351 | 351 | N
321 | LAKE TEXOMA - AUTHORIZED (BLEND) | Lake Texoma - authorized (blend) | C | 5 | EXISTING SOURCE OR EXPANDED USE OF AN EXISTING SOURCE (SURFACE WATER OR GROUNDWATER) | 5 | OTHER SURFACE WATER | 2 | PIPELINE |  | 2451 | 86 | TEXOMA LAKE/RESERVOIR NORTH TEXAS MWD SYSTEM | C | 999 | RESERVOIR | 2 | RED | 0 | SURFACE WATER | 1 | NO WATER QUALITY IMPROVEMENTS |  | 5210 | 1 | Lake Texoma - authorized (blend) | 108 | NORTH TEXAS MWD | C | WWP | WWP | N/A | N/A |  | Y | 2030 | 2030 | 0 | 0 | 34293000 | 342930020 | 34293000 | 9857000 | 336356000 | 30 | 338 | CELINA | C | WUG | MUNICIPAL | 103 | CITY | C | 61 | DENTON | 0 | 0 | 18 | 40 | 42 | 42 | N
321 | LAKE TEXOMA - AUTHORIZED (BLEND) | Lake Texoma - authorized (blend) | C | 5 | EXISTING SOURCE OR EXPANDED USE OF AN EXISTING SOURCE (SURFACE WATER OR GROUNDWATER) | 5 | OTHER SURFACE WATER | 2 | PIPELINE |  | 2451 | 86 | TEXOMA LAKE/RESERVOIR NORTH TEXAS MWD SYSTEM | C | 999 | RESERVOIR | 2 | RED | 0 | SURFACE WATER | 1 | NO WATER QUALITY IMPROVEMENTS |  | 5210 | 1 | Lake Texoma - authorized (blend) | 108 | NORTH TEXAS MWD | C | WWP | WWP | N/A | N/A |  | Y | 2030 | 2030 | 0 | 0 | 34293000 | 342930020 | 34293000 | 9857000 | 336356000 | 30 | 380 | COLLEGE MOUND WSC | C | WUG | MUNICIPAL | 4065 | UTILITY | C | 129 | KAUFMAN | 0 | 0 | 90 | 144 | 180 | 218 | N
321 | LAKE TEXOMA - AUTHORIZED (BLEND) | Lake Texoma - authorized (blend) | C | 5 | EXISTING SOURCE OR EXPANDED USE OF AN EXISTING SOURCE (SURFACE WATER OR GROUNDWATER) | 5 | OTHER SURFACE WATER | 2 | PIPELINE |  | 2451 | 86 | TEXOMA LAKE/RESERVOIR NORTH TEXAS MWD SYSTEM | C | 999 | RESERVOIR | 2 | RED | 0 | SURFACE WATER | 1 | NO WATER QUALITY IMPROVEMENTS |  | 5210 | 1 | Lake Texoma - authorized (blend) | 108 | NORTH TEXAS MWD | C | WWP | WWP | N/A | N/A |  | Y | 2030 | 2030 | 0 | 0 | 34293000 | 342930020 | 34293000 | 9857000 | 336356000 | 30 | 454 | COUNTY-OTHER, COLLIN | C | WUG | MUNICIPAL | 757 | COUNTY-OTHER | C | 43 | COLLIN | 0 | 0 | 19 | 23 | 22 | 20 | N
321 | LAKE TEXOMA - AUTHORIZED (BLEND) | Lake Texoma - authorized (blend) | C | 5 | EXISTING SOURCE OR EXPANDED USE OF AN EXISTING SOURCE (SURFACE WATER OR GROUNDWATER) | 5 | OTHER SURFACE WATER | 2 | PIPELINE |  | 2451 | 86 | TEXOMA LAKE/RESERVOIR NORTH TEXAS MWD SYSTEM | C | 999 | RESERVOIR | 2 | RED | 0 | SURFACE WATER | 1 | NO WATER QUALITY IMPROVEMENTS |  | 5210 | 1 | Lake Texoma - authorized (blend) | 108 | NORTH TEXAS MWD | C | WWP | WWP | N/A | N/A |  | Y | 2030 | 2030 | 0 | 0 | 34293000 | 342930020 | 34293000 | 9857000 | 336356000 | 30 | 527 | COUNTY-OTHER, HUNT | D | WUG | MUNICIPAL | 757 | COUNTY-OTHER | D | 116 | HUNT | 0 | 0 | 11 | 18 | 31 | 47 | N
321 | LAKE TEXOMA - AUTHORIZED (BLEND) | Lake Texoma - authorized (blend) | C | 5 | EXISTING SOURCE OR EXPANDED USE OF AN EXISTING SOURCE (SURFACE WATER OR GROUNDWATER) | 5 | OTHER SURFACE WATER | 2 | PIPELINE |  | 2451 | 86 | TEXOMA LAKE/RESERVOIR NORTH TEXAS MWD SYSTEM | C | 999 | RESERVOIR | 2 | RED | 0 | SURFACE WATER | 1 | NO WATER QUALITY IMPROVEMENTS |  | 5210 | 1 | Lake Texoma - authorized (blend) | 108 | NORTH TEXAS MWD | C | WWP | WWP | N/A | N/A |  | Y | 2030 | 2030 | 0 | 0 | 34293000 | 342930020 | 34293000 | 9857000 | 336356000 | 30 | 540 | COUNTY-OTHER, KAUFMAN | C | WUG | MUNICIPAL | 757 | COUNTY-OTHER | C | 129 | KAUFMAN | 0 | 0 | 83 | 111 | 117 | 117 | N
321 | LAKE TEXOMA - AUTHORIZED (BLEND) | Lake Texoma - authorized (blend) | C | 5 | EXISTING SOURCE OR EXPANDED USE OF AN EXISTING SOURCE (SURFACE WATER OR GROUNDWATER) | 5 | OTHER SURFACE WATER | 2 | PIPELINE |  | 2451 | 86 | TEXOMA LAKE/RESERVOIR NORTH TEXAS MWD SYSTEM | C | 999 | RESERVOIR | 2 | RED | 0 | SURFACE WATER | 1 | NO WATER QUALITY IMPROVEMENTS |  | 5210 | 1 | Lake Texoma - authorized (blend) | 108 | NORTH TEXAS MWD | C | WWP | WWP | N/A | N/A |  | Y | 2030 | 2030 | 0 | 0 | 34293000 | 342930020 | 34293000 | 9857000 | 336356000 | 30 | 610 | COUNTY-OTHER, ROCKWALL | C | WUG | MUNICIPAL | 757 | COUNTY-OTHER | C | 199 | ROCKWALL | 0 | 0 | 23 | 31 | 34 | 34 | N
321 | LAKE TEXOMA - AUTHORIZED (BLEND) | Lake Texoma - authorized (blend) | C | 5 | EXISTING SOURCE OR EXPANDED USE OF AN EXISTING SOURCE (SURFACE WATER OR GROUNDWATER) | 5 | OTHER SURFACE WATER | 2 | PIPELINE |  | 2451 | 86 | TEXOMA LAKE/RESERVOIR NORTH TEXAS MWD SYSTEM | C | 999 | RESERVOIR | 2 | RED | 0 | SURFACE WATER | 1 | NO WATER QUALITY IMPROVEMENTS |  | 5210 | 1 | Lake Texoma - authorized (blend) | 108 | NORTH TEXAS MWD | C | WWP | WWP | N/A | N/A |  | Y | 2030 | 2030 | 0 | 0 | 34293000 | 342930020 | 34293000 | 9857000 | 336356000 | 30 | 667 | CRANDALL | C | WUG | MUNICIPAL | 767 | CITY | C | 129 | KAUFMAN | 0 | 0 | 31 | 58 | 62 | 62 | N
321 | LAKE TEXOMA - AUTHORIZED (BLEND) | Lake Texoma - authorized (blend) | C | 5 | EXISTING SOURCE OR EXPANDED USE OF AN EXISTING SOURCE (SURFACE WATER OR GROUNDWATER) | 5 | OTHER SURFACE WATER | 2 | PIPELINE |  | 2451 | 86 | TEXOMA LAKE/RESERVOIR NORTH TEXAS MWD SYSTEM | C | 999 | RESERVOIR | 2 | RED | 0 | SURFACE WATER | 1 | NO WATER QUALITY IMPROVEMENTS |  | 5210 | 1 | Lake Texoma - authorized (blend) | 108 | NORTH TEXAS MWD | C | WWP | WWP | N/A | N/A |  | Y | 2030 | 2030 | 0 | 0 | 34293000 | 342930020 | 34293000 | 9857000 | 336356000 | 30 | 685 | CULLEOKA WSC | C | WUG | MUNICIPAL | 4083 | UTILITY | C | 43 | COLLIN | 0 | 0 | 89 | 142 | 176 | 204 | N
321 | LAKE TEXOMA - AUTHORIZED (BLEND) | Lake Texoma - authorized (blend) | C | 5 | EXISTING SOURCE OR EXPANDED USE OF AN EXISTING SOURCE (SURFACE WATER OR GROUNDWATER) | 5 | OTHER SURFACE WATER | 2 | PIPELINE |  | 2451 | 86 | TEXOMA LAKE/RESERVOIR NORTH TEXAS MWD SYSTEM | C | 999 | RESERVOIR | 2 | RED | 0 | SURFACE WATER | 1 | NO WATER QUALITY IMPROVEMENTS |  | 5210 | 1 | Lake Texoma - authorized (blend) | 108 | NORTH TEXAS MWD | C | WWP | WWP | N/A | N/A |  | Y | 2030 | 2030 | 0 | 0 | 34293000 | 342930020 | 34293000 | 9857000 | 336356000 | 30 | 696 | DANVILLE WSC | C | WUG | MUNICIPAL | 4086 | UTILITY | C | 43 | COLLIN | 0 | 0 | 74 | 120 | 150 | 174 | N
321 | LAKE TEXOMA - AUTHORIZED (BLEND) | Lake Texoma - authorized (blend) | C | 5 | EXISTING SOURCE OR EXPANDED USE OF AN EXISTING SOURCE (SURFACE WATER OR GROUNDWATER) | 5 | OTHER SURFACE WATER | 2 | PIPELINE |  | 2451 | 86 | TEXOMA LAKE/RESERVOIR NORTH TEXAS MWD SYSTEM | C | 999 | RESERVOIR | 2 | RED | 0 | SURFACE WATER | 1 | NO WATER QUALITY IMPROVEMENTS |  | 5210 | 1 | Lake Texoma - authorized (blend) | 108 | NORTH TEXAS MWD | C | WWP | WWP | N/A | N/A |  | Y | 2030 | 2030 | 0 | 0 | 34293000 | 342930020 | 34293000 | 9857000 | 336356000 | 30 | 730 | EAST FORK SUD | C | WUG | MUNICIPAL | 4096 | UTILITY | C | 43 | COLLIN | 0 | 0 | 78 | 116 | 135 | 149 | N
321 | LAKE TEXOMA - AUTHORIZED (BLEND) | Lake Texoma - authorized (blend) | C | 5 | EXISTING SOURCE OR EXPANDED USE OF AN EXISTING SOURCE (SURFACE WATER OR GROUNDWATER) | 5 | OTHER SURFACE WATER | 2 | PIPELINE |  | 2451 | 86 | TEXOMA LAKE/RESERVOIR NORTH TEXAS MWD SYSTEM | C | 999 | RESERVOIR | 2 | RED | 0 | SURFACE WATER | 1 | NO WATER QUALITY IMPROVEMENTS |  | 5210 | 1 | Lake Texoma - authorized (blend) | 108 | NORTH TEXAS MWD | C | WWP | WWP | N/A | N/A |  | Y | 2030 | 2030 | 0 | 0 | 34293000 | 342930020 | 34293000 | 9857000 | 336356000 | 30 | 730 | EAST FORK SUD | C | WUG | MUNICIPAL | 4096 | UTILITY | C | 57 | DALLAS | 0 | 0 | 7 | 9 | 10 | 11 | N
321 | LAKE TEXOMA - AUTHORIZED (BLEND) | Lake Texoma - authorized (blend) | C | 5 | EXISTING SOURCE OR EXPANDED USE OF AN EXISTING SOURCE (SURFACE WATER OR GROUNDWATER) | 5 | OTHER SURFACE WATER | 2 | PIPELINE |  | 2451 | 86 | TEXOMA LAKE/RESERVOIR NORTH TEXAS MWD SYSTEM | C | 999 | RESERVOIR | 2 | RED | 0 | SURFACE WATER | 1 | NO WATER QUALITY IMPROVEMENTS |  | 5210 | 1 | Lake Texoma - authorized (blend) | 108 | NORTH TEXAS MWD | C | WWP | WWP | N/A | N/A |  | Y | 2040 | 2040 | 0 | 0 | 34293000 | 342930020 | 34293000 | 9857000 | 336356000 | 30 | 730 | EAST FORK SUD | C | WUG | MUNICIPAL | 4096 | UTILITY | C | 199 | ROCKWALL | 0 | 0 | 0 | 1 | 1 | 1 | N
321 | LAKE TEXOMA - AUTHORIZED (BLEND) | Lake Texoma - authorized (blend) | C | 5 | EXISTING SOURCE OR EXPANDED USE OF AN EXISTING SOURCE (SURFACE WATER OR GROUNDWATER) | 5 | OTHER SURFACE WATER | 2 | PIPELINE |  | 2451 | 86 | TEXOMA LAKE/RESERVOIR NORTH TEXAS MWD SYSTEM | C | 999 | RESERVOIR | 2 | RED | 0 | SURFACE WATER | 1 | NO WATER QUALITY IMPROVEMENTS |  | 5210 | 1 | Lake Texoma - authorized (blend) | 108 | NORTH TEXAS MWD | C | WWP | WWP | N/A | N/A |  | Y | 2030 | 2030 | 0 | 0 | 34293000 | 342930020 | 34293000 | 9857000 | 336356000 | 30 | 769 | FAIRVIEW | C | WUG | MUNICIPAL | 772 | CITY | C | 43 | COLLIN | 0 | 0 | 253 | 458 | 487 | 490 | N
321 | LAKE TEXOMA - AUTHORIZED (BLEND) | Lake Texoma - authorized (blend) | C | 5 | EXISTING SOURCE OR EXPANDED USE OF AN EXISTING SOURCE (SURFACE WATER OR GROUNDWATER) | 5 | OTHER SURFACE WATER | 2 | PIPELINE |  | 2451 | 86 | TEXOMA LAKE/RESERVOIR NORTH TEXAS MWD SYSTEM | C | 999 | RESERVOIR | 2 | RED | 0 | SURFACE WATER | 1 | NO WATER QUALITY IMPROVEMENTS |  | 5210 | 1 | Lake Texoma - authorized (blend) | 108 | NORTH TEXAS MWD | C | WWP | WWP | N/A | N/A |  | Y | 2030 | 2030 | 0 | 0 | 34293000 | 342930020 | 34293000 | 9857000 | 336356000 | 30 | 774 | FARMERSVILLE | C | WUG | MUNICIPAL | 199 | CITY | C | 43 | COLLIN | 0 | 0 | 93 | 188 | 290 | 396 | N
321 | LAKE TEXOMA - AUTHORIZED (BLEND) | Lake Texoma - authorized (blend) | C | 5 | EXISTING SOURCE OR EXPANDED USE OF AN EXISTING SOURCE (SURFACE WATER OR GROUNDWATER) | 5 | OTHER SURFACE WATER | 2 | PIPELINE |  | 2451 | 86 | TEXOMA LAKE/RESERVOIR NORTH TEXAS MWD SYSTEM | C | 999 | RESERVOIR | 2 | RED | 0 | SURFACE WATER | 1 | NO WATER QUALITY IMPROVEMENTS |  | 5210 | 1 | Lake Texoma - authorized (blend) | 108 | NORTH TEXAS MWD | C | WWP | WWP | N/A | N/A |  | Y | 2030 | 2030 | 0 | 0 | 34293000 | 342930020 | 34293000 | 9857000 | 336356000 | 30 | 2679 | FATE | C | WUG | MUNICIPAL | 1084 | CITY | C | 199 | ROCKWALL | 0 | 0 | 286 | 452 | 526 | 560 | N
321 | LAKE TEXOMA - AUTHORIZED (BLEND) | Lake Texoma - authorized (blend) | C | 5 | EXISTING SOURCE OR EXPANDED USE OF AN EXISTING SOURCE (SURFACE WATER OR GROUNDWATER) | 5 | OTHER SURFACE WATER | 2 | PIPELINE |  | 2451 | 86 | TEXOMA LAKE/RESERVOIR NORTH TEXAS MWD SYSTEM | C | 999 | RESERVOIR | 2 | RED | 0 | SURFACE WATER | 1 | NO WATER QUALITY IMPROVEMENTS |  | 5210 | 1 | Lake Texoma - authorized (blend) | 108 | NORTH TEXAS MWD | C | WWP | WWP | N/A | N/A |  | Y | 2030 | 2030 | 0 | 0 | 34293000 | 342930020 | 34293000 | 9857000 | 336356000 | 30 | 52 | FORNEY | C | BOTH | MUNICIPAL | 207 | CITY | C | 129 | KAUFMAN | 0 | 0 | 265 | 418 | 492 | 541 | N
321 | LAKE TEXOMA - AUTHORIZED (BLEND) | Lake Texoma - authorized (blend) | C | 5 | EXISTING SOURCE OR EXPANDED USE OF AN EXISTING SOURCE (SURFACE WATER OR GROUNDWATER) | 5 | OTHER SURFACE WATER | 2 | PIPELINE |  | 2451 | 86 | TEXOMA LAKE/RESERVOIR NORTH TEXAS MWD SYSTEM | C | 999 | RESERVOIR | 2 | RED | 0 | SURFACE WATER | 1 | NO WATER QUALITY IMPROVEMENTS |  | 5210 | 1 | Lake Texoma - authorized (blend) | 108 | NORTH TEXAS MWD | C | WWP | WWP | N/A | N/A |  | Y | 2030 | 2030 | 0 | 0 | 34293000 | 342930020 | 34293000 | 9857000 | 336356000 | 30 | 788 | FORNEY LAKE WSC | C | WUG | MUNICIPAL | 4115 | UTILITY | C | 129 | KAUFMAN | 0 | 0 | 57 | 96 | 125 | 157 | N
321 | LAKE TEXOMA - AUTHORIZED (BLEND) | Lake Texoma - authorized (blend) | C | 5 | EXISTING SOURCE OR EXPANDED USE OF AN EXISTING SOURCE (SURFACE WATER OR GROUNDWATER) | 5 | OTHER SURFACE WATER | 2 | PIPELINE |  | 2451 | 86 | TEXOMA LAKE/RESERVOIR NORTH TEXAS MWD SYSTEM | C | 999 | RESERVOIR | 2 | RED | 0 | SURFACE WATER | 1 | NO WATER QUALITY IMPROVEMENTS |  | 5210 | 1 | Lake Texoma - authorized (blend) | 108 | NORTH TEXAS MWD | C | WWP | WWP | N/A | N/A |  | Y | 2030 | 2030 | 0 | 0 | 34293000 | 342930020 | 34293000 | 9857000 | 336356000 | 30 | 788 | FORNEY LAKE WSC | C | WUG | MUNICIPAL | 4115 | UTILITY | C | 199 | ROCKWALL | 0 | 0 | 57 | 96 | 125 | 157 | N
321 | LAKE TEXOMA - AUTHORIZED (BLEND) | Lake Texoma - authorized (blend) | C | 5 | EXISTING SOURCE OR EXPANDED USE OF AN EXISTING SOURCE (SURFACE WATER OR GROUNDWATER) | 5 | OTHER SURFACE WATER | 2 | PIPELINE |  | 2451 | 86 | TEXOMA LAKE/RESERVOIR NORTH TEXAS MWD SYSTEM | C | 999 | RESERVOIR | 2 | RED | 0 | SURFACE WATER | 1 | NO WATER QUALITY IMPROVEMENTS |  | 5210 | 1 | Lake Texoma - authorized (blend) | 108 | NORTH TEXAS MWD | C | WWP | WWP | N/A | N/A |  | Y | 2030 | 2030 | 0 | 0 | 34293000 | 342930020 | 34293000 | 9857000 | 336356000 | 30 | 819 | FRISCO | C | WUG | MUNICIPAL | 221 | CITY | C | 43 | COLLIN | 0 | 0 | 683 | 1579 | 2977 | 3059 | N
321 | LAKE TEXOMA - AUTHORIZED (BLEND) | Lake Texoma - authorized (blend) | C | 5 | EXISTING SOURCE OR EXPANDED USE OF AN EXISTING SOURCE (SURFACE WATER OR GROUNDWATER) | 5 | OTHER SURFACE WATER | 2 | PIPELINE |  | 2451 | 86 | TEXOMA LAKE/RESERVOIR NORTH TEXAS MWD SYSTEM | C | 999 | RESERVOIR | 2 | RED | 0 | SURFACE WATER | 1 | NO WATER QUALITY IMPROVEMENTS |  | 5210 | 1 | Lake Texoma - authorized (blend) | 108 | NORTH TEXAS MWD | C | WWP | WWP | N/A | N/A |  | Y | 2030 | 2030 | 0 | 0 | 34293000 | 342930020 | 34293000 | 9857000 | 336356000 | 30 | 819 | FRISCO | C | WUG | MUNICIPAL | 221 | CITY | C | 61 | DENTON | 0 | 0 | 385 | 965 | 1873 | 1925 | N
321 | LAKE TEXOMA - AUTHORIZED (BLEND) | Lake Texoma - authorized (blend) | C | 5 | EXISTING SOURCE OR EXPANDED USE OF AN EXISTING SOURCE (SURFACE WATER OR GROUNDWATER) | 5 | OTHER SURFACE WATER | 2 | PIPELINE |  | 2451 | 86 | TEXOMA LAKE/RESERVOIR NORTH TEXAS MWD SYSTEM | C | 999 | RESERVOIR | 2 | RED | 0 | SURFACE WATER | 1 | NO WATER QUALITY IMPROVEMENTS |  | 5210 | 1 | Lake Texoma - authorized (blend) | 108 | NORTH TEXAS MWD | C | WWP | WWP | N/A | N/A |  | Y | 2030 | 2030 | 0 | 0 | 34293000 | 342930020 | 34293000 | 9857000 | 336356000 | 30 | 60 | GARLAND | C | BOTH | MUNICIPAL | 230 | CITY | C | 57 | DALLAS | 0 | 0 | 2042 | 2809 | 2994 | 3024 | N
321 | LAKE TEXOMA - AUTHORIZED (BLEND) | Lake Texoma - authorized (blend) | C | 5 | EXISTING SOURCE OR EXPANDED USE OF AN EXISTING SOURCE (SURFACE WATER OR GROUNDWATER) | 5 | OTHER SURFACE WATER | 2 | PIPELINE |  | 2451 | 86 | TEXOMA LAKE/RESERVOIR NORTH TEXAS MWD SYSTEM | C | 999 | RESERVOIR | 2 | RED | 0 | SURFACE WATER | 1 | NO WATER QUALITY IMPROVEMENTS |  | 5210 | 1 | Lake Texoma - authorized (blend) | 108 | NORTH TEXAS MWD | C | WWP | WWP | N/A | N/A |  | Y | 2030 | 2030 | 0 | 0 | 34293000 | 342930020 | 34293000 | 9857000 | 336356000 | 30 | 831 | GASTONIA-SCURRY SUD | C | WUG | MUNICIPAL | 4137 | UTILITY | C | 129 | KAUFMAN | 0 | 0 | 72 | 117 | 151 | 188 | N
321 | LAKE TEXOMA - AUTHORIZED (BLEND) | Lake Texoma - authorized (blend) | C | 5 | EXISTING SOURCE OR EXPANDED USE OF AN EXISTING SOURCE (SURFACE WATER OR GROUNDWATER) | 5 | OTHER SURFACE WATER | 2 | PIPELINE |  | 2451 | 86 | TEXOMA LAKE/RESERVOIR NORTH TEXAS MWD SYSTEM | C | 999 | RESERVOIR | 2 | RED | 0 | SURFACE WATER | 1 | NO WATER QUALITY IMPROVEMENTS |  | 5210 | 1 | Lake Texoma - authorized (blend) | 108 | NORTH TEXAS MWD | C | WWP | WWP | N/A | N/A |  | Y | 2030 | 2030 | 0 | 0 | 34293000 | 342930020 | 34293000 | 9857000 | 336356000 | 30 | 873 | HACKBERRY | C | WUG | MUNICIPAL | 1023 | CITY | C | 61 | DENTON | 0 | 0 | 11 | 17 | 20 | 20 | N
321 | LAKE TEXOMA - AUTHORIZED (BLEND) | Lake Texoma - authorized (blend) | C | 5 | EXISTING SOURCE OR EXPANDED USE OF AN EXISTING SOURCE (SURFACE WATER OR GROUNDWATER) | 5 | OTHER SURFACE WATER | 2 | PIPELINE |  | 2451 | 86 | TEXOMA LAKE/RESERVOIR NORTH TEXAS MWD SYSTEM | C | 999 | RESERVOIR | 2 | RED | 0 | SURFACE WATER | 1 | NO WATER QUALITY IMPROVEMENTS |  | 5210 | 1 | Lake Texoma - authorized (blend) | 108 | NORTH TEXAS MWD | C | WWP | WWP | N/A | N/A |  | Y | 2030 | 2030 | 0 | 0 | 34293000 | 342930020 | 34293000 | 9857000 | 336356000 | 30 | 925 | HEATH | C | WUG | MUNICIPAL | 702 | CITY | C | 199 | ROCKWALL | 0 | 0 | 194 | 316 | 399 | 480 | N
321 | LAKE TEXOMA - AUTHORIZED (BLEND) | Lake Texoma - authorized (blend) | C | 5 | EXISTING SOURCE OR EXPANDED USE OF AN EXISTING SOURCE (SURFACE WATER OR GROUNDWATER) | 5 | OTHER SURFACE WATER | 2 | PIPELINE |  | 2451 | 86 | TEXOMA LAKE/RESERVOIR NORTH TEXAS MWD SYSTEM | C | 999 | RESERVOIR | 2 | RED | 0 | SURFACE WATER | 1 | NO WATER QUALITY IMPROVEMENTS |  | 5210 | 1 | Lake Texoma - authorized (blend) | 108 | NORTH TEXAS MWD | C | WWP | WWP | N/A | N/A |  | Y | 2030 | 2030 | 0 | 0 | 34293000 | 342930020 | 34293000 | 9857000 | 336356000 | 30 | 942 | HIGH POINT WSC | C | WUG | MUNICIPAL | 4205 | UTILITY | C | 129 | KAUFMAN | 0 | 0 | 32 | 51 | 64 | 78 | N
321 | LAKE TEXOMA - AUTHORIZED (BLEND) | Lake Texoma - authorized (blend) | C | 5 | EXISTING SOURCE OR EXPANDED USE OF AN EXISTING SOURCE (SURFACE WATER OR GROUNDWATER) | 5 | OTHER SURFACE WATER | 2 | PIPELINE |  | 2451 | 86 | TEXOMA LAKE/RESERVOIR NORTH TEXAS MWD SYSTEM | C | 999 | RESERVOIR | 2 | RED | 0 | SURFACE WATER | 1 | NO WATER QUALITY IMPROVEMENTS |  | 5210 | 1 | Lake Texoma - authorized (blend) | 108 | NORTH TEXAS MWD | C | WWP | WWP | N/A | N/A |  | Y | 2030 | 2030 | 0 | 0 | 34293000 | 342930020 | 34293000 | 9857000 | 336356000 | 30 | 942 | HIGH POINT WSC | C | WUG | MUNICIPAL | 4205 | UTILITY | C | 199 | ROCKWALL | 0 | 0 | 3 | 6 | 7 | 9 | N
321 | LAKE TEXOMA - AUTHORIZED (BLEND) | Lake Texoma - authorized (blend) | C | 5 | EXISTING SOURCE OR EXPANDED USE OF AN EXISTING SOURCE (SURFACE WATER OR GROUNDWATER) | 5 | OTHER SURFACE WATER | 2 | PIPELINE |  | 2451 | 86 | TEXOMA LAKE/RESERVOIR NORTH TEXAS MWD SYSTEM | C | 999 | RESERVOIR | 2 | RED | 0 | SURFACE WATER | 1 | NO WATER QUALITY IMPROVEMENTS |  | 5210 | 1 | Lake Texoma - authorized (blend) | 108 | NORTH TEXAS MWD | C | WWP | WWP | N/A | N/A |  | Y | 2030 | 2030 | 0 | 0 | 34293000 | 342930020 | 34293000 | 9857000 | 336356000 | 30 | 960 | HOWE | C | WUG | MUNICIPAL | 286 | CITY | C | 91 | GRAYSON | 0 | 0 | 39 | 73 | 90 | 102 | N
321 | LAKE TEXOMA - AUTHORIZED (BLEND) | Lake Texoma - authorized (blend) | C | 5 | EXISTING SOURCE OR EXPANDED USE OF AN EXISTING SOURCE (SURFACE WATER OR GROUNDWATER) | 5 | OTHER SURFACE WATER | 2 | PIPELINE |  | 2451 | 86 | TEXOMA LAKE/RESERVOIR NORTH TEXAS MWD SYSTEM | C | 999 | RESERVOIR | 2 | RED | 0 | SURFACE WATER | 1 | NO WATER QUALITY IMPROVEMENTS |  | 5210 | 1 | Lake Texoma - authorized (blend) | 108 | NORTH TEXAS MWD | C | WWP | WWP | N/A | N/A |  | Y | 2030 | 2030 | 0 | 0 | 34293000 | 342930020 | 34293000 | 9857000 | 336356000 | 30 | 1101 | IRRIGATION, KAUFMAN | C | WUG | IRRIGATION | 1004 | N/A | C | 129 | KAUFMAN | 0 | 0 | 106 | 139 | 144 | 143 | N
321 | LAKE TEXOMA - AUTHORIZED (BLEND) | Lake Texoma - authorized (blend) | C | 5 | EXISTING SOURCE OR EXPANDED USE OF AN EXISTING SOURCE (SURFACE WATER OR GROUNDWATER) | 5 | OTHER SURFACE WATER | 2 | PIPELINE |  | 2451 | 86 | TEXOMA LAKE/RESERVOIR NORTH TEXAS MWD SYSTEM | C | 999 | RESERVOIR | 2 | RED | 0 | SURFACE WATER | 1 | NO WATER QUALITY IMPROVEMENTS |  | 5210 | 1 | Lake Texoma - authorized (blend) | 108 | NORTH TEXAS MWD | C | WWP | WWP | N/A | N/A |  | Y | 2030 | 2030 | 0 | 0 | 34293000 | 342930020 | 34293000 | 9857000 | 336356000 | 30 | 1242 | JOSEPHINE | C | WUG | MUNICIPAL | 1031 | CITY | C | 43 | COLLIN | 0 | 0 | 24 | 38 | 46 | 54 | N
321 | LAKE TEXOMA - AUTHORIZED (BLEND) | Lake Texoma - authorized (blend) | C | 5 | EXISTING SOURCE OR EXPANDED USE OF AN EXISTING SOURCE (SURFACE WATER OR GROUNDWATER) | 5 | OTHER SURFACE WATER | 2 | PIPELINE |  | 2451 | 86 | TEXOMA LAKE/RESERVOIR NORTH TEXAS MWD SYSTEM | C | 999 | RESERVOIR | 2 | RED | 0 | SURFACE WATER | 1 | NO WATER QUALITY IMPROVEMENTS |  | 5210 | 1 | Lake Texoma - authorized (blend) | 108 | NORTH TEXAS MWD | C | WWP | WWP | N/A | N/A |  | Y | 2030 | 2030 | 0 | 0 | 34293000 | 342930020 | 34293000 | 9857000 | 336356000 | 30 | 1249 | KAUFMAN | C | WUG | MUNICIPAL | 313 | CITY | C | 129 | KAUFMAN | 0 | 0 | 117 | 179 | 209 | 255 | N
321 | LAKE TEXOMA - AUTHORIZED (BLEND) | Lake Texoma - authorized (blend) | C | 5 | EXISTING SOURCE OR EXPANDED USE OF AN EXISTING SOURCE (SURFACE WATER OR GROUNDWATER) | 5 | OTHER SURFACE WATER | 2 | PIPELINE |  | 2451 | 86 | TEXOMA LAKE/RESERVOIR NORTH TEXAS MWD SYSTEM | C | 999 | RESERVOIR | 2 | RED | 0 | SURFACE WATER | 1 | NO WATER QUALITY IMPROVEMENTS |  | 5210 | 1 | Lake Texoma - authorized (blend) | 108 | NORTH TEXAS MWD | C | WWP | WWP | N/A | N/A |  | Y | 2030 | 2030 | 0 | 0 | 34293000 | 342930020 | 34293000 | 9857000 | 336356000 | 30 | 1308 | LAVON WSC | C | WUG | MUNICIPAL | 4230 | UTILITY | C | 43 | COLLIN | 0 | 0 | 71 | 141 | 213 | 294 | N
321 | LAKE TEXOMA - AUTHORIZED (BLEND) | Lake Texoma - authorized (blend) | C | 5 | EXISTING SOURCE OR EXPANDED USE OF AN EXISTING SOURCE (SURFACE WATER OR GROUNDWATER) | 5 | OTHER SURFACE WATER | 2 | PIPELINE |  | 2451 | 86 | TEXOMA LAKE/RESERVOIR NORTH TEXAS MWD SYSTEM | C | 999 | RESERVOIR | 2 | RED | 0 | SURFACE WATER | 1 | NO WATER QUALITY IMPROVEMENTS |  | 5210 | 1 | Lake Texoma - authorized (blend) | 108 | NORTH TEXAS MWD | C | WWP | WWP | N/A | N/A |  | Y | 2030 | 2030 | 0 | 0 | 34293000 | 342930020 | 34293000 | 9857000 | 336356000 | 30 | 1308 | LAVON WSC | C | WUG | MUNICIPAL | 4230 | UTILITY | C | 199 | ROCKWALL | 0 | 0 | 63 | 86 | 93 | 116 | N
321 | LAKE TEXOMA - AUTHORIZED (BLEND) | Lake Texoma - authorized (blend) | C | 5 | EXISTING SOURCE OR EXPANDED USE OF AN EXISTING SOURCE (SURFACE WATER OR GROUNDWATER) | 5 | OTHER SURFACE WATER | 2 | PIPELINE |  | 2451 | 86 | TEXOMA LAKE/RESERVOIR NORTH TEXAS MWD SYSTEM | C | 999 | RESERVOIR | 2 | RED | 0 | SURFACE WATER | 1 | NO WATER QUALITY IMPROVEMENTS |  | 5210 | 1 | Lake Texoma - authorized (blend) | 108 | NORTH TEXAS MWD | C | WWP | WWP | N/A | N/A |  | Y | 2030 | 2030 | 0 | 0 | 34293000 | 342930020 | 34293000 | 9857000 | 336356000 | 30 | 1328 | LITTLE ELM | C | WUG | MUNICIPAL | 790 | CITY | C | 61 | DENTON | 0 | 0 | 315 | 505 | 540 | 544 | N
321 | LAKE TEXOMA - AUTHORIZED (BLEND) | Lake Texoma - authorized (blend) | C | 5 | EXISTING SOURCE OR EXPANDED USE OF AN EXISTING SOURCE (SURFACE WATER OR GROUNDWATER) | 5 | OTHER SURFACE WATER | 2 | PIPELINE |  | 2451 | 86 | TEXOMA LAKE/RESERVOIR NORTH TEXAS MWD SYSTEM | C | 999 | RESERVOIR | 2 | RED | 0 | SURFACE WATER | 1 | NO WATER QUALITY IMPROVEMENTS |  | 5210 | 1 | Lake Texoma - authorized (blend) | 108 | NORTH TEXAS MWD | C | WWP | WWP | N/A | N/A |  | Y | 2030 | 2030 | 0 | 0 | 34293000 | 342930020 | 34293000 | 9857000 | 336356000 | 30 | 1604 | LOWRY CROSSING | C | WUG | MUNICIPAL | 1041 | CITY | C | 43 | COLLIN | 0 | 0 | 30 | 41 | 43 | 44 | N
321 | LAKE TEXOMA - AUTHORIZED (BLEND) | Lake Texoma - authorized (blend) | C | 5 | EXISTING SOURCE OR EXPANDED USE OF AN EXISTING SOURCE (SURFACE WATER OR GROUNDWATER) | 5 | OTHER SURFACE WATER | 2 | PIPELINE |  | 2451 | 86 | TEXOMA LAKE/RESERVOIR NORTH TEXAS MWD SYSTEM | C | 999 | RESERVOIR | 2 | RED | 0 | SURFACE WATER | 1 | NO WATER QUALITY IMPROVEMENTS |  | 5210 | 1 | Lake Texoma - authorized (blend) | 108 | NORTH TEXAS MWD | C | WWP | WWP | N/A | N/A |  | Y | 2030 | 2030 | 0 | 0 | 34293000 | 342930020 | 34293000 | 9857000 | 336356000 | 30 | 1605 | LUCAS | C | WUG | MUNICIPAL | 718 | CITY | C | 43 | COLLIN | 0 | 0 | 108 | 187 | 281 | 386 | N
321 | LAKE TEXOMA - AUTHORIZED (BLEND) | Lake Texoma - authorized (blend) | C | 5 | EXISTING SOURCE OR EXPANDED USE OF AN EXISTING SOURCE (SURFACE WATER OR GROUNDWATER) | 5 | OTHER SURFACE WATER | 2 | PIPELINE |  | 2451 | 86 | TEXOMA LAKE/RESERVOIR NORTH TEXAS MWD SYSTEM | C | 999 | RESERVOIR | 2 | RED | 0 | SURFACE WATER | 1 | NO WATER QUALITY IMPROVEMENTS |  | 5210 | 1 | Lake Texoma - authorized (blend) | 108 | NORTH TEXAS MWD | C | WWP | WWP | N/A | N/A |  | Y | 2030 | 2030 | 0 | 0 | 34293000 | 342930020 | 34293000 | 9857000 | 336356000 | 30 | 1650 | MANUFACTURING, COLLIN | C | WUG | MANUFACTURING | 1001 | N/A | C | 43 | COLLIN | 0 | 0 | 286 | 420 | 484 | 532 | N
321 | LAKE TEXOMA - AUTHORIZED (BLEND) | Lake Texoma - authorized (blend) | C | 5 | EXISTING SOURCE OR EXPANDED USE OF AN EXISTING SOURCE (SURFACE WATER OR GROUNDWATER) | 5 | OTHER SURFACE WATER | 2 | PIPELINE |  | 2451 | 86 | TEXOMA LAKE/RESERVOIR NORTH TEXAS MWD SYSTEM | C | 999 | RESERVOIR | 2 | RED | 0 | SURFACE WATER | 1 | NO WATER QUALITY IMPROVEMENTS |  | 5210 | 1 | Lake Texoma - authorized (blend) | 108 | NORTH TEXAS MWD | C | WWP | WWP | N/A | N/A |  | Y | 2030 | 2030 | 0 | 0 | 34293000 | 342930020 | 34293000 | 9857000 | 336356000 | 30 | 1657 | MANUFACTURING, DALLAS | C | WUG | MANUFACTURING | 1001 | N/A | C | 57 | DALLAS | 0 | 0 | 512 | 721 | 803 | 813 | N
321 | LAKE TEXOMA - AUTHORIZED (BLEND) | Lake Texoma - authorized (blend) | C | 5 | EXISTING SOURCE OR EXPANDED USE OF AN EXISTING SOURCE (SURFACE WATER OR GROUNDWATER) | 5 | OTHER SURFACE WATER | 2 | PIPELINE |  | 2451 | 86 | TEXOMA LAKE/RESERVOIR NORTH TEXAS MWD SYSTEM | C | 999 | RESERVOIR | 2 | RED | 0 | SURFACE WATER | 1 | NO WATER QUALITY IMPROVEMENTS |  | 5210 | 1 | Lake Texoma - authorized (blend) | 108 | NORTH TEXAS MWD | C | WWP | WWP | N/A | N/A |  | Y | 2030 | 2030 | 0 | 0 | 34293000 | 342930020 | 34293000 | 9857000 | 336356000 | 30 | 1660 | MANUFACTURING, DENTON | C | WUG | MANUFACTURING | 1001 | N/A | C | 61 | DENTON | 0 | 0 | 5 | 7 | 8 | 8 | N
321 | LAKE TEXOMA - AUTHORIZED (BLEND) | Lake Texoma - authorized (blend) | C | 5 | EXISTING SOURCE OR EXPANDED USE OF AN EXISTING SOURCE (SURFACE WATER OR GROUNDWATER) | 5 | OTHER SURFACE WATER | 2 | PIPELINE |  | 2451 | 86 | TEXOMA LAKE/RESERVOIR NORTH TEXAS MWD SYSTEM | C | 999 | RESERVOIR | 2 | RED | 0 | SURFACE WATER | 1 | NO WATER QUALITY IMPROVEMENTS |  | 5210 | 1 | Lake Texoma - authorized (blend) | 108 | NORTH TEXAS MWD | C | WWP | WWP | N/A | N/A |  | Y | 2030 | 2030 | 0 | 0 | 34293000 | 342930020 | 34293000 | 9857000 | 336356000 | 30 | 1678 | MANUFACTURING, GRAYSON | C | WUG | MANUFACTURING | 1001 | N/A | C | 91 | GRAYSON | 0 | 0 | 5 | 8 | 9 | 9 | N
321 | LAKE TEXOMA - AUTHORIZED (BLEND) | Lake Texoma - authorized (blend) | C | 5 | EXISTING SOURCE OR EXPANDED USE OF AN EXISTING SOURCE (SURFACE WATER OR GROUNDWATER) | 5 | OTHER SURFACE WATER | 2 | PIPELINE |  | 2451 | 86 | TEXOMA LAKE/RESERVOIR NORTH TEXAS MWD SYSTEM | C | 999 | RESERVOIR | 2 | RED | 0 | SURFACE WATER | 1 | NO WATER QUALITY IMPROVEMENTS |  | 5210 | 1 | Lake Texoma - authorized (blend) | 108 | NORTH TEXAS MWD | C | WWP | WWP | N/A | N/A |  | Y | 2030 | 2030 | 0 | 0 | 34293000 | 342930020 | 34293000 | 9857000 | 336356000 | 30 | 1709 | MANUFACTURING, KAUFMAN | C | WUG | MANUFACTURING | 1001 | N/A | C | 129 | KAUFMAN | 0 | 0 | 57 | 80 | 90 | 97 | N
321 | LAKE TEXOMA - AUTHORIZED (BLEND) | Lake Texoma - authorized (blend) | C | 5 | EXISTING SOURCE OR EXPANDED USE OF AN EXISTING SOURCE (SURFACE WATER OR GROUNDWATER) | 5 | OTHER SURFACE WATER | 2 | PIPELINE |  | 2451 | 86 | TEXOMA LAKE/RESERVOIR NORTH TEXAS MWD SYSTEM | C | 999 | RESERVOIR | 2 | RED | 0 | SURFACE WATER | 1 | NO WATER QUALITY IMPROVEMENTS |  | 5210 | 1 | Lake Texoma - authorized (blend) | 108 | NORTH TEXAS MWD | C | WWP | WWP | N/A | N/A |  | Y | 2030 | 2030 | 0 | 0 | 34293000 | 342930020 | 34293000 | 9857000 | 336356000 | 30 | 1817 | MCKINNEY | C | WUG | MUNICIPAL | 379 | CITY | C | 43 | COLLIN | 0 | 0 | 1611 | 3849 | 4096 | 5391 | N
321 | LAKE TEXOMA - AUTHORIZED (BLEND) | Lake Texoma - authorized (blend) | C | 5 | EXISTING SOURCE OR EXPANDED USE OF AN EXISTING SOURCE (SURFACE WATER OR GROUNDWATER) | 5 | OTHER SURFACE WATER | 2 | PIPELINE |  | 2451 | 86 | TEXOMA LAKE/RESERVOIR NORTH TEXAS MWD SYSTEM | C | 999 | RESERVOIR | 2 | RED | 0 | SURFACE WATER | 1 | NO WATER QUALITY IMPROVEMENTS |  | 5210 | 1 | Lake Texoma - authorized (blend) | 108 | NORTH TEXAS MWD | C | WWP | WWP | N/A | N/A |  | Y | 2030 | 2030 | 0 | 0 | 34293000 | 342930020 | 34293000 | 9857000 | 336356000 | 30 | 1819 | MCLENDON-CHISHOLM | C | WUG | MUNICIPAL | 1042 | CITY | C | 199 | ROCKWALL | 0 | 0 | 19 | 27 | 33 | 40 | N
321 | LAKE TEXOMA - AUTHORIZED (BLEND) | Lake Texoma - authorized (blend) | C | 5 | EXISTING SOURCE OR EXPANDED USE OF AN EXISTING SOURCE (SURFACE WATER OR GROUNDWATER) | 5 | OTHER SURFACE WATER | 2 | PIPELINE |  | 2451 | 86 | TEXOMA LAKE/RESERVOIR NORTH TEXAS MWD SYSTEM | C | 999 | RESERVOIR | 2 | RED | 0 | SURFACE WATER | 1 | NO WATER QUALITY IMPROVEMENTS |  | 5210 | 1 | Lake Texoma - authorized (blend) | 108 | NORTH TEXAS MWD | C | WWP | WWP | N/A | N/A |  | Y | 2030 | 2030 | 0 | 0 | 34293000 | 342930020 | 34293000 | 9857000 | 336356000 | 30 | 1824 | MELISSA | C | WUG | MUNICIPAL | 914 | CITY | C | 43 | COLLIN | 0 | 0 | 458 | 881 | 1221 | 1338 | N
321 | LAKE TEXOMA - AUTHORIZED (BLEND) | Lake Texoma - authorized (blend) | C | 5 | EXISTING SOURCE OR EXPANDED USE OF AN EXISTING SOURCE (SURFACE WATER OR GROUNDWATER) | 5 | OTHER SURFACE WATER | 2 | PIPELINE |  | 2451 | 86 | TEXOMA LAKE/RESERVOIR NORTH TEXAS MWD SYSTEM | C | 999 | RESERVOIR | 2 | RED | 0 | SURFACE WATER | 1 | NO WATER QUALITY IMPROVEMENTS |  | 5210 | 1 | Lake Texoma - authorized (blend) | 108 | NORTH TEXAS MWD | C | WWP | WWP | N/A | N/A |  | Y | 2030 | 2030 | 0 | 0 | 34293000 | 342930020 | 34293000 | 9857000 | 336356000 | 30 | 1832 | MESQUITE | C | WUG | MUNICIPAL | 401 | CITY | C | 57 | DALLAS | 0 | 0 | 1738 | 2411 | 2568 | 2582 | N
321 | LAKE TEXOMA - AUTHORIZED (BLEND) | Lake Texoma - authorized (blend) | C | 5 | EXISTING SOURCE OR EXPANDED USE OF AN EXISTING SOURCE (SURFACE WATER OR GROUNDWATER) | 5 | OTHER SURFACE WATER | 2 | PIPELINE |  | 2451 | 86 | TEXOMA LAKE/RESERVOIR NORTH TEXAS MWD SYSTEM | C | 999 | RESERVOIR | 2 | RED | 0 | SURFACE WATER | 1 | NO WATER QUALITY IMPROVEMENTS |  | 5210 | 1 | Lake Texoma - authorized (blend) | 108 | NORTH TEXAS MWD | C | WWP | WWP | N/A | N/A |  | Y | 2030 | 2030 | 0 | 0 | 34293000 | 342930020 | 34293000 | 9857000 | 336356000 | 30 | 1841 | MILLIGAN WSC | C | WUG | MUNICIPAL | 4257 | UTILITY | C | 43 | COLLIN | 0 | 0 | 10 | 14 | 15 | 15 | N
321 | LAKE TEXOMA - AUTHORIZED (BLEND) | Lake Texoma - authorized (blend) | C | 5 | EXISTING SOURCE OR EXPANDED USE OF AN EXISTING SOURCE (SURFACE WATER OR GROUNDWATER) | 5 | OTHER SURFACE WATER | 2 | PIPELINE |  | 2451 | 86 | TEXOMA LAKE/RESERVOIR NORTH TEXAS MWD SYSTEM | C | 999 | RESERVOIR | 2 | RED | 0 | SURFACE WATER | 1 | NO WATER QUALITY IMPROVEMENTS |  | 5210 | 1 | Lake Texoma - authorized (blend) | 108 | NORTH TEXAS MWD | C | WWP | WWP | N/A | N/A |  | Y | 2030 | 2030 | 0 | 0 | 34293000 | 342930020 | 34293000 | 9857000 | 336356000 | 30 | 1882 | MINING, COLLIN | C | WUG | MINING | 1003 | N/A | C | 43 | COLLIN | 0 | 0 | 10 | 13 | 14 | 14 | N
321 | LAKE TEXOMA - AUTHORIZED (BLEND) | Lake Texoma - authorized (blend) | C | 5 | EXISTING SOURCE OR EXPANDED USE OF AN EXISTING SOURCE (SURFACE WATER OR GROUNDWATER) | 5 | OTHER SURFACE WATER | 2 | PIPELINE |  | 2451 | 86 | TEXOMA LAKE/RESERVOIR NORTH TEXAS MWD SYSTEM | C | 999 | RESERVOIR | 2 | RED | 0 | SURFACE WATER | 1 | NO WATER QUALITY IMPROVEMENTS |  | 5210 | 1 | Lake Texoma - authorized (blend) | 108 | NORTH TEXAS MWD | C | WWP | WWP | N/A | N/A |  | Y | 2030 | 2030 | 0 | 0 | 34293000 | 342930020 | 34293000 | 9857000 | 336356000 | 30 | 2091 | MT ZION WSC | C | WUG | MUNICIPAL | 4270 | UTILITY | C | 199 | ROCKWALL | 0 | 0 | 24 | 32 | 33 | 33 | N
321 | LAKE TEXOMA - AUTHORIZED (BLEND) | Lake Texoma - authorized (blend) | C | 5 | EXISTING SOURCE OR EXPANDED USE OF AN EXISTING SOURCE (SURFACE WATER OR GROUNDWATER) | 5 | OTHER SURFACE WATER | 2 | PIPELINE |  | 2451 | 86 | TEXOMA LAKE/RESERVOIR NORTH TEXAS MWD SYSTEM | C | 999 | RESERVOIR | 2 | RED | 0 | SURFACE WATER | 1 | NO WATER QUALITY IMPROVEMENTS |  | 5210 | 1 | Lake Texoma - authorized (blend) | 108 | NORTH TEXAS MWD | C | WWP | WWP | N/A | N/A |  | Y | 2030 | 2030 | 0 | 0 | 34293000 | 342930020 | 34293000 | 9857000 | 336356000 | 30 | 2096 | MURPHY | C | WUG | MUNICIPAL | 724 | CITY | C | 43 | COLLIN | 0 | 0 | 478 | 643 | 677 | 677 | N
321 | LAKE TEXOMA - AUTHORIZED (BLEND) | Lake Texoma - authorized (blend) | C | 5 | EXISTING SOURCE OR EXPANDED USE OF AN EXISTING SOURCE (SURFACE WATER OR GROUNDWATER) | 5 | OTHER SURFACE WATER | 2 | PIPELINE |  | 2451 | 86 | TEXOMA LAKE/RESERVOIR NORTH TEXAS MWD SYSTEM | C | 999 | RESERVOIR | 2 | RED | 0 | SURFACE WATER | 1 | NO WATER QUALITY IMPROVEMENTS |  | 5210 | 1 | Lake Texoma - authorized (blend) | 108 | NORTH TEXAS MWD | C | WWP | WWP | N/A | N/A |  | Y | 2030 | 2030 | 0 | 0 | 34293000 | 342930020 | 34293000 | 9857000 | 336356000 | 30 | 2107 | NEVADA | C | WUG | MUNICIPAL | 1045 | CITY | C | 43 | COLLIN | 0 | 0 | 36 | 96 | 168 | 421 | N
321 | LAKE TEXOMA - AUTHORIZED (BLEND) | Lake Texoma - authorized (blend) | C | 5 | EXISTING SOURCE OR EXPANDED USE OF AN EXISTING SOURCE (SURFACE WATER OR GROUNDWATER) | 5 | OTHER SURFACE WATER | 2 | PIPELINE |  | 2451 | 86 | TEXOMA LAKE/RESERVOIR NORTH TEXAS MWD SYSTEM | C | 999 | RESERVOIR | 2 | RED | 0 | SURFACE WATER | 1 | NO WATER QUALITY IMPROVEMENTS |  | 5210 | 1 | Lake Texoma - authorized (blend) | 108 | NORTH TEXAS MWD | C | WWP | WWP | N/A | N/A |  | Y | 2030 | 2030 | 0 | 0 | 34293000 | 342930020 | 34293000 | 9857000 | 336356000 | 30 | 2114 | NEW HOPE | C | WUG | MUNICIPAL | 923 | CITY | C | 43 | COLLIN | 0 | 0 | 36 | 71 | 113 | 251 | N
321 | LAKE TEXOMA - AUTHORIZED (BLEND) | Lake Texoma - authorized (blend) | C | 5 | EXISTING SOURCE OR EXPANDED USE OF AN EXISTING SOURCE (SURFACE WATER OR GROUNDWATER) | 5 | OTHER SURFACE WATER | 2 | PIPELINE |  | 2451 | 86 | TEXOMA LAKE/RESERVOIR NORTH TEXAS MWD SYSTEM | C | 999 | RESERVOIR | 2 | RED | 0 | SURFACE WATER | 1 | NO WATER QUALITY IMPROVEMENTS |  | 5210 | 1 | Lake Texoma - authorized (blend) | 108 | NORTH TEXAS MWD | C | WWP | WWP | N/A | N/A |  | Y | 2030 | 2030 | 0 | 0 | 34293000 | 342930020 | 34293000 | 9857000 | 336356000 | 30 | 2133 | NORTH COLLIN WSC | C | WUG | MUNICIPAL | 4278 | UTILITY | C | 43 | COLLIN | 0 | 0 | 68 | 108 | 132 | 151 | N
321 | LAKE TEXOMA - AUTHORIZED (BLEND) | Lake Texoma - authorized (blend) | C | 5 | EXISTING SOURCE OR EXPANDED USE OF AN EXISTING SOURCE (SURFACE WATER OR GROUNDWATER) | 5 | OTHER SURFACE WATER | 2 | PIPELINE |  | 2451 | 86 | TEXOMA LAKE/RESERVOIR NORTH TEXAS MWD SYSTEM | C | 999 | RESERVOIR | 2 | RED | 0 | SURFACE WATER | 1 | NO WATER QUALITY IMPROVEMENTS |  | 5210 | 1 | Lake Texoma - authorized (blend) | 108 | NORTH TEXAS MWD | C | WWP | WWP | N/A | N/A |  | Y | 2030 | 2030 | 0 | 0 | 34293000 | 342930020 | 34293000 | 9857000 | 336356000 | 30 | 108 | NORTH TEXAS MWD - FUTURE CUSTOMER/SURPLUS SUPPLY | C | WWP | MUNICIPAL | N/A | N/A | C | 43 | COLLIN | 0 | 0 | 46034 | 29171 | 62580 | 56613 | N
321 | LAKE TEXOMA - AUTHORIZED (BLEND) | Lake Texoma - authorized (blend) | C | 5 | EXISTING SOURCE OR EXPANDED USE OF AN EXISTING SOURCE (SURFACE WATER OR GROUNDWATER) | 5 | OTHER SURFACE WATER | 2 | PIPELINE |  | 2451 | 86 | TEXOMA LAKE/RESERVOIR NORTH TEXAS MWD SYSTEM | C | 999 | RESERVOIR | 2 | RED | 0 | SURFACE WATER | 1 | NO WATER QUALITY IMPROVEMENTS |  | 5210 | 1 | Lake Texoma - authorized (blend) | 108 | NORTH TEXAS MWD | C | WWP | WWP | N/A | N/A |  | Y | 2030 | 2030 | 0 | 0 | 34293000 | 342930020 | 34293000 | 9857000 | 336356000 | 30 | 2145 | OAK GROVE | C | WUG | MUNICIPAL | 928 | CITY | C | 129 | KAUFMAN | 0 | 0 | 10 | 15 | 19 | 23 | N
321 | LAKE TEXOMA - AUTHORIZED (BLEND) | Lake Texoma - authorized (blend) | C | 5 | EXISTING SOURCE OR EXPANDED USE OF AN EXISTING SOURCE (SURFACE WATER OR GROUNDWATER) | 5 | OTHER SURFACE WATER | 2 | PIPELINE |  | 2451 | 86 | TEXOMA LAKE/RESERVOIR NORTH TEXAS MWD SYSTEM | C | 999 | RESERVOIR | 2 | RED | 0 | SURFACE WATER | 1 | NO WATER QUALITY IMPROVEMENTS |  | 5210 | 1 | Lake Texoma - authorized (blend) | 108 | NORTH TEXAS MWD | C | WWP | WWP | N/A | N/A |  | Y | 2030 | 2030 | 0 | 0 | 34293000 | 342930020 | 34293000 | 9857000 | 336356000 | 30 | 2179 | PARKER | C | WUG | MUNICIPAL | 733 | CITY | C | 43 | COLLIN | 0 | 0 | 338 | 737 | 1130 | 1545 | N
321 | LAKE TEXOMA - AUTHORIZED (BLEND) | Lake Texoma - authorized (blend) | C | 5 | EXISTING SOURCE OR EXPANDED USE OF AN EXISTING SOURCE (SURFACE WATER OR GROUNDWATER) | 5 | OTHER SURFACE WATER | 2 | PIPELINE |  | 2451 | 86 | TEXOMA LAKE/RESERVOIR NORTH TEXAS MWD SYSTEM | C | 999 | RESERVOIR | 2 | RED | 0 | SURFACE WATER | 1 | NO WATER QUALITY IMPROVEMENTS |  | 5210 | 1 | Lake Texoma - authorized (blend) | 108 | NORTH TEXAS MWD | C | WWP | WWP | N/A | N/A |  | Y | 2030 | 2030 | 0 | 0 | 34293000 | 342930020 | 34293000 | 9857000 | 336356000 | 30 | 2208 | PLANO | C | WUG | MUNICIPAL | 472 | CITY | C | 43 | COLLIN | 0 | 0 | 2216 | 3882 | 6026 | 6046 | N
321 | LAKE TEXOMA - AUTHORIZED (BLEND) | Lake Texoma - authorized (blend) | C | 5 | EXISTING SOURCE OR EXPANDED USE OF AN EXISTING SOURCE (SURFACE WATER OR GROUNDWATER) | 5 | OTHER SURFACE WATER | 2 | PIPELINE |  | 2451 | 86 | TEXOMA LAKE/RESERVOIR NORTH TEXAS MWD SYSTEM | C | 999 | RESERVOIR | 2 | RED | 0 | SURFACE WATER | 1 | NO WATER QUALITY IMPROVEMENTS |  | 5210 | 1 | Lake Texoma - authorized (blend) | 108 | NORTH TEXAS MWD | C | WWP | WWP | N/A | N/A |  | Y | 2030 | 2030 | 0 | 0 | 34293000 | 342930020 | 34293000 | 9857000 | 336356000 | 30 | 2208 | PLANO | C | WUG | MUNICIPAL | 472 | CITY | C | 61 | DENTON | 0 | 0 | 65 | 112 | 173 | 173 | N
321 | LAKE TEXOMA - AUTHORIZED (BLEND) | Lake Texoma - authorized (blend) | C | 5 | EXISTING SOURCE OR EXPANDED USE OF AN EXISTING SOURCE (SURFACE WATER OR GROUNDWATER) | 5 | OTHER SURFACE WATER | 2 | PIPELINE |  | 2451 | 86 | TEXOMA LAKE/RESERVOIR NORTH TEXAS MWD SYSTEM | C | 999 | RESERVOIR | 2 | RED | 0 | SURFACE WATER | 1 | NO WATER QUALITY IMPROVEMENTS |  | 5210 | 1 | Lake Texoma - authorized (blend) | 108 | NORTH TEXAS MWD | C | WWP | WWP | N/A | N/A |  | Y | 2030 | 2030 | 0 | 0 | 34293000 | 342930020 | 34293000 | 9857000 | 336356000 | 30 | 2681 | POST OAK BEND CITY | C | WUG | MUNICIPAL | 1086 | CITY | C | 129 | KAUFMAN | 0 | 0 | 13 | 29 | 50 | 82 | N
321 | LAKE TEXOMA - AUTHORIZED (BLEND) | Lake Texoma - authorized (blend) | C | 5 | EXISTING SOURCE OR EXPANDED USE OF AN EXISTING SOURCE (SURFACE WATER OR GROUNDWATER) | 5 | OTHER SURFACE WATER | 2 | PIPELINE |  | 2451 | 86 | TEXOMA LAKE/RESERVOIR NORTH TEXAS MWD SYSTEM | C | 999 | RESERVOIR | 2 | RED | 0 | SURFACE WATER | 1 | NO WATER QUALITY IMPROVEMENTS |  | 5210 | 1 | Lake Texoma - authorized (blend) | 108 | NORTH TEXAS MWD | C | WWP | WWP | N/A | N/A |  | Y | 2030 | 2030 | 0 | 0 | 34293000 | 342930020 | 34293000 | 9857000 | 336356000 | 30 | 2236 | PRINCETON | C | BOTH | MUNICIPAL | 487 | CITY | C | 43 | COLLIN | 0 | 0 | 220 | 491 | 860 | 1289 | N
321 | LAKE TEXOMA - AUTHORIZED (BLEND) | Lake Texoma - authorized (blend) | C | 5 | EXISTING SOURCE OR EXPANDED USE OF AN EXISTING SOURCE (SURFACE WATER OR GROUNDWATER) | 5 | OTHER SURFACE WATER | 2 | PIPELINE |  | 2451 | 86 | TEXOMA LAKE/RESERVOIR NORTH TEXAS MWD SYSTEM | C | 999 | RESERVOIR | 2 | RED | 0 | SURFACE WATER | 1 | NO WATER QUALITY IMPROVEMENTS |  | 5210 | 1 | Lake Texoma - authorized (blend) | 108 | NORTH TEXAS MWD | C | WWP | WWP | N/A | N/A |  | Y | 2030 | 2030 | 0 | 0 | 34293000 | 342930020 | 34293000 | 9857000 | 336356000 | 30 | 2239 | PROSPER | C | WUG | MUNICIPAL | 799 | CITY | C | 43 | COLLIN | 0 | 0 | 178 | 324 | 645 | 683 | N
321 | LAKE TEXOMA - AUTHORIZED (BLEND) | Lake Texoma - authorized (blend) | C | 5 | EXISTING SOURCE OR EXPANDED USE OF AN EXISTING SOURCE (SURFACE WATER OR GROUNDWATER) | 5 | OTHER SURFACE WATER | 2 | PIPELINE |  | 2451 | 86 | TEXOMA LAKE/RESERVOIR NORTH TEXAS MWD SYSTEM | C | 999 | RESERVOIR | 2 | RED | 0 | SURFACE WATER | 1 | NO WATER QUALITY IMPROVEMENTS |  | 5210 | 1 | Lake Texoma - authorized (blend) | 108 | NORTH TEXAS MWD | C | WWP | WWP | N/A | N/A |  | Y | 2030 | 2030 | 0 | 0 | 34293000 | 342930020 | 34293000 | 9857000 | 336356000 | 30 | 2239 | PROSPER | C | WUG | MUNICIPAL | 799 | CITY | C | 61 | DENTON | 0 | 0 | 119 | 235 | 316 | 342 | N
321 | LAKE TEXOMA - AUTHORIZED (BLEND) | Lake Texoma - authorized (blend) | C | 5 | EXISTING SOURCE OR EXPANDED USE OF AN EXISTING SOURCE (SURFACE WATER OR GROUNDWATER) | 5 | OTHER SURFACE WATER | 2 | PIPELINE |  | 2451 | 86 | TEXOMA LAKE/RESERVOIR NORTH TEXAS MWD SYSTEM | C | 999 | RESERVOIR | 2 | RED | 0 | SURFACE WATER | 1 | NO WATER QUALITY IMPROVEMENTS |  | 5210 | 1 | Lake Texoma - authorized (blend) | 108 | NORTH TEXAS MWD | C | WWP | WWP | N/A | N/A |  | Y | 2030 | 2030 | 0 | 0 | 34293000 | 342930020 | 34293000 | 9857000 | 336356000 | 30 | 2245 | R-C-H WSC | C | WUG | MUNICIPAL | 4313 | UTILITY | C | 199 | ROCKWALL | 0 | 0 | 49 | 67 | 70 | 70 | N
321 | LAKE TEXOMA - AUTHORIZED (BLEND) | Lake Texoma - authorized (blend) | C | 5 | EXISTING SOURCE OR EXPANDED USE OF AN EXISTING SOURCE (SURFACE WATER OR GROUNDWATER) | 5 | OTHER SURFACE WATER | 2 | PIPELINE |  | 2451 | 86 | TEXOMA LAKE/RESERVOIR NORTH TEXAS MWD SYSTEM | C | 999 | RESERVOIR | 2 | RED | 0 | SURFACE WATER | 1 | NO WATER QUALITY IMPROVEMENTS |  | 5210 | 1 | Lake Texoma - authorized (blend) | 108 | NORTH TEXAS MWD | C | WWP | WWP | N/A | N/A |  | Y | 2030 | 2030 | 0 | 0 | 34293000 | 342930020 | 34293000 | 9857000 | 336356000 | 30 | 2264 | RICHARDSON | C | WUG | MUNICIPAL | 498 | CITY | C | 43 | COLLIN | 0 | 0 | 561 | 755 | 793 | 795 | N
321 | LAKE TEXOMA - AUTHORIZED (BLEND) | Lake Texoma - authorized (blend) | C | 5 | EXISTING SOURCE OR EXPANDED USE OF AN EXISTING SOURCE (SURFACE WATER OR GROUNDWATER) | 5 | OTHER SURFACE WATER | 2 | PIPELINE |  | 2451 | 86 | TEXOMA LAKE/RESERVOIR NORTH TEXAS MWD SYSTEM | C | 999 | RESERVOIR | 2 | RED | 0 | SURFACE WATER | 1 | NO WATER QUALITY IMPROVEMENTS |  | 5210 | 1 | Lake Texoma - authorized (blend) | 108 | NORTH TEXAS MWD | C | WWP | WWP | N/A | N/A |  | Y | 2030 | 2030 | 0 | 0 | 34293000 | 342930020 | 34293000 | 9857000 | 336356000 | 30 | 2264 | RICHARDSON | C | WUG | MUNICIPAL | 498 | CITY | C | 57 | DALLAS | 0 | 0 | 1353 | 1821 | 1912 | 1917 | N
321 | LAKE TEXOMA - AUTHORIZED (BLEND) | Lake Texoma - authorized (blend) | C | 5 | EXISTING SOURCE OR EXPANDED USE OF AN EXISTING SOURCE (SURFACE WATER OR GROUNDWATER) | 5 | OTHER SURFACE WATER | 2 | PIPELINE |  | 2451 | 86 | TEXOMA LAKE/RESERVOIR NORTH TEXAS MWD SYSTEM | C | 999 | RESERVOIR | 2 | RED | 0 | SURFACE WATER | 1 | NO WATER QUALITY IMPROVEMENTS |  | 5210 | 1 | Lake Texoma - authorized (blend) | 108 | NORTH TEXAS MWD | C | WWP | WWP | N/A | N/A |  | Y | 2030 | 2030 | 0 | 0 | 34293000 | 342930020 | 34293000 | 9857000 | 336356000 | 30 | 122 | ROCKWALL | C | BOTH | MUNICIPAL | 513 | CITY | C | 199 | ROCKWALL | 0 | 0 | 1211 | 1897 | 2046 | 2046 | N
321 | LAKE TEXOMA - AUTHORIZED (BLEND) | Lake Texoma - authorized (blend) | C | 5 | EXISTING SOURCE OR EXPANDED USE OF AN EXISTING SOURCE (SURFACE WATER OR GROUNDWATER) | 5 | OTHER SURFACE WATER | 2 | PIPELINE |  | 2451 | 86 | TEXOMA LAKE/RESERVOIR NORTH TEXAS MWD SYSTEM | C | 999 | RESERVOIR | 2 | RED | 0 | SURFACE WATER | 1 | NO WATER QUALITY IMPROVEMENTS |  | 5210 | 1 | Lake Texoma - authorized (blend) | 108 | NORTH TEXAS MWD | C | WWP | WWP | N/A | N/A |  | Y | 2030 | 2030 | 0 | 0 | 34293000 | 342930020 | 34293000 | 9857000 | 336356000 | 30 | 2302 | ROWLETT | C | WUG | MUNICIPAL | 521 | CITY | C | 57 | DALLAS | 0 | 0 | 754 | 1121 | 1259 | 1334 | N
321 | LAKE TEXOMA - AUTHORIZED (BLEND) | Lake Texoma - authorized (blend) | C | 5 | EXISTING SOURCE OR EXPANDED USE OF AN EXISTING SOURCE (SURFACE WATER OR GROUNDWATER) | 5 | OTHER SURFACE WATER | 2 | PIPELINE |  | 2451 | 86 | TEXOMA LAKE/RESERVOIR NORTH TEXAS MWD SYSTEM | C | 999 | RESERVOIR | 2 | RED | 0 | SURFACE WATER | 1 | NO WATER QUALITY IMPROVEMENTS |  | 5210 | 1 | Lake Texoma - authorized (blend) | 108 | NORTH TEXAS MWD | C | WWP | WWP | N/A | N/A |  | Y | 2030 | 2030 | 0 | 0 | 34293000 | 342930020 | 34293000 | 9857000 | 336356000 | 30 | 2302 | ROWLETT | C | WUG | MUNICIPAL | 521 | CITY | C | 199 | ROCKWALL | 0 | 0 | 80 | 108 | 113 | 113 | N
321 | LAKE TEXOMA - AUTHORIZED (BLEND) | Lake Texoma - authorized (blend) | C | 5 | EXISTING SOURCE OR EXPANDED USE OF AN EXISTING SOURCE (SURFACE WATER OR GROUNDWATER) | 5 | OTHER SURFACE WATER | 2 | PIPELINE |  | 2451 | 86 | TEXOMA LAKE/RESERVOIR NORTH TEXAS MWD SYSTEM | C | 999 | RESERVOIR | 2 | RED | 0 | SURFACE WATER | 1 | NO WATER QUALITY IMPROVEMENTS |  | 5210 | 1 | Lake Texoma - authorized (blend) | 108 | NORTH TEXAS MWD | C | WWP | WWP | N/A | N/A |  | Y | 2030 | 2030 | 0 | 0 | 34293000 | 342930020 | 34293000 | 9857000 | 336356000 | 30 | 2304 | ROYSE CITY | C | WUG | MUNICIPAL | 522 | CITY | C | 43 | COLLIN | 0 | 0 | 92 | 186 | 261 | 336 | N
321 | LAKE TEXOMA - AUTHORIZED (BLEND) | Lake Texoma - authorized (blend) | C | 5 | EXISTING SOURCE OR EXPANDED USE OF AN EXISTING SOURCE (SURFACE WATER OR GROUNDWATER) | 5 | OTHER SURFACE WATER | 2 | PIPELINE |  | 2451 | 86 | TEXOMA LAKE/RESERVOIR NORTH TEXAS MWD SYSTEM | C | 999 | RESERVOIR | 2 | RED | 0 | SURFACE WATER | 1 | NO WATER QUALITY IMPROVEMENTS |  | 5210 | 1 | Lake Texoma - authorized (blend) | 108 | NORTH TEXAS MWD | C | WWP | WWP | N/A | N/A |  | Y | 2030 | 2030 | 0 | 0 | 34293000 | 342930020 | 34293000 | 9857000 | 336356000 | 30 | 2304 | ROYSE CITY | C | WUG | MUNICIPAL | 522 | CITY | C | 199 | ROCKWALL | 0 | 0 | 234 | 390 | 484 | 563 | N
321 | LAKE TEXOMA - AUTHORIZED (BLEND) | Lake Texoma - authorized (blend) | C | 5 | EXISTING SOURCE OR EXPANDED USE OF AN EXISTING SOURCE (SURFACE WATER OR GROUNDWATER) | 5 | OTHER SURFACE WATER | 2 | PIPELINE |  | 2451 | 86 | TEXOMA LAKE/RESERVOIR NORTH TEXAS MWD SYSTEM | C | 999 | RESERVOIR | 2 | RED | 0 | SURFACE WATER | 1 | NO WATER QUALITY IMPROVEMENTS |  | 5210 | 1 | Lake Texoma - authorized (blend) | 108 | NORTH TEXAS MWD | C | WWP | WWP | N/A | N/A |  | Y | 2030 | 2030 | 0 | 0 | 34293000 | 342930020 | 34293000 | 9857000 | 336356000 | 30 | 2311 | SACHSE | C | WUG | MUNICIPAL | 742 | CITY | C | 43 | COLLIN | 0 | 0 | 70 | 95 | 101 | 102 | N
321 | LAKE TEXOMA - AUTHORIZED (BLEND) | Lake Texoma - authorized (blend) | C | 5 | EXISTING SOURCE OR EXPANDED USE OF AN EXISTING SOURCE (SURFACE WATER OR GROUNDWATER) | 5 | OTHER SURFACE WATER | 2 | PIPELINE |  | 2451 | 86 | TEXOMA LAKE/RESERVOIR NORTH TEXAS MWD SYSTEM | C | 999 | RESERVOIR | 2 | RED | 0 | SURFACE WATER | 1 | NO WATER QUALITY IMPROVEMENTS |  | 5210 | 1 | Lake Texoma - authorized (blend) | 108 | NORTH TEXAS MWD | C | WWP | WWP | N/A | N/A |  | Y | 2030 | 2030 | 0 | 0 | 34293000 | 342930020 | 34293000 | 9857000 | 336356000 | 30 | 2311 | SACHSE | C | WUG | MUNICIPAL | 742 | CITY | C | 57 | DALLAS | 0 | 0 | 226 | 306 | 326 | 328 | N
321 | LAKE TEXOMA - AUTHORIZED (BLEND) | Lake Texoma - authorized (blend) | C | 5 | EXISTING SOURCE OR EXPANDED USE OF AN EXISTING SOURCE (SURFACE WATER OR GROUNDWATER) | 5 | OTHER SURFACE WATER | 2 | PIPELINE |  | 2451 | 86 | TEXOMA LAKE/RESERVOIR NORTH TEXAS MWD SYSTEM | C | 999 | RESERVOIR | 2 | RED | 0 | SURFACE WATER | 1 | NO WATER QUALITY IMPROVEMENTS |  | 5210 | 1 | Lake Texoma - authorized (blend) | 108 | NORTH TEXAS MWD | C | WWP | WWP | N/A | N/A |  | Y | 2030 | 2030 | 0 | 0 | 34293000 | 342930020 | 34293000 | 9857000 | 336356000 | 30 | 2314 | SAINT PAUL | C | WUG | MUNICIPAL | 1072 | CITY | C | 43 | COLLIN | 0 | 0 | 51 | 110 | 138 | 145 | N
321 | LAKE TEXOMA - AUTHORIZED (BLEND) | Lake Texoma - authorized (blend) | C | 5 | EXISTING SOURCE OR EXPANDED USE OF AN EXISTING SOURCE (SURFACE WATER OR GROUNDWATER) | 5 | OTHER SURFACE WATER | 2 | PIPELINE |  | 2451 | 86 | TEXOMA LAKE/RESERVOIR NORTH TEXAS MWD SYSTEM | C | 999 | RESERVOIR | 2 | RED | 0 | SURFACE WATER | 1 | NO WATER QUALITY IMPROVEMENTS |  | 5210 | 1 | Lake Texoma - authorized (blend) | 108 | NORTH TEXAS MWD | C | WWP | WWP | N/A | N/A |  | Y | 2030 | 2030 | 0 | 0 | 34293000 | 342930020 | 34293000 | 9857000 | 336356000 | 30 | 2683 | SCURRY | C | WUG | MUNICIPAL | 1088 | CITY | C | 129 | KAUFMAN | 0 | 0 | 7 | 11 | 13 | 16 | N
321 | LAKE TEXOMA - AUTHORIZED (BLEND) | Lake Texoma - authorized (blend) | C | 5 | EXISTING SOURCE OR EXPANDED USE OF AN EXISTING SOURCE (SURFACE WATER OR GROUNDWATER) | 5 | OTHER SURFACE WATER | 2 | PIPELINE |  | 2451 | 86 | TEXOMA LAKE/RESERVOIR NORTH TEXAS MWD SYSTEM | C | 999 | RESERVOIR | 2 | RED | 0 | SURFACE WATER | 1 | NO WATER QUALITY IMPROVEMENTS |  | 5210 | 1 | Lake Texoma - authorized (blend) | 108 | NORTH TEXAS MWD | C | WWP | WWP | N/A | N/A |  | Y | 2030 | 2030 | 0 | 0 | 34293000 | 342930020 | 34293000 | 9857000 | 336356000 | 30 | 2376 | SOUTH GRAYSON WSC | C | WUG | MUNICIPAL | 4336 | UTILITY | C | 91 | GRAYSON | 0 | 0 | 22 | 24 | 21 | 19 | N
321 | LAKE TEXOMA - AUTHORIZED (BLEND) | Lake Texoma - authorized (blend) | C | 5 | EXISTING SOURCE OR EXPANDED USE OF AN EXISTING SOURCE (SURFACE WATER OR GROUNDWATER) | 5 | OTHER SURFACE WATER | 2 | PIPELINE |  | 2451 | 86 | TEXOMA LAKE/RESERVOIR NORTH TEXAS MWD SYSTEM | C | 999 | RESERVOIR | 2 | RED | 0 | SURFACE WATER | 1 | NO WATER QUALITY IMPROVEMENTS |  | 5210 | 1 | Lake Texoma - authorized (blend) | 108 | NORTH TEXAS MWD | C | WWP | WWP | N/A | N/A |  | Y | 2030 | 2030 | 0 | 0 | 34293000 | 342930020 | 34293000 | 9857000 | 336356000 | 30 | 2413 | STEAM ELECTRIC POWER, COLLIN | C | WUG | STEAM ELECTRIC | 1002 | N/A | C | 43 | COLLIN | 0 | 0 | 239 | 304 | 362 | 414 | N
321 | LAKE TEXOMA - AUTHORIZED (BLEND) | Lake Texoma - authorized (blend) | C | 5 | EXISTING SOURCE OR EXPANDED USE OF AN EXISTING SOURCE (SURFACE WATER OR GROUNDWATER) | 5 | OTHER SURFACE WATER | 2 | PIPELINE |  | 2451 | 86 | TEXOMA LAKE/RESERVOIR NORTH TEXAS MWD SYSTEM | C | 999 | RESERVOIR | 2 | RED | 0 | SURFACE WATER | 1 | NO WATER QUALITY IMPROVEMENTS |  | 5210 | 1 | Lake Texoma - authorized (blend) | 108 | NORTH TEXAS MWD | C | WWP | WWP | N/A | N/A |  | Y | 2030 | 2030 | 0 | 0 | 34293000 | 342930020 | 34293000 | 9857000 | 336356000 | 30 | 2415 | STEAM ELECTRIC POWER, DALLAS | C | WUG | STEAM ELECTRIC | 1002 | N/A | C | 57 | DALLAS | 0 | 0 | 17 | 22 | 23 | 23 | N
321 | LAKE TEXOMA - AUTHORIZED (BLEND) | Lake Texoma - authorized (blend) | C | 5 | EXISTING SOURCE OR EXPANDED USE OF AN EXISTING SOURCE (SURFACE WATER OR GROUNDWATER) | 5 | OTHER SURFACE WATER | 2 | PIPELINE |  | 2451 | 86 | TEXOMA LAKE/RESERVOIR NORTH TEXAS MWD SYSTEM | C | 999 | RESERVOIR | 2 | RED | 0 | SURFACE WATER | 1 | NO WATER QUALITY IMPROVEMENTS |  | 5210 | 1 | Lake Texoma - authorized (blend) | 108 | NORTH TEXAS MWD | C | WWP | WWP | N/A | N/A |  | Y | 2030 | 2030 | 0 | 0 | 34293000 | 342930020 | 34293000 | 9857000 | 336356000 | 30 | 2443 | STEAM ELECTRIC POWER, KAUFMAN | C | WUG | STEAM ELECTRIC | 1002 | N/A | C | 129 | KAUFMAN | 0 | 0 | 78 | 103 | 108 | 109 | N
321 | LAKE TEXOMA - AUTHORIZED (BLEND) | Lake Texoma - authorized (blend) | C | 5 | EXISTING SOURCE OR EXPANDED USE OF AN EXISTING SOURCE (SURFACE WATER OR GROUNDWATER) | 5 | OTHER SURFACE WATER | 2 | PIPELINE |  | 2451 | 86 | TEXOMA LAKE/RESERVOIR NORTH TEXAS MWD SYSTEM | C | 999 | RESERVOIR | 2 | RED | 0 | SURFACE WATER | 1 | NO WATER QUALITY IMPROVEMENTS |  | 5210 | 1 | Lake Texoma - authorized (blend) | 108 | NORTH TEXAS MWD | C | WWP | WWP | N/A | N/A |  | Y | 2030 | 2030 | 0 | 0 | 34293000 | 342930020 | 34293000 | 9857000 | 336356000 | 30 | 2498 | SUNNYVALE | C | WUG | MUNICIPAL | 749 | CITY | C | 57 | DALLAS | 0 | 0 | 178 | 291 | 360 | 368 | N
321 | LAKE TEXOMA - AUTHORIZED (BLEND) | Lake Texoma - authorized (blend) | C | 5 | EXISTING SOURCE OR EXPANDED USE OF AN EXISTING SOURCE (SURFACE WATER OR GROUNDWATER) | 5 | OTHER SURFACE WATER | 2 | PIPELINE |  | 2451 | 86 | TEXOMA LAKE/RESERVOIR NORTH TEXAS MWD SYSTEM | C | 999 | RESERVOIR | 2 | RED | 0 | SURFACE WATER | 1 | NO WATER QUALITY IMPROVEMENTS |  | 5210 | 1 | Lake Texoma - authorized (blend) | 108 | NORTH TEXAS MWD | C | WWP | WWP | N/A | N/A |  | Y | 2030 | 2030 | 0 | 0 | 34293000 | 342930020 | 34293000 | 9857000 | 336356000 | 30 | 2507 | TALTY | C | WUG | MUNICIPAL | 1065 | CITY | C | 129 | KAUFMAN | 0 | 0 | 137 | 236 | 316 | 402 | N
321 | LAKE TEXOMA - AUTHORIZED (BLEND) | Lake Texoma - authorized (blend) | C | 5 | EXISTING SOURCE OR EXPANDED USE OF AN EXISTING SOURCE (SURFACE WATER OR GROUNDWATER) | 5 | OTHER SURFACE WATER | 2 | PIPELINE |  | 2451 | 86 | TEXOMA LAKE/RESERVOIR NORTH TEXAS MWD SYSTEM | C | 999 | RESERVOIR | 2 | RED | 0 | SURFACE WATER | 1 | NO WATER QUALITY IMPROVEMENTS |  | 5210 | 1 | Lake Texoma - authorized (blend) | 108 | NORTH TEXAS MWD | C | WWP | WWP | N/A | N/A |  | Y | 2030 | 2030 | 0 | 0 | 34293000 | 342930020 | 34293000 | 9857000 | 336356000 | 30 | 139 | TERRELL | C | BOTH | MUNICIPAL | 599 | CITY | C | 129 | KAUFMAN | 0 | 0 | 775 | 1364 | 1640 | 1868 | N
321 | LAKE TEXOMA - AUTHORIZED (BLEND) | Lake Texoma - authorized (blend) | C | 5 | EXISTING SOURCE OR EXPANDED USE OF AN EXISTING SOURCE (SURFACE WATER OR GROUNDWATER) | 5 | OTHER SURFACE WATER | 2 | PIPELINE |  | 2451 | 86 | TEXOMA LAKE/RESERVOIR NORTH TEXAS MWD SYSTEM | C | 999 | RESERVOIR | 2 | RED | 0 | SURFACE WATER | 1 | NO WATER QUALITY IMPROVEMENTS |  | 5210 | 1 | Lake Texoma - authorized (blend) | 108 | NORTH TEXAS MWD | C | WWP | WWP | N/A | N/A |  | Y | 2030 | 2030 | 0 | 0 | 34293000 | 342930020 | 34293000 | 9857000 | 336356000 | 30 | 2518 | THE COLONY | C | WUG | MUNICIPAL | 752 | CITY | C | 61 | DENTON | 0 | 0 | 50 | 70 | 75 | 77 | N
321 | LAKE TEXOMA - AUTHORIZED (BLEND) | Lake Texoma - authorized (blend) | C | 5 | EXISTING SOURCE OR EXPANDED USE OF AN EXISTING SOURCE (SURFACE WATER OR GROUNDWATER) | 5 | OTHER SURFACE WATER | 2 | PIPELINE |  | 2451 | 86 | TEXOMA LAKE/RESERVOIR NORTH TEXAS MWD SYSTEM | C | 999 | RESERVOIR | 2 | RED | 0 | SURFACE WATER | 1 | NO WATER QUALITY IMPROVEMENTS |  | 5210 | 1 | Lake Texoma - authorized (blend) | 108 | NORTH TEXAS MWD | C | WWP | WWP | N/A | N/A |  | Y | 2030 | 2030 | 0 | 0 | 34293000 | 342930020 | 34293000 | 9857000 | 336356000 | 30 | 2562 | VAN ALSTYNE | C | WUG | MUNICIPAL | 619 | CITY | C | 91 | GRAYSON | 0 | 0 | 102 | 185 | 217 | 227 | N
321 | LAKE TEXOMA - AUTHORIZED (BLEND) | Lake Texoma - authorized (blend) | C | 5 | EXISTING SOURCE OR EXPANDED USE OF AN EXISTING SOURCE (SURFACE WATER OR GROUNDWATER) | 5 | OTHER SURFACE WATER | 2 | PIPELINE |  | 2451 | 86 | TEXOMA LAKE/RESERVOIR NORTH TEXAS MWD SYSTEM | C | 999 | RESERVOIR | 2 | RED | 0 | SURFACE WATER | 1 | NO WATER QUALITY IMPROVEMENTS |  | 5210 | 1 | Lake Texoma - authorized (blend) | 108 | NORTH TEXAS MWD | C | WWP | WWP | N/A | N/A |  | Y | 2030 | 2030 | 0 | 0 | 34293000 | 342930020 | 34293000 | 9857000 | 336356000 | 30 | 2606 | WESTON | C | WUG | MUNICIPAL | 1069 | CITY | C | 43 | COLLIN | 0 | 0 | 289 | 952 | 1493 | 2337 | N
321 | LAKE TEXOMA - AUTHORIZED (BLEND) | Lake Texoma - authorized (blend) | C | 5 | EXISTING SOURCE OR EXPANDED USE OF AN EXISTING SOURCE (SURFACE WATER OR GROUNDWATER) | 5 | OTHER SURFACE WATER | 2 | PIPELINE |  | 2451 | 86 | TEXOMA LAKE/RESERVOIR NORTH TEXAS MWD SYSTEM | C | 999 | RESERVOIR | 2 | RED | 0 | SURFACE WATER | 1 | NO WATER QUALITY IMPROVEMENTS |  | 5210 | 1 | Lake Texoma - authorized (blend) | 108 | NORTH TEXAS MWD | C | WWP | WWP | N/A | N/A |  | Y | 2030 | 2030 | 0 | 0 | 34293000 | 342930020 | 34293000 | 9857000 | 336356000 | 30 | 2650 | WYLIE | C | WUG | MUNICIPAL | 669 | CITY | C | 43 | COLLIN | 0 | 0 | 432 | 736 | 801 | 814 | N
321 | LAKE TEXOMA - AUTHORIZED (BLEND) | Lake Texoma - authorized (blend) | C | 5 | EXISTING SOURCE OR EXPANDED USE OF AN EXISTING SOURCE (SURFACE WATER OR GROUNDWATER) | 5 | OTHER SURFACE WATER | 2 | PIPELINE |  | 2451 | 86 | TEXOMA LAKE/RESERVOIR NORTH TEXAS MWD SYSTEM | C | 999 | RESERVOIR | 2 | RED | 0 | SURFACE WATER | 1 | NO WATER QUALITY IMPROVEMENTS |  | 5210 | 1 | Lake Texoma - authorized (blend) | 108 | NORTH TEXAS MWD | C | WWP | WWP | N/A | N/A |  | Y | 2030 | 2030 | 0 | 0 | 34293000 | 342930020 | 34293000 | 9857000 | 336356000 | 30 | 2650 | WYLIE | C | WUG | MUNICIPAL | 669 | CITY | C | 57 | DALLAS | 0 | 0 | 8 | 13 | 14 | 14 | N
321 | LAKE TEXOMA - AUTHORIZED (BLEND) | Lake Texoma - authorized (blend) | C | 5 | EXISTING SOURCE OR EXPANDED USE OF AN EXISTING SOURCE (SURFACE WATER OR GROUNDWATER) | 5 | OTHER SURFACE WATER | 2 | PIPELINE |  | 2451 | 86 | TEXOMA LAKE/RESERVOIR NORTH TEXAS MWD SYSTEM | C | 999 | RESERVOIR | 2 | RED | 0 | SURFACE WATER | 1 | NO WATER QUALITY IMPROVEMENTS |  | 5210 | 1 | Lake Texoma - authorized (blend) | 108 | NORTH TEXAS MWD | C | WWP | WWP | N/A | N/A |  | Y | 2030 | 2030 | 0 | 0 | 34293000 | 342930020 | 34293000 | 9857000 | 336356000 | 30 | 2650 | WYLIE | C | WUG | MUNICIPAL | 669 | CITY | C | 199 | ROCKWALL | 0 | 0 | 12 | 21 | 23 | 23 | N
325 | LAKE TEXOMA - INTERIM PURCHASE FROM GTUA | Lake Texoma - interim purchase from GTUA | C | 5 | EXISTING SOURCE OR EXPANDED USE OF AN EXISTING SOURCE (SURFACE WATER OR GROUNDWATER) | 5 | OTHER SURFACE WATER | 1 | NO INFRASTRUCTURE |  | 1281 | 90 | TEXOMA LAKE/RESERVOIR NON-SYSTEM PORTION | C | 999 | RESERVOIR | 2 | RED | 0 | SURFACE WATER | 1 | NO WATER QUALITY IMPROVEMENTS |  | 5208 | 1 | Lake Texoma - interim purchase from GTUA | 108 | NORTH TEXAS MWD | C | WWP | WWP | N/A | N/A |  | Y | 2020 | 2020 | 0 | 0 | 0 | 0 | 0 | 0 | 0 | 0 | 173 | ALLEN | C | WUG | MUNICIPAL | 8 | CITY | C | 43 | COLLIN | 0 | 2809 | 2877 | 2491 | 0 | 0 | N
325 | LAKE TEXOMA - INTERIM PURCHASE FROM GTUA | Lake Texoma - interim purchase from GTUA | C | 5 | EXISTING SOURCE OR EXPANDED USE OF AN EXISTING SOURCE (SURFACE WATER OR GROUNDWATER) | 5 | OTHER SURFACE WATER | 1 | NO INFRASTRUCTURE |  | 1281 | 90 | TEXOMA LAKE/RESERVOIR NON-SYSTEM PORTION | C | 999 | RESERVOIR | 2 | RED | 0 | SURFACE WATER | 1 | NO WATER QUALITY IMPROVEMENTS |  | 5208 | 1 | Lake Texoma - interim purchase from GTUA | 108 | NORTH TEXAS MWD | C | WWP | WWP | N/A | N/A |  | Y | 2020 | 2020 | 0 | 0 | 0 | 0 | 0 | 0 | 0 | 0 | 819 | FRISCO | C | WUG | MUNICIPAL | 221 | CITY | C | 43 | COLLIN | 0 | 2881 | 2620 | 2951 | 0 | 0 | N
325 | LAKE TEXOMA - INTERIM PURCHASE FROM GTUA | Lake Texoma - interim purchase from GTUA | C | 5 | EXISTING SOURCE OR EXPANDED USE OF AN EXISTING SOURCE (SURFACE WATER OR GROUNDWATER) | 5 | OTHER SURFACE WATER | 1 | NO INFRASTRUCTURE |  | 1281 | 90 | TEXOMA LAKE/RESERVOIR NON-SYSTEM PORTION | C | 999 | RESERVOIR | 2 | RED | 0 | SURFACE WATER | 1 | NO WATER QUALITY IMPROVEMENTS |  | 5208 | 1 | Lake Texoma - interim purchase from GTUA | 108 | NORTH TEXAS MWD | C | WWP | WWP | N/A | N/A |  | Y | 2020 | 2020 | 0 | 0 | 0 | 0 | 0 | 0 | 0 | 0 | 819 | FRISCO | C | WUG | MUNICIPAL | 221 | CITY | C | 61 | DENTON | 0 | 1093 | 1478 | 1802 | 0 | 0 | N
325 | LAKE TEXOMA - INTERIM PURCHASE FROM GTUA | Lake Texoma - interim purchase from GTUA | C | 5 | EXISTING SOURCE OR EXPANDED USE OF AN EXISTING SOURCE (SURFACE WATER OR GROUNDWATER) | 5 | OTHER SURFACE WATER | 1 | NO INFRASTRUCTURE |  | 1281 | 90 | TEXOMA LAKE/RESERVOIR NON-SYSTEM PORTION | C | 999 | RESERVOIR | 2 | RED | 0 | SURFACE WATER | 1 | NO WATER QUALITY IMPROVEMENTS |  | 5208 | 1 | Lake Texoma - interim purchase from GTUA | 108 | NORTH TEXAS MWD | C | WWP | WWP | N/A | N/A |  | Y | 2020 | 2020 | 0 | 0 | 0 | 0 | 0 | 0 | 0 | 0 | 1817 | MCKINNEY | C | WUG | MUNICIPAL | 379 | CITY | C | 43 | COLLIN | 0 | 5279 | 6179 | 7191 | 0 | 0 | N
325 | LAKE TEXOMA - INTERIM PURCHASE FROM GTUA | Lake Texoma - interim purchase from GTUA | C | 5 | EXISTING SOURCE OR EXPANDED USE OF AN EXISTING SOURCE (SURFACE WATER OR GROUNDWATER) | 5 | OTHER SURFACE WATER | 1 | NO INFRASTRUCTURE |  | 1281 | 90 | TEXOMA LAKE/RESERVOIR NON-SYSTEM PORTION | C | 999 | RESERVOIR | 2 | RED | 0 | SURFACE WATER | 1 | NO WATER QUALITY IMPROVEMENTS |  | 5208 | 1 | Lake Texoma - interim purchase from GTUA | 108 | NORTH TEXAS MWD | C | WWP | WWP | N/A | N/A |  | Y | 2020 | 2020 | 0 | 0 | 0 | 0 | 0 | 0 | 0 | 0 | 2208 | PLANO | C | WUG | MUNICIPAL | 472 | CITY | C | 43 | COLLIN | 0 | 9555 | 8498 | 7254 | 0 | 0 | N
325 | LAKE TEXOMA - INTERIM PURCHASE FROM GTUA | Lake Texoma - interim purchase from GTUA | C | 5 | EXISTING SOURCE OR EXPANDED USE OF AN EXISTING SOURCE (SURFACE WATER OR GROUNDWATER) | 5 | OTHER SURFACE WATER | 1 | NO INFRASTRUCTURE |  | 1281 | 90 | TEXOMA LAKE/RESERVOIR NON-SYSTEM PORTION | C | 999 | RESERVOIR | 2 | RED | 0 | SURFACE WATER | 1 | NO WATER QUALITY IMPROVEMENTS |  | 5208 | 1 | Lake Texoma - interim purchase from GTUA | 108 | NORTH TEXAS MWD | C | WWP | WWP | N/A | N/A |  | Y | 2020 | 2020 | 0 | 0 | 0 | 0 | 0 | 0 | 0 | 0 | 2208 | PLANO | C | WUG | MUNICIPAL | 472 | CITY | C | 61 | DENTON | 0 | 283 | 248 | 210 | 0 | 0 | N
317 | WRIGHT PATMAN - REALLOCATION OF FLOOD POOL (112K) | Lake Wright Patman - reallocation of flood pool | C | 5 | EXISTING SOURCE OR EXPANDED USE OF AN EXISTING SOURCE (SURFACE WATER OR GROUNDWATER) | 5 | OTHER SURFACE WATER | 2 | PIPELINE |  | 1243 | 210 | WRIGHT PATMAN LAKE/RESERVOIR | D | 999 | RESERVOIR | 3 | SULPHUR | 0 | SURFACE WATER | 1 | NO WATER QUALITY IMPROVEMENTS |  | 4988 | 1 | Lake Wright Patman - reallocation of flood pool | 36 | DALLAS | C | BOTH | MUNICIPAL | 151 | CITY |  | Y | 2040 | 2040 | 0 | 0 | 0 | 85415000 | 85415000 | 85415000 | 896478000 | 30 | 166 | ADDISON | C | WUG | MUNICIPAL | 673 | CITY | C | 57 | DALLAS | 0 | 0 | 0 | 1059 | 1278 | 1194 | N
317 | WRIGHT PATMAN - REALLOCATION OF FLOOD POOL (112K) | Lake Wright Patman - reallocation of flood pool | C | 5 | EXISTING SOURCE OR EXPANDED USE OF AN EXISTING SOURCE (SURFACE WATER OR GROUNDWATER) | 5 | OTHER SURFACE WATER | 2 | PIPELINE |  | 1243 | 210 | WRIGHT PATMAN LAKE/RESERVOIR | D | 999 | RESERVOIR | 3 | SULPHUR | 0 | SURFACE WATER | 1 | NO WATER QUALITY IMPROVEMENTS |  | 4988 | 1 | Lake Wright Patman - reallocation of flood pool | 36 | DALLAS | C | BOTH | MUNICIPAL | 151 | CITY |  | Y | 2040 | 2040 | 0 | 0 | 0 | 85415000 | 85415000 | 85415000 | 896478000 | 30 | 213 | BALCH SPRINGS | C | WUG | MUNICIPAL | 33 | CITY | C | 57 | DALLAS | 0 | 0 | 0 | 262 | 319 | 303 | N
317 | WRIGHT PATMAN - REALLOCATION OF FLOOD POOL (112K) | Lake Wright Patman - reallocation of flood pool | C | 5 | EXISTING SOURCE OR EXPANDED USE OF AN EXISTING SOURCE (SURFACE WATER OR GROUNDWATER) | 5 | OTHER SURFACE WATER | 2 | PIPELINE |  | 1243 | 210 | WRIGHT PATMAN LAKE/RESERVOIR | D | 999 | RESERVOIR | 3 | SULPHUR | 0 | SURFACE WATER | 1 | NO WATER QUALITY IMPROVEMENTS |  | 4988 | 1 | Lake Wright Patman - reallocation of flood pool | 36 | DALLAS | C | BOTH | MUNICIPAL | 151 | CITY |  | Y | 2040 | 2040 | 0 | 0 | 0 | 85415000 | 85415000 | 85415000 | 896478000 | 30 | 332 | CARROLLTON | C | WUG | MUNICIPAL | 98 | CITY | C | 57 | DALLAS | 0 | 0 | 0 | 860 | 1029 | 969 | N
317 | WRIGHT PATMAN - REALLOCATION OF FLOOD POOL (112K) | Lake Wright Patman - reallocation of flood pool | C | 5 | EXISTING SOURCE OR EXPANDED USE OF AN EXISTING SOURCE (SURFACE WATER OR GROUNDWATER) | 5 | OTHER SURFACE WATER | 2 | PIPELINE |  | 1243 | 210 | WRIGHT PATMAN LAKE/RESERVOIR | D | 999 | RESERVOIR | 3 | SULPHUR | 0 | SURFACE WATER | 1 | NO WATER QUALITY IMPROVEMENTS |  | 4988 | 1 | Lake Wright Patman - reallocation of flood pool | 36 | DALLAS | C | BOTH | MUNICIPAL | 151 | CITY |  | Y | 2040 | 2040 | 0 | 0 | 0 | 85415000 | 85415000 | 85415000 | 896478000 | 30 | 332 | CARROLLTON | C | WUG | MUNICIPAL | 98 | CITY | C | 61 | DENTON | 0 | 0 | 0 | 1299 | 1569 | 1476 | N
317 | WRIGHT PATMAN - REALLOCATION OF FLOOD POOL (112K) | Lake Wright Patman - reallocation of flood pool | C | 5 | EXISTING SOURCE OR EXPANDED USE OF AN EXISTING SOURCE (SURFACE WATER OR GROUNDWATER) | 5 | OTHER SURFACE WATER | 2 | PIPELINE |  | 1243 | 210 | WRIGHT PATMAN LAKE/RESERVOIR | D | 999 | RESERVOIR | 3 | SULPHUR | 0 | SURFACE WATER | 1 | NO WATER QUALITY IMPROVEMENTS |  | 4988 | 1 | Lake Wright Patman - reallocation of flood pool | 36 | DALLAS | C | BOTH | MUNICIPAL | 151 | CITY |  | Y | 2040 | 2040 | 0 | 0 | 0 | 85415000 | 85415000 | 85415000 | 896478000 | 30 | 24 | CEDAR HILL | C | WUG | MUNICIPAL | 102 | CITY | C | 57 | DALLAS | 0 | 0 | 0 | 1336 | 1595 | 1489 | N
317 | WRIGHT PATMAN - REALLOCATION OF FLOOD POOL (112K) | Lake Wright Patman - reallocation of flood pool | C | 5 | EXISTING SOURCE OR EXPANDED USE OF AN EXISTING SOURCE (SURFACE WATER OR GROUNDWATER) | 5 | OTHER SURFACE WATER | 2 | PIPELINE |  | 1243 | 210 | WRIGHT PATMAN LAKE/RESERVOIR | D | 999 | RESERVOIR | 3 | SULPHUR | 0 | SURFACE WATER | 1 | NO WATER QUALITY IMPROVEMENTS |  | 4988 | 1 | Lake Wright Patman - reallocation of flood pool | 36 | DALLAS | C | BOTH | MUNICIPAL | 151 | CITY |  | Y | 2040 | 2040 | 0 | 0 | 0 | 85415000 | 85415000 | 85415000 | 896478000 | 30 | 24 | CEDAR HILL | C | WUG | MUNICIPAL | 102 | CITY | C | 70 | ELLIS | 0 | 0 | 0 | 1 | 1 | 1 | N
317 | WRIGHT PATMAN - REALLOCATION OF FLOOD POOL (112K) | Lake Wright Patman - reallocation of flood pool | C | 5 | EXISTING SOURCE OR EXPANDED USE OF AN EXISTING SOURCE (SURFACE WATER OR GROUNDWATER) | 5 | OTHER SURFACE WATER | 2 | PIPELINE |  | 1243 | 210 | WRIGHT PATMAN LAKE/RESERVOIR | D | 999 | RESERVOIR | 3 | SULPHUR | 0 | SURFACE WATER | 1 | NO WATER QUALITY IMPROVEMENTS |  | 4988 | 1 | Lake Wright Patman - reallocation of flood pool | 36 | DALLAS | C | BOTH | MUNICIPAL | 151 | CITY |  | Y | 2040 | 2040 | 0 | 0 | 0 | 85415000 | 85415000 | 85415000 | 896478000 | 30 | 376 | COCKRELL HILL | C | WUG | MUNICIPAL | 121 | CITY | C | 57 | DALLAS | 0 | 0 | 0 | 63 | 74 | 68 | N
317 | WRIGHT PATMAN - REALLOCATION OF FLOOD POOL (112K) | Lake Wright Patman - reallocation of flood pool | C | 5 | EXISTING SOURCE OR EXPANDED USE OF AN EXISTING SOURCE (SURFACE WATER OR GROUNDWATER) | 5 | OTHER SURFACE WATER | 2 | PIPELINE |  | 1243 | 210 | WRIGHT PATMAN LAKE/RESERVOIR | D | 999 | RESERVOIR | 3 | SULPHUR | 0 | SURFACE WATER | 1 | NO WATER QUALITY IMPROVEMENTS |  | 4988 | 1 | Lake Wright Patman - reallocation of flood pool | 36 | DALLAS | C | BOTH | MUNICIPAL | 151 | CITY |  | Y | 2040 | 2040 | 0 | 0 | 0 | 85415000 | 85415000 | 85415000 | 896478000 | 30 | 389 | COMBINE | C | WUG | MUNICIPAL | 766 | CITY | C | 57 | DALLAS | 0 | 0 | 0 | 13 | 18 | 18 | N
317 | WRIGHT PATMAN - REALLOCATION OF FLOOD POOL (112K) | Lake Wright Patman - reallocation of flood pool | C | 5 | EXISTING SOURCE OR EXPANDED USE OF AN EXISTING SOURCE (SURFACE WATER OR GROUNDWATER) | 5 | OTHER SURFACE WATER | 2 | PIPELINE |  | 1243 | 210 | WRIGHT PATMAN LAKE/RESERVOIR | D | 999 | RESERVOIR | 3 | SULPHUR | 0 | SURFACE WATER | 1 | NO WATER QUALITY IMPROVEMENTS |  | 4988 | 1 | Lake Wright Patman - reallocation of flood pool | 36 | DALLAS | C | BOTH | MUNICIPAL | 151 | CITY |  | Y | 2040 | 2040 | 0 | 0 | 0 | 85415000 | 85415000 | 85415000 | 896478000 | 30 | 389 | COMBINE | C | WUG | MUNICIPAL | 766 | CITY | C | 129 | KAUFMAN | 0 | 0 | 0 | 28 | 39 | 44 | N
317 | WRIGHT PATMAN - REALLOCATION OF FLOOD POOL (112K) | Lake Wright Patman - reallocation of flood pool | C | 5 | EXISTING SOURCE OR EXPANDED USE OF AN EXISTING SOURCE (SURFACE WATER OR GROUNDWATER) | 5 | OTHER SURFACE WATER | 2 | PIPELINE |  | 1243 | 210 | WRIGHT PATMAN LAKE/RESERVOIR | D | 999 | RESERVOIR | 3 | SULPHUR | 0 | SURFACE WATER | 1 | NO WATER QUALITY IMPROVEMENTS |  | 4988 | 1 | Lake Wright Patman - reallocation of flood pool | 36 | DALLAS | C | BOTH | MUNICIPAL | 151 | CITY |  | Y | 2040 | 2040 | 0 | 0 | 0 | 85415000 | 85415000 | 85415000 | 896478000 | 30 | 390 | COMBINE WSC | C | WUG | MUNICIPAL | 4066 | UTILITY | C | 57 | DALLAS | 0 | 0 | 0 | 25 | 34 | 37 | N
317 | WRIGHT PATMAN - REALLOCATION OF FLOOD POOL (112K) | Lake Wright Patman - reallocation of flood pool | C | 5 | EXISTING SOURCE OR EXPANDED USE OF AN EXISTING SOURCE (SURFACE WATER OR GROUNDWATER) | 5 | OTHER SURFACE WATER | 2 | PIPELINE |  | 1243 | 210 | WRIGHT PATMAN LAKE/RESERVOIR | D | 999 | RESERVOIR | 3 | SULPHUR | 0 | SURFACE WATER | 1 | NO WATER QUALITY IMPROVEMENTS |  | 4988 | 1 | Lake Wright Patman - reallocation of flood pool | 36 | DALLAS | C | BOTH | MUNICIPAL | 151 | CITY |  | Y | 2040 | 2040 | 0 | 0 | 0 | 85415000 | 85415000 | 85415000 | 896478000 | 30 | 390 | COMBINE WSC | C | WUG | MUNICIPAL | 4066 | UTILITY | C | 129 | KAUFMAN | 0 | 0 | 0 | 68 | 102 | 117 | N
317 | WRIGHT PATMAN - REALLOCATION OF FLOOD POOL (112K) | Lake Wright Patman - reallocation of flood pool | C | 5 | EXISTING SOURCE OR EXPANDED USE OF AN EXISTING SOURCE (SURFACE WATER OR GROUNDWATER) | 5 | OTHER SURFACE WATER | 2 | PIPELINE |  | 1243 | 210 | WRIGHT PATMAN LAKE/RESERVOIR | D | 999 | RESERVOIR | 3 | SULPHUR | 0 | SURFACE WATER | 1 | NO WATER QUALITY IMPROVEMENTS |  | 4988 | 1 | Lake Wright Patman - reallocation of flood pool | 36 | DALLAS | C | BOTH | MUNICIPAL | 151 | CITY |  | Y | 2040 | 2040 | 0 | 0 | 0 | 85415000 | 85415000 | 85415000 | 896478000 | 30 | 403 | COPPELL | C | WUG | MUNICIPAL | 133 | CITY | C | 57 | DALLAS | 0 | 0 | 0 | 877 | 1043 | 975 | N
317 | WRIGHT PATMAN - REALLOCATION OF FLOOD POOL (112K) | Lake Wright Patman - reallocation of flood pool | C | 5 | EXISTING SOURCE OR EXPANDED USE OF AN EXISTING SOURCE (SURFACE WATER OR GROUNDWATER) | 5 | OTHER SURFACE WATER | 2 | PIPELINE |  | 1243 | 210 | WRIGHT PATMAN LAKE/RESERVOIR | D | 999 | RESERVOIR | 3 | SULPHUR | 0 | SURFACE WATER | 1 | NO WATER QUALITY IMPROVEMENTS |  | 4988 | 1 | Lake Wright Patman - reallocation of flood pool | 36 | DALLAS | C | BOTH | MUNICIPAL | 151 | CITY |  | Y | 2040 | 2040 | 0 | 0 | 0 | 85415000 | 85415000 | 85415000 | 896478000 | 30 | 403 | COPPELL | C | WUG | MUNICIPAL | 133 | CITY | C | 61 | DENTON | 0 | 0 | 0 | 18 | 24 | 25 | N
317 | WRIGHT PATMAN - REALLOCATION OF FLOOD POOL (112K) | Lake Wright Patman - reallocation of flood pool | C | 5 | EXISTING SOURCE OR EXPANDED USE OF AN EXISTING SOURCE (SURFACE WATER OR GROUNDWATER) | 5 | OTHER SURFACE WATER | 2 | PIPELINE |  | 1243 | 210 | WRIGHT PATMAN LAKE/RESERVOIR | D | 999 | RESERVOIR | 3 | SULPHUR | 0 | SURFACE WATER | 1 | NO WATER QUALITY IMPROVEMENTS |  | 4988 | 1 | Lake Wright Patman - reallocation of flood pool | 36 | DALLAS | C | BOTH | MUNICIPAL | 151 | CITY |  | Y | 2010 | 2040 | 0 | 0 | 0 | 85415000 | 85415000 | 85415000 | 896478000 | 30 | 468 | COUNTY-OTHER, DALLAS | C | WUG | MUNICIPAL | 757 | COUNTY-OTHER | C | 57 | DALLAS | 0 | 0 | 0 | 0 | 0 | 0 | N
317 | WRIGHT PATMAN - REALLOCATION OF FLOOD POOL (112K) | Lake Wright Patman - reallocation of flood pool | C | 5 | EXISTING SOURCE OR EXPANDED USE OF AN EXISTING SOURCE (SURFACE WATER OR GROUNDWATER) | 5 | OTHER SURFACE WATER | 2 | PIPELINE |  | 1243 | 210 | WRIGHT PATMAN LAKE/RESERVOIR | D | 999 | RESERVOIR | 3 | SULPHUR | 0 | SURFACE WATER | 1 | NO WATER QUALITY IMPROVEMENTS |  | 4988 | 1 | Lake Wright Patman - reallocation of flood pool | 36 | DALLAS | C | BOTH | MUNICIPAL | 151 | CITY |  | Y | 2040 | 2040 | 0 | 0 | 0 | 85415000 | 85415000 | 85415000 | 896478000 | 30 | 667 | CRANDALL | C | WUG | MUNICIPAL | 767 | CITY | C | 129 | KAUFMAN | 0 | 0 | 0 | 202 | 310 | 333 | N
317 | WRIGHT PATMAN - REALLOCATION OF FLOOD POOL (112K) | Lake Wright Patman - reallocation of flood pool | C | 5 | EXISTING SOURCE OR EXPANDED USE OF AN EXISTING SOURCE (SURFACE WATER OR GROUNDWATER) | 5 | OTHER SURFACE WATER | 2 | PIPELINE |  | 1243 | 210 | WRIGHT PATMAN LAKE/RESERVOIR | D | 999 | RESERVOIR | 3 | SULPHUR | 0 | SURFACE WATER | 1 | NO WATER QUALITY IMPROVEMENTS |  | 4988 | 1 | Lake Wright Patman - reallocation of flood pool | 36 | DALLAS | C | BOTH | MUNICIPAL | 151 | CITY |  | Y | 2040 | 2040 | 0 | 0 | 0 | 85415000 | 85415000 | 85415000 | 896478000 | 30 | 36 | DALLAS | C | BOTH | MUNICIPAL | 151 | CITY | C | 43 | COLLIN | 0 | 0 | 0 | 1676 | 2132 | 2190 | N
317 | WRIGHT PATMAN - REALLOCATION OF FLOOD POOL (112K) | Lake Wright Patman - reallocation of flood pool | C | 5 | EXISTING SOURCE OR EXPANDED USE OF AN EXISTING SOURCE (SURFACE WATER OR GROUNDWATER) | 5 | OTHER SURFACE WATER | 2 | PIPELINE |  | 1243 | 210 | WRIGHT PATMAN LAKE/RESERVOIR | D | 999 | RESERVOIR | 3 | SULPHUR | 0 | SURFACE WATER | 1 | NO WATER QUALITY IMPROVEMENTS |  | 4988 | 1 | Lake Wright Patman - reallocation of flood pool | 36 | DALLAS | C | BOTH | MUNICIPAL | 151 | CITY |  | Y | 2040 | 2040 | 0 | 0 | 0 | 85415000 | 85415000 | 85415000 | 896478000 | 30 | 36 | DALLAS | C | BOTH | MUNICIPAL | 151 | CITY | C | 57 | DALLAS | 0 | 0 | 0 | 90838 | 85275 | 86319 | N
317 | WRIGHT PATMAN - REALLOCATION OF FLOOD POOL (112K) | Lake Wright Patman - reallocation of flood pool | C | 5 | EXISTING SOURCE OR EXPANDED USE OF AN EXISTING SOURCE (SURFACE WATER OR GROUNDWATER) | 5 | OTHER SURFACE WATER | 2 | PIPELINE |  | 1243 | 210 | WRIGHT PATMAN LAKE/RESERVOIR | D | 999 | RESERVOIR | 3 | SULPHUR | 0 | SURFACE WATER | 1 | NO WATER QUALITY IMPROVEMENTS |  | 4988 | 1 | Lake Wright Patman - reallocation of flood pool | 36 | DALLAS | C | BOTH | MUNICIPAL | 151 | CITY |  | Y | 2040 | 2040 | 0 | 0 | 0 | 85415000 | 85415000 | 85415000 | 896478000 | 30 | 36 | DALLAS | C | BOTH | MUNICIPAL | 151 | CITY | C | 61 | DENTON | 0 | 0 | 0 | 718 | 903 | 905 | N
317 | WRIGHT PATMAN - REALLOCATION OF FLOOD POOL (112K) | Lake Wright Patman - reallocation of flood pool | C | 5 | EXISTING SOURCE OR EXPANDED USE OF AN EXISTING SOURCE (SURFACE WATER OR GROUNDWATER) | 5 | OTHER SURFACE WATER | 2 | PIPELINE |  | 1243 | 210 | WRIGHT PATMAN LAKE/RESERVOIR | D | 999 | RESERVOIR | 3 | SULPHUR | 0 | SURFACE WATER | 1 | NO WATER QUALITY IMPROVEMENTS |  | 4988 | 1 | Lake Wright Patman - reallocation of flood pool | 36 | DALLAS | C | BOTH | MUNICIPAL | 151 | CITY |  | Y | 2040 | 2040 | 0 | 0 | 0 | 85415000 | 85415000 | 85415000 | 896478000 | 30 | 36 | DALLAS | C | BOTH | MUNICIPAL | 151 | CITY | C | 199 | ROCKWALL | 0 | 0 | 0 | 1 | 1 | 1 | N
317 | WRIGHT PATMAN - REALLOCATION OF FLOOD POOL (112K) | Lake Wright Patman - reallocation of flood pool | C | 5 | EXISTING SOURCE OR EXPANDED USE OF AN EXISTING SOURCE (SURFACE WATER OR GROUNDWATER) | 5 | OTHER SURFACE WATER | 2 | PIPELINE |  | 1243 | 210 | WRIGHT PATMAN LAKE/RESERVOIR | D | 999 | RESERVOIR | 3 | SULPHUR | 0 | SURFACE WATER | 1 | NO WATER QUALITY IMPROVEMENTS |  | 4988 | 1 | Lake Wright Patman - reallocation of flood pool | 36 | DALLAS | C | BOTH | MUNICIPAL | 151 | CITY |  | Y | 2040 | 2040 | 0 | 0 | 0 | 85415000 | 85415000 | 85415000 | 896478000 | 30 | 701 | DE SOTO | C | WUG | MUNICIPAL | 161 | CITY | C | 57 | DALLAS | 0 | 0 | 0 | 1304 | 1735 | 1655 | N
317 | WRIGHT PATMAN - REALLOCATION OF FLOOD POOL (112K) | Lake Wright Patman - reallocation of flood pool | C | 5 | EXISTING SOURCE OR EXPANDED USE OF AN EXISTING SOURCE (SURFACE WATER OR GROUNDWATER) | 5 | OTHER SURFACE WATER | 2 | PIPELINE |  | 1243 | 210 | WRIGHT PATMAN LAKE/RESERVOIR | D | 999 | RESERVOIR | 3 | SULPHUR | 0 | SURFACE WATER | 1 | NO WATER QUALITY IMPROVEMENTS |  | 4988 | 1 | Lake Wright Patman - reallocation of flood pool | 36 | DALLAS | C | BOTH | MUNICIPAL | 151 | CITY |  | Y | 2010 | 2040 | 0 | 0 | 0 | 85415000 | 85415000 | 85415000 | 896478000 | 30 | 40 | DENTON | C | BOTH | MUNICIPAL | 159 | CITY | C | 61 | DENTON | 0 | 0 | 0 | 0 | 0 | 0 | N
317 | WRIGHT PATMAN - REALLOCATION OF FLOOD POOL (112K) | Lake Wright Patman - reallocation of flood pool | C | 5 | EXISTING SOURCE OR EXPANDED USE OF AN EXISTING SOURCE (SURFACE WATER OR GROUNDWATER) | 5 | OTHER SURFACE WATER | 2 | PIPELINE |  | 1243 | 210 | WRIGHT PATMAN LAKE/RESERVOIR | D | 999 | RESERVOIR | 3 | SULPHUR | 0 | SURFACE WATER | 1 | NO WATER QUALITY IMPROVEMENTS |  | 4988 | 1 | Lake Wright Patman - reallocation of flood pool | 36 | DALLAS | C | BOTH | MUNICIPAL | 151 | CITY |  | Y | 2040 | 2040 | 0 | 0 | 0 | 85415000 | 85415000 | 85415000 | 896478000 | 30 | 724 | DUNCANVILLE | C | WUG | MUNICIPAL | 171 | CITY | C | 57 | DALLAS | 0 | 0 | 0 | 479 | 584 | 565 | N
317 | WRIGHT PATMAN - REALLOCATION OF FLOOD POOL (112K) | Lake Wright Patman - reallocation of flood pool | C | 5 | EXISTING SOURCE OR EXPANDED USE OF AN EXISTING SOURCE (SURFACE WATER OR GROUNDWATER) | 5 | OTHER SURFACE WATER | 2 | PIPELINE |  | 1243 | 210 | WRIGHT PATMAN LAKE/RESERVOIR | D | 999 | RESERVOIR | 3 | SULPHUR | 0 | SURFACE WATER | 1 | NO WATER QUALITY IMPROVEMENTS |  | 4988 | 1 | Lake Wright Patman - reallocation of flood pool | 36 | DALLAS | C | BOTH | MUNICIPAL | 151 | CITY |  | Y | 2040 | 2040 | 0 | 0 | 0 | 85415000 | 85415000 | 85415000 | 896478000 | 30 | 773 | FARMERS BRANCH | C | WUG | MUNICIPAL | 198 | CITY | C | 57 | DALLAS | 0 | 0 | 0 | 1035 | 1302 | 1279 | N
317 | WRIGHT PATMAN - REALLOCATION OF FLOOD POOL (112K) | Lake Wright Patman - reallocation of flood pool | C | 5 | EXISTING SOURCE OR EXPANDED USE OF AN EXISTING SOURCE (SURFACE WATER OR GROUNDWATER) | 5 | OTHER SURFACE WATER | 2 | PIPELINE |  | 1243 | 210 | WRIGHT PATMAN LAKE/RESERVOIR | D | 999 | RESERVOIR | 3 | SULPHUR | 0 | SURFACE WATER | 1 | NO WATER QUALITY IMPROVEMENTS |  | 4988 | 1 | Lake Wright Patman - reallocation of flood pool | 36 | DALLAS | C | BOTH | MUNICIPAL | 151 | CITY |  | Y | 2040 | 2040 | 0 | 0 | 0 | 85415000 | 85415000 | 85415000 | 896478000 | 30 | 785 | FLOWER MOUND | C | WUG | MUNICIPAL | 204 | CITY | C | 61 | DENTON | 0 | 0 | 0 | 946 | 1133 | 1063 | N
317 | WRIGHT PATMAN - REALLOCATION OF FLOOD POOL (112K) | Lake Wright Patman - reallocation of flood pool | C | 5 | EXISTING SOURCE OR EXPANDED USE OF AN EXISTING SOURCE (SURFACE WATER OR GROUNDWATER) | 5 | OTHER SURFACE WATER | 2 | PIPELINE |  | 1243 | 210 | WRIGHT PATMAN LAKE/RESERVOIR | D | 999 | RESERVOIR | 3 | SULPHUR | 0 | SURFACE WATER | 1 | NO WATER QUALITY IMPROVEMENTS |  | 4988 | 1 | Lake Wright Patman - reallocation of flood pool | 36 | DALLAS | C | BOTH | MUNICIPAL | 151 | CITY |  | Y | 2040 | 2040 | 0 | 0 | 0 | 85415000 | 85415000 | 85415000 | 896478000 | 30 | 841 | GLENN HEIGHTS | C | WUG | MUNICIPAL | 697 | CITY | C | 57 | DALLAS | 0 | 0 | 0 | 137 | 178 | 179 | N
317 | WRIGHT PATMAN - REALLOCATION OF FLOOD POOL (112K) | Lake Wright Patman - reallocation of flood pool | C | 5 | EXISTING SOURCE OR EXPANDED USE OF AN EXISTING SOURCE (SURFACE WATER OR GROUNDWATER) | 5 | OTHER SURFACE WATER | 2 | PIPELINE |  | 1243 | 210 | WRIGHT PATMAN LAKE/RESERVOIR | D | 999 | RESERVOIR | 3 | SULPHUR | 0 | SURFACE WATER | 1 | NO WATER QUALITY IMPROVEMENTS |  | 4988 | 1 | Lake Wright Patman - reallocation of flood pool | 36 | DALLAS | C | BOTH | MUNICIPAL | 151 | CITY |  | Y | 2040 | 2040 | 0 | 0 | 0 | 85415000 | 85415000 | 85415000 | 896478000 | 30 | 841 | GLENN HEIGHTS | C | WUG | MUNICIPAL | 697 | CITY | C | 70 | ELLIS | 0 | 0 | 0 | 65 | 91 | 100 | N
317 | WRIGHT PATMAN - REALLOCATION OF FLOOD POOL (112K) | Lake Wright Patman - reallocation of flood pool | C | 5 | EXISTING SOURCE OR EXPANDED USE OF AN EXISTING SOURCE (SURFACE WATER OR GROUNDWATER) | 5 | OTHER SURFACE WATER | 2 | PIPELINE |  | 1243 | 210 | WRIGHT PATMAN LAKE/RESERVOIR | D | 999 | RESERVOIR | 3 | SULPHUR | 0 | SURFACE WATER | 1 | NO WATER QUALITY IMPROVEMENTS |  | 4988 | 1 | Lake Wright Patman - reallocation of flood pool | 36 | DALLAS | C | BOTH | MUNICIPAL | 151 | CITY |  | Y | 2040 | 2040 | 0 | 0 | 0 | 85415000 | 85415000 | 85415000 | 896478000 | 30 | 853 | GRAND PRAIRIE | C | BOTH | MUNICIPAL | 245 | CITY | C | 57 | DALLAS | 0 | 0 | 0 | 1848 | 2637 | 2496 | N
317 | WRIGHT PATMAN - REALLOCATION OF FLOOD POOL (112K) | Lake Wright Patman - reallocation of flood pool | C | 5 | EXISTING SOURCE OR EXPANDED USE OF AN EXISTING SOURCE (SURFACE WATER OR GROUNDWATER) | 5 | OTHER SURFACE WATER | 2 | PIPELINE |  | 1243 | 210 | WRIGHT PATMAN LAKE/RESERVOIR | D | 999 | RESERVOIR | 3 | SULPHUR | 0 | SURFACE WATER | 1 | NO WATER QUALITY IMPROVEMENTS |  | 4988 | 1 | Lake Wright Patman - reallocation of flood pool | 36 | DALLAS | C | BOTH | MUNICIPAL | 151 | CITY |  | Y | 2040 | 2040 | 0 | 0 | 0 | 85415000 | 85415000 | 85415000 | 896478000 | 30 | 853 | GRAND PRAIRIE | C | BOTH | MUNICIPAL | 245 | CITY | C | 70 | ELLIS | 0 | 0 | 0 | 65 | 116 | 111 | N
317 | WRIGHT PATMAN - REALLOCATION OF FLOOD POOL (112K) | Lake Wright Patman - reallocation of flood pool | C | 5 | EXISTING SOURCE OR EXPANDED USE OF AN EXISTING SOURCE (SURFACE WATER OR GROUNDWATER) | 5 | OTHER SURFACE WATER | 2 | PIPELINE |  | 1243 | 210 | WRIGHT PATMAN LAKE/RESERVOIR | D | 999 | RESERVOIR | 3 | SULPHUR | 0 | SURFACE WATER | 1 | NO WATER QUALITY IMPROVEMENTS |  | 4988 | 1 | Lake Wright Patman - reallocation of flood pool | 36 | DALLAS | C | BOTH | MUNICIPAL | 151 | CITY |  | Y | 2010 | 2040 | 0 | 0 | 0 | 85415000 | 85415000 | 85415000 | 896478000 | 30 | 853 | GRAND PRAIRIE | C | BOTH | MUNICIPAL | 245 | CITY | C | 220 | TARRANT | 0 | 0 | 0 | 0 | 0 | 0 | N
317 | WRIGHT PATMAN - REALLOCATION OF FLOOD POOL (112K) | Lake Wright Patman - reallocation of flood pool | C | 5 | EXISTING SOURCE OR EXPANDED USE OF AN EXISTING SOURCE (SURFACE WATER OR GROUNDWATER) | 5 | OTHER SURFACE WATER | 2 | PIPELINE |  | 1243 | 210 | WRIGHT PATMAN LAKE/RESERVOIR | D | 999 | RESERVOIR | 3 | SULPHUR | 0 | SURFACE WATER | 1 | NO WATER QUALITY IMPROVEMENTS |  | 4988 | 1 | Lake Wright Patman - reallocation of flood pool | 36 | DALLAS | C | BOTH | MUNICIPAL | 151 | CITY |  | Y | 2010 | 2040 | 0 | 0 | 0 | 85415000 | 85415000 | 85415000 | 896478000 | 30 | 859 | GRAPEVINE | C | WUG | MUNICIPAL | 249 | CITY | C | 220 | TARRANT | 0 | 0 | 0 | 0 | 0 | 0 | N
317 | WRIGHT PATMAN - REALLOCATION OF FLOOD POOL (112K) | Lake Wright Patman - reallocation of flood pool | C | 5 | EXISTING SOURCE OR EXPANDED USE OF AN EXISTING SOURCE (SURFACE WATER OR GROUNDWATER) | 5 | OTHER SURFACE WATER | 2 | PIPELINE |  | 1243 | 210 | WRIGHT PATMAN LAKE/RESERVOIR | D | 999 | RESERVOIR | 3 | SULPHUR | 0 | SURFACE WATER | 1 | NO WATER QUALITY IMPROVEMENTS |  | 4988 | 1 | Lake Wright Patman - reallocation of flood pool | 36 | DALLAS | C | BOTH | MUNICIPAL | 151 | CITY |  | Y | 2040 | 2040 | 0 | 0 | 0 | 85415000 | 85415000 | 85415000 | 896478000 | 30 | 927 | HEBRON | C | WUG | MUNICIPAL | 776 | CITY | C | 61 | DENTON | 0 | 0 | 0 | 9 | 11 | 10 | N
317 | WRIGHT PATMAN - REALLOCATION OF FLOOD POOL (112K) | Lake Wright Patman - reallocation of flood pool | C | 5 | EXISTING SOURCE OR EXPANDED USE OF AN EXISTING SOURCE (SURFACE WATER OR GROUNDWATER) | 5 | OTHER SURFACE WATER | 2 | PIPELINE |  | 1243 | 210 | WRIGHT PATMAN LAKE/RESERVOIR | D | 999 | RESERVOIR | 3 | SULPHUR | 0 | SURFACE WATER | 1 | NO WATER QUALITY IMPROVEMENTS |  | 4988 | 1 | Lake Wright Patman - reallocation of flood pool | 36 | DALLAS | C | BOTH | MUNICIPAL | 151 | CITY |  | Y | 2040 | 2040 | 0 | 0 | 0 | 85415000 | 85415000 | 85415000 | 896478000 | 30 | 970 | HUTCHINS | C | WUG | MUNICIPAL | 294 | CITY | C | 57 | DALLAS | 0 | 0 | 0 | 139 | 214 | 324 | N
317 | WRIGHT PATMAN - REALLOCATION OF FLOOD POOL (112K) | Lake Wright Patman - reallocation of flood pool | C | 5 | EXISTING SOURCE OR EXPANDED USE OF AN EXISTING SOURCE (SURFACE WATER OR GROUNDWATER) | 5 | OTHER SURFACE WATER | 2 | PIPELINE |  | 1243 | 210 | WRIGHT PATMAN LAKE/RESERVOIR | D | 999 | RESERVOIR | 3 | SULPHUR | 0 | SURFACE WATER | 1 | NO WATER QUALITY IMPROVEMENTS |  | 4988 | 1 | Lake Wright Patman - reallocation of flood pool | 36 | DALLAS | C | BOTH | MUNICIPAL | 151 | CITY |  | Y | 2040 | 2040 | 0 | 0 | 0 | 85415000 | 85415000 | 85415000 | 896478000 | 30 | 1037 | IRRIGATION, DENTON | C | WUG | IRRIGATION | 1004 | N/A | C | 61 | DENTON | 0 | 0 | 0 | 263 | 306 | 277 | N
317 | WRIGHT PATMAN - REALLOCATION OF FLOOD POOL (112K) | Lake Wright Patman - reallocation of flood pool | C | 5 | EXISTING SOURCE OR EXPANDED USE OF AN EXISTING SOURCE (SURFACE WATER OR GROUNDWATER) | 5 | OTHER SURFACE WATER | 2 | PIPELINE |  | 1243 | 210 | WRIGHT PATMAN LAKE/RESERVOIR | D | 999 | RESERVOIR | 3 | SULPHUR | 0 | SURFACE WATER | 1 | NO WATER QUALITY IMPROVEMENTS |  | 4988 | 1 | Lake Wright Patman - reallocation of flood pool | 36 | DALLAS | C | BOTH | MUNICIPAL | 151 | CITY |  | Y | 2040 | 2040 | 0 | 0 | 0 | 85415000 | 85415000 | 85415000 | 896478000 | 30 | 1165 | IRRIGATION, ROCKWALL | C | WUG | IRRIGATION | 1004 | N/A | C | 199 | ROCKWALL | 0 | 0 | 0 | 23 | 26 | 24 | N
317 | WRIGHT PATMAN - REALLOCATION OF FLOOD POOL (112K) | Lake Wright Patman - reallocation of flood pool | C | 5 | EXISTING SOURCE OR EXPANDED USE OF AN EXISTING SOURCE (SURFACE WATER OR GROUNDWATER) | 5 | OTHER SURFACE WATER | 2 | PIPELINE |  | 1243 | 210 | WRIGHT PATMAN LAKE/RESERVOIR | D | 999 | RESERVOIR | 3 | SULPHUR | 0 | SURFACE WATER | 1 | NO WATER QUALITY IMPROVEMENTS |  | 4988 | 1 | Lake Wright Patman - reallocation of flood pool | 36 | DALLAS | C | BOTH | MUNICIPAL | 151 | CITY |  | Y | 2040 | 2040 | 0 | 0 | 0 | 85415000 | 85415000 | 85415000 | 896478000 | 30 | 1219 | IRVING | C | WUG | MUNICIPAL | 298 | CITY | C | 57 | DALLAS | 0 | 0 | 0 | 437 | 511 | 461 | N
317 | WRIGHT PATMAN - REALLOCATION OF FLOOD POOL (112K) | Lake Wright Patman - reallocation of flood pool | C | 5 | EXISTING SOURCE OR EXPANDED USE OF AN EXISTING SOURCE (SURFACE WATER OR GROUNDWATER) | 5 | OTHER SURFACE WATER | 2 | PIPELINE |  | 1243 | 210 | WRIGHT PATMAN LAKE/RESERVOIR | D | 999 | RESERVOIR | 3 | SULPHUR | 0 | SURFACE WATER | 1 | NO WATER QUALITY IMPROVEMENTS |  | 4988 | 1 | Lake Wright Patman - reallocation of flood pool | 36 | DALLAS | C | BOTH | MUNICIPAL | 151 | CITY |  | Y | 2040 | 2040 | 0 | 0 | 0 | 85415000 | 85415000 | 85415000 | 896478000 | 30 | 1305 | LANCASTER | C | WUG | MUNICIPAL | 345 | CITY | C | 57 | DALLAS | 0 | 0 | 0 | 877 | 1035 | 948 | N
317 | WRIGHT PATMAN - REALLOCATION OF FLOOD POOL (112K) | Lake Wright Patman - reallocation of flood pool | C | 5 | EXISTING SOURCE OR EXPANDED USE OF AN EXISTING SOURCE (SURFACE WATER OR GROUNDWATER) | 5 | OTHER SURFACE WATER | 2 | PIPELINE |  | 1243 | 210 | WRIGHT PATMAN LAKE/RESERVOIR | D | 999 | RESERVOIR | 3 | SULPHUR | 0 | SURFACE WATER | 1 | NO WATER QUALITY IMPROVEMENTS |  | 4988 | 1 | Lake Wright Patman - reallocation of flood pool | 36 | DALLAS | C | BOTH | MUNICIPAL | 151 | CITY |  | Y | 2010 | 2040 | 0 | 0 | 0 | 85415000 | 85415000 | 85415000 | 896478000 | 30 | 1317 | LEWISVILLE | C | WUG | MUNICIPAL | 355 | CITY | C | 61 | DENTON | 0 | 0 | 0 | 0 | 0 | 0 | N
317 | WRIGHT PATMAN - REALLOCATION OF FLOOD POOL (112K) | Lake Wright Patman - reallocation of flood pool | C | 5 | EXISTING SOURCE OR EXPANDED USE OF AN EXISTING SOURCE (SURFACE WATER OR GROUNDWATER) | 5 | OTHER SURFACE WATER | 2 | PIPELINE |  | 1243 | 210 | WRIGHT PATMAN LAKE/RESERVOIR | D | 999 | RESERVOIR | 3 | SULPHUR | 0 | SURFACE WATER | 1 | NO WATER QUALITY IMPROVEMENTS |  | 4988 | 1 | Lake Wright Patman - reallocation of flood pool | 36 | DALLAS | C | BOTH | MUNICIPAL | 151 | CITY |  | Y | 2040 | 2040 | 0 | 0 | 0 | 85415000 | 85415000 | 85415000 | 896478000 | 30 | 1657 | MANUFACTURING, DALLAS | C | WUG | MANUFACTURING | 1001 | N/A | C | 57 | DALLAS | 0 | 0 | 0 | 3254 | 4053 | 3719 | N
317 | WRIGHT PATMAN - REALLOCATION OF FLOOD POOL (112K) | Lake Wright Patman - reallocation of flood pool | C | 5 | EXISTING SOURCE OR EXPANDED USE OF AN EXISTING SOURCE (SURFACE WATER OR GROUNDWATER) | 5 | OTHER SURFACE WATER | 2 | PIPELINE |  | 1243 | 210 | WRIGHT PATMAN LAKE/RESERVOIR | D | 999 | RESERVOIR | 3 | SULPHUR | 0 | SURFACE WATER | 1 | NO WATER QUALITY IMPROVEMENTS |  | 4988 | 1 | Lake Wright Patman - reallocation of flood pool | 36 | DALLAS | C | BOTH | MUNICIPAL | 151 | CITY |  | Y | 2040 | 2040 | 0 | 0 | 0 | 85415000 | 85415000 | 85415000 | 896478000 | 30 | 1660 | MANUFACTURING, DENTON | C | WUG | MANUFACTURING | 1001 | N/A | C | 61 | DENTON | 0 | 0 | 0 | 63 | 82 | 81 | N
317 | WRIGHT PATMAN - REALLOCATION OF FLOOD POOL (112K) | Lake Wright Patman - reallocation of flood pool | C | 5 | EXISTING SOURCE OR EXPANDED USE OF AN EXISTING SOURCE (SURFACE WATER OR GROUNDWATER) | 5 | OTHER SURFACE WATER | 2 | PIPELINE |  | 1243 | 210 | WRIGHT PATMAN LAKE/RESERVOIR | D | 999 | RESERVOIR | 3 | SULPHUR | 0 | SURFACE WATER | 1 | NO WATER QUALITY IMPROVEMENTS |  | 4988 | 1 | Lake Wright Patman - reallocation of flood pool | 36 | DALLAS | C | BOTH | MUNICIPAL | 151 | CITY |  | Y | 2040 | 2040 | 0 | 0 | 0 | 85415000 | 85415000 | 85415000 | 896478000 | 30 | 1893 | MINING, DALLAS | C | WUG | MINING | 1003 | N/A | C | 57 | DALLAS | 0 | 0 | 0 | 33 | 39 | 35 | N
317 | WRIGHT PATMAN - REALLOCATION OF FLOOD POOL (112K) | Lake Wright Patman - reallocation of flood pool | C | 5 | EXISTING SOURCE OR EXPANDED USE OF AN EXISTING SOURCE (SURFACE WATER OR GROUNDWATER) | 5 | OTHER SURFACE WATER | 2 | PIPELINE |  | 1243 | 210 | WRIGHT PATMAN LAKE/RESERVOIR | D | 999 | RESERVOIR | 3 | SULPHUR | 0 | SURFACE WATER | 1 | NO WATER QUALITY IMPROVEMENTS |  | 4988 | 1 | Lake Wright Patman - reallocation of flood pool | 36 | DALLAS | C | BOTH | MUNICIPAL | 151 | CITY |  | Y | 2040 | 2040 | 0 | 0 | 0 | 85415000 | 85415000 | 85415000 | 896478000 | 30 | 2147 | OAK LEAF | C | WUG | MUNICIPAL | 929 | CITY | C | 70 | ELLIS | 0 | 0 | 0 | 37 | 50 | 52 | N
317 | WRIGHT PATMAN - REALLOCATION OF FLOOD POOL (112K) | Lake Wright Patman - reallocation of flood pool | C | 5 | EXISTING SOURCE OR EXPANDED USE OF AN EXISTING SOURCE (SURFACE WATER OR GROUNDWATER) | 5 | OTHER SURFACE WATER | 2 | PIPELINE |  | 1243 | 210 | WRIGHT PATMAN LAKE/RESERVOIR | D | 999 | RESERVOIR | 3 | SULPHUR | 0 | SURFACE WATER | 1 | NO WATER QUALITY IMPROVEMENTS |  | 4988 | 1 | Lake Wright Patman - reallocation of flood pool | 36 | DALLAS | C | BOTH | MUNICIPAL | 151 | CITY |  | Y | 2040 | 2040 | 0 | 0 | 0 | 85415000 | 85415000 | 85415000 | 896478000 | 30 | 2165 | OVILLA | C | WUG | MUNICIPAL | 729 | CITY | C | 57 | DALLAS | 0 | 0 | 0 | 24 | 42 | 57 | N
317 | WRIGHT PATMAN - REALLOCATION OF FLOOD POOL (112K) | Lake Wright Patman - reallocation of flood pool | C | 5 | EXISTING SOURCE OR EXPANDED USE OF AN EXISTING SOURCE (SURFACE WATER OR GROUNDWATER) | 5 | OTHER SURFACE WATER | 2 | PIPELINE |  | 1243 | 210 | WRIGHT PATMAN LAKE/RESERVOIR | D | 999 | RESERVOIR | 3 | SULPHUR | 0 | SURFACE WATER | 1 | NO WATER QUALITY IMPROVEMENTS |  | 4988 | 1 | Lake Wright Patman - reallocation of flood pool | 36 | DALLAS | C | BOTH | MUNICIPAL | 151 | CITY |  | Y | 2040 | 2040 | 0 | 0 | 0 | 85415000 | 85415000 | 85415000 | 896478000 | 30 | 2165 | OVILLA | C | WUG | MUNICIPAL | 729 | CITY | C | 70 | ELLIS | 0 | 0 | 0 | 194 | 228 | 211 | N
317 | WRIGHT PATMAN - REALLOCATION OF FLOOD POOL (112K) | Lake Wright Patman - reallocation of flood pool | C | 5 | EXISTING SOURCE OR EXPANDED USE OF AN EXISTING SOURCE (SURFACE WATER OR GROUNDWATER) | 5 | OTHER SURFACE WATER | 2 | PIPELINE |  | 1243 | 210 | WRIGHT PATMAN LAKE/RESERVOIR | D | 999 | RESERVOIR | 3 | SULPHUR | 0 | SURFACE WATER | 1 | NO WATER QUALITY IMPROVEMENTS |  | 4988 | 1 | Lake Wright Patman - reallocation of flood pool | 36 | DALLAS | C | BOTH | MUNICIPAL | 151 | CITY |  | Y | 2040 | 2040 | 0 | 0 | 0 | 85415000 | 85415000 | 85415000 | 896478000 | 30 | 2255 | RED OAK | C | WUG | MUNICIPAL | 737 | CITY | C | 70 | ELLIS | 0 | 0 | 0 | 420 | 527 | 520 | N
317 | WRIGHT PATMAN - REALLOCATION OF FLOOD POOL (112K) | Lake Wright Patman - reallocation of flood pool | C | 5 | EXISTING SOURCE OR EXPANDED USE OF AN EXISTING SOURCE (SURFACE WATER OR GROUNDWATER) | 5 | OTHER SURFACE WATER | 2 | PIPELINE |  | 1243 | 210 | WRIGHT PATMAN LAKE/RESERVOIR | D | 999 | RESERVOIR | 3 | SULPHUR | 0 | SURFACE WATER | 1 | NO WATER QUALITY IMPROVEMENTS |  | 4988 | 1 | Lake Wright Patman - reallocation of flood pool | 36 | DALLAS | C | BOTH | MUNICIPAL | 151 | CITY |  | Y | 2040 | 2040 | 0 | 0 | 0 | 85415000 | 85415000 | 85415000 | 896478000 | 30 | 130 | SEAGOVILLE | C | BOTH | MUNICIPAL | 547 | CITY | C | 57 | DALLAS | 0 | 0 | 0 | 331 | 437 | 431 | N
317 | WRIGHT PATMAN - REALLOCATION OF FLOOD POOL (112K) | Lake Wright Patman - reallocation of flood pool | C | 5 | EXISTING SOURCE OR EXPANDED USE OF AN EXISTING SOURCE (SURFACE WATER OR GROUNDWATER) | 5 | OTHER SURFACE WATER | 2 | PIPELINE |  | 1243 | 210 | WRIGHT PATMAN LAKE/RESERVOIR | D | 999 | RESERVOIR | 3 | SULPHUR | 0 | SURFACE WATER | 1 | NO WATER QUALITY IMPROVEMENTS |  | 4988 | 1 | Lake Wright Patman - reallocation of flood pool | 36 | DALLAS | C | BOTH | MUNICIPAL | 151 | CITY |  | Y | 2040 | 2040 | 0 | 0 | 0 | 85415000 | 85415000 | 85415000 | 896478000 | 30 | 130 | SEAGOVILLE | C | BOTH | MUNICIPAL | 547 | CITY | C | 129 | KAUFMAN | 0 | 0 | 0 | 1 | 1 | 1 | N
317 | WRIGHT PATMAN - REALLOCATION OF FLOOD POOL (112K) | Lake Wright Patman - reallocation of flood pool | C | 5 | EXISTING SOURCE OR EXPANDED USE OF AN EXISTING SOURCE (SURFACE WATER OR GROUNDWATER) | 5 | OTHER SURFACE WATER | 2 | PIPELINE |  | 1243 | 210 | WRIGHT PATMAN LAKE/RESERVOIR | D | 999 | RESERVOIR | 3 | SULPHUR | 0 | SURFACE WATER | 1 | NO WATER QUALITY IMPROVEMENTS |  | 4988 | 1 | Lake Wright Patman - reallocation of flood pool | 36 | DALLAS | C | BOTH | MUNICIPAL | 151 | CITY |  | Y | 2040 | 2040 | 0 | 0 | 0 | 85415000 | 85415000 | 85415000 | 896478000 | 30 | 2518 | THE COLONY | C | WUG | MUNICIPAL | 752 | CITY | C | 61 | DENTON | 0 | 0 | 0 | 728 | 882 | 819 | N
317 | WRIGHT PATMAN - REALLOCATION OF FLOOD POOL (112K) | Lake Wright Patman - reallocation of flood pool | C | 5 | EXISTING SOURCE OR EXPANDED USE OF AN EXISTING SOURCE (SURFACE WATER OR GROUNDWATER) | 5 | OTHER SURFACE WATER | 2 | PIPELINE |  | 1243 | 210 | WRIGHT PATMAN LAKE/RESERVOIR | D | 999 | RESERVOIR | 3 | SULPHUR | 0 | SURFACE WATER | 1 | NO WATER QUALITY IMPROVEMENTS |  | 4988 | 1 | Lake Wright Patman - reallocation of flood pool | 36 | DALLAS | C | BOTH | MUNICIPAL | 151 | CITY |  | Y | 2010 | 2040 | 0 | 0 | 0 | 85415000 | 85415000 | 85415000 | 896478000 | 30 | 150 | UPPER TRINITY REGIONAL WD | C | WWP | WWP | N/A | N/A | C | 61 | DENTON | 0 | 0 | 0 | 0 | 0 | 0 | N
317 | WRIGHT PATMAN - REALLOCATION OF FLOOD POOL (112K) | Lake Wright Patman - reallocation of flood pool | C | 5 | EXISTING SOURCE OR EXPANDED USE OF AN EXISTING SOURCE (SURFACE WATER OR GROUNDWATER) | 5 | OTHER SURFACE WATER | 2 | PIPELINE |  | 1243 | 210 | WRIGHT PATMAN LAKE/RESERVOIR | D | 999 | RESERVOIR | 3 | SULPHUR | 0 | SURFACE WATER | 1 | NO WATER QUALITY IMPROVEMENTS |  | 4988 | 1 | Lake Wright Patman - reallocation of flood pool | 36 | DALLAS | C | BOTH | MUNICIPAL | 151 | CITY |  | Y | 2040 | 2040 | 0 | 0 | 0 | 85415000 | 85415000 | 85415000 | 896478000 | 30 | 2627 | WILMER | C | WUG | MUNICIPAL | 657 | CITY | C | 57 | DALLAS | 0 | 0 | 0 | 44 | 134 | 218 | N
910 | LAREDO LOW WATER WEIR | Laredo low water weir | M | 6 | NEW SURFACE WATER OR NEW GROUNDWATER SOURCE | 4 | NEW MAJOR RESERVOIR | 6 | OTHER INFRASTRUCTURE | in-channel weir on the Rio Grande near Laredo; increases surface water elevation 56 feet; plan to lease water rights to fill the reservoir's initial storage volume; firm yield = 0 AFY. Storage capacity = 66,000 acre-feet. | 2484 | 831 | AMISTAD-FALCON LAKE/RESERVOIR SYSTEM | M | 999 | RESERVOIR | 23 | RIO GRANDE | 0 | SURFACE WATER | 1 | NO WATER QUALITY IMPROVEMENTS |  | 6056 | 1 | Laredo low water weir | 1306 | LAREDO | M | WUG | MUNICIPAL | 347 | CITY |  | N | 2010 | 2010 | 205000 | 205000 | 205000 | 205000 | 205000 | 205000 | 294400000 | 20 | 1306 | LAREDO | M | WUG | MUNICIPAL | 347 | CITY | M | 240 | WEBB | 0 | 0 | 0 | 0 | 0 | 0 | N
387 | LCRA WMP INTERRUPTIBLE WATER SUPPLY | LCRA Water Management Plan interruptible water supply | K | 6 | NEW SURFACE WATER OR NEW GROUNDWATER SOURCE | 5 | OTHER SURFACE WATER | 1 | NO INFRASTRUCTURE |  | 1623 | 4225 | COLORADO RIVER COMBINED RUN-OF-RIVER INTERRUPTIBLE | K | 227 | TRAVIS | 14 | COLORADO | 0 | SURFACE WATER | 1 | NO WATER QUALITY IMPROVEMENTS |  | 3270 | 1 | LCRA Water Management Plan interruptible water supply | 87 | LOWER COLORADO RIVER AUTHORITY | K | WWP | WWP | N/A | N/A |  | Y | 2010 | 2010 | 0 | 0 | 0 | 0 | 0 | 0 | 0 | 0 | 1022 | IRRIGATION, COLORADO | K | WUG | IRRIGATION | 1004 | N/A | K | 45 | COLORADO | 70633 | 68266 | 49481 | 19807 | 0 | 0 | N
387 | LCRA WMP INTERRUPTIBLE WATER SUPPLY | LCRA Water Management Plan interruptible water supply | K | 6 | NEW SURFACE WATER OR NEW GROUNDWATER SOURCE | 5 | OTHER SURFACE WATER | 1 | NO INFRASTRUCTURE |  | 1623 | 4225 | COLORADO RIVER COMBINED RUN-OF-RIVER INTERRUPTIBLE | K | 227 | TRAVIS | 14 | COLORADO | 0 | SURFACE WATER | 1 | NO WATER QUALITY IMPROVEMENTS |  | 3270 | 1 | LCRA Water Management Plan interruptible water supply | 87 | LOWER COLORADO RIVER AUTHORITY | K | WWP | WWP | N/A | N/A |  | Y | 2010 | 2010 | 0 | 0 | 0 | 0 | 0 | 0 | 0 | 0 | 1131 | IRRIGATION, MATAGORDA | K | WUG | IRRIGATION | 1004 | N/A | K | 161 | MATAGORDA | 112305 | 99951 | 71984 | 53231 | 19793 | 0 | N
387 | LCRA WMP INTERRUPTIBLE WATER SUPPLY | LCRA Water Management Plan interruptible water supply | K | 6 | NEW SURFACE WATER OR NEW GROUNDWATER SOURCE | 5 | OTHER SURFACE WATER | 1 | NO INFRASTRUCTURE |  | 1623 | 4225 | COLORADO RIVER COMBINED RUN-OF-RIVER INTERRUPTIBLE | K | 227 | TRAVIS | 14 | COLORADO | 0 | SURFACE WATER | 1 | NO WATER QUALITY IMPROVEMENTS |  | 3270 | 1 | LCRA Water Management Plan interruptible water supply | 87 | LOWER COLORADO RIVER AUTHORITY | K | WWP | WWP | N/A | N/A |  | Y | 2010 | 2010 | 0 | 0 | 0 | 0 | 0 | 0 | 0 | 0 | 1205 | IRRIGATION, WHARTON | P | WUG | IRRIGATION | 1004 | N/A | K | 241 | WHARTON | 72555 | 28351 | 16178 | 5680 | 0 | 0 | N
880 | LIMESTONE COUNTY CARRIZO-WILCOX AQUIFER DEVELOPMENT | Limestone County Carrizo-Wilcox Aquifer development | G | 5 | EXISTING SOURCE OR EXPANDED USE OF AN EXISTING SOURCE (SURFACE WATER OR GROUNDWATER) | 6 | GROUNDWATER | 1 | NO INFRASTRUCTURE |  | 2399 | 1353 | CARRIZO-WILCOX AQUIFER | G | 147 | LIMESTONE | 12 | BRAZOS | 1 | GROUNDWATER | 1 | NO WATER QUALITY IMPROVEMENTS |  | 2044 | 1 | Limestone County Carrizo-Wilcox Aquifer development | 258 | BISTONE MWSD | G | BOTH | MUNICIPAL | 4022 | UTILITY |  | N | 2010 | 2010 | 1405000 | 1686000 | 345000 | 414000 | 414000 | 414000 | 18458000 | 20 | 258 | BISTONE MWSD | G | BOTH | MUNICIPAL | 4022 | UTILITY | G | 147 | LIMESTONE | 223 | 498 | 275 | 651 | 426 | 203 | N
880 | LIMESTONE COUNTY CARRIZO-WILCOX AQUIFER DEVELOPMENT | Limestone County Carrizo-Wilcox Aquifer development | G | 5 | EXISTING SOURCE OR EXPANDED USE OF AN EXISTING SOURCE (SURFACE WATER OR GROUNDWATER) | 6 | GROUNDWATER | 1 | NO INFRASTRUCTURE |  | 2399 | 1353 | CARRIZO-WILCOX AQUIFER | G | 147 | LIMESTONE | 12 | BRAZOS | 1 | GROUNDWATER | 1 | NO WATER QUALITY IMPROVEMENTS |  | 2044 | 2 | Limestone County Carrizo-Wilcox Aquifer development | 258 | BISTONE MWSD | G | BOTH | MUNICIPAL | 4022 | UTILITY |  | N | 2010 | 2010 | 83176 | 82052 | 16560 | 16330 | 16215 | 16215 | 0 | 0 | 258 | BISTONE MWSD | G | BOTH | MUNICIPAL | 4022 | UTILITY | G | 147 | LIMESTONE | 148 | 146 | 144 | 142 | 141 | 141 | Y
880 | LIMESTONE COUNTY CARRIZO-WILCOX AQUIFER DEVELOPMENT | Limestone County Carrizo-Wilcox Aquifer development | G | 5 | EXISTING SOURCE OR EXPANDED USE OF AN EXISTING SOURCE (SURFACE WATER OR GROUNDWATER) | 6 | GROUNDWATER | 1 | NO INFRASTRUCTURE |  | 2399 | 1353 | CARRIZO-WILCOX AQUIFER | G | 147 | LIMESTONE | 12 | BRAZOS | 1 | GROUNDWATER | 1 | NO WATER QUALITY IMPROVEMENTS |  | 2044 | 1 | Limestone County Carrizo-Wilcox Aquifer development | 258 | BISTONE MWSD | G | BOTH | MUNICIPAL | 4022 | UTILITY |  | N | 2010 | 2010 | 1405000 | 1686000 | 345000 | 414000 | 414000 | 414000 | 18458000 | 20 | 401 | COOLIDGE | G | WUG | MUNICIPAL | 848 | CITY | G | 147 | LIMESTONE | 92 | 101 | 111 | 120 | 129 | 138 | N
880 | LIMESTONE COUNTY CARRIZO-WILCOX AQUIFER DEVELOPMENT | Limestone County Carrizo-Wilcox Aquifer development | G | 5 | EXISTING SOURCE OR EXPANDED USE OF AN EXISTING SOURCE (SURFACE WATER OR GROUNDWATER) | 6 | GROUNDWATER | 1 | NO INFRASTRUCTURE |  | 2399 | 1353 | CARRIZO-WILCOX AQUIFER | G | 147 | LIMESTONE | 12 | BRAZOS | 1 | GROUNDWATER | 1 | NO WATER QUALITY IMPROVEMENTS |  | 2044 | 1 | Limestone County Carrizo-Wilcox Aquifer development | 258 | BISTONE MWSD | G | BOTH | MUNICIPAL | 4022 | UTILITY |  | N | 2010 | 2010 | 1405000 | 1686000 | 345000 | 414000 | 414000 | 414000 | 18458000 | 20 | 558 | COUNTY-OTHER, LIMESTONE | G | WUG | MUNICIPAL | 757 | COUNTY-OTHER | G | 147 | LIMESTONE | 341 | 375 | 408 | 441 | 476 | 509 | N
880 | LIMESTONE COUNTY CARRIZO-WILCOX AQUIFER DEVELOPMENT | Limestone County Carrizo-Wilcox Aquifer development | G | 5 | EXISTING SOURCE OR EXPANDED USE OF AN EXISTING SOURCE (SURFACE WATER OR GROUNDWATER) | 6 | GROUNDWATER | 1 | NO INFRASTRUCTURE |  | 2399 | 1353 | CARRIZO-WILCOX AQUIFER | G | 147 | LIMESTONE | 12 | BRAZOS | 1 | GROUNDWATER | 1 | NO WATER QUALITY IMPROVEMENTS |  | 2044 | 1 | Limestone County Carrizo-Wilcox Aquifer development | 258 | BISTONE MWSD | G | BOTH | MUNICIPAL | 4022 | UTILITY |  | N | 2010 | 2010 | 1405000 | 1686000 | 345000 | 414000 | 414000 | 414000 | 18458000 | 20 | 1833 | MEXIA | G | WUG | MUNICIPAL | 402 | CITY | G | 147 | LIMESTONE | 1844 | 2026 | 2206 | 2388 | 2569 | 2750 | N
769 | LIVESTOCK WATER CONSERVATION | Livestock water conservation | L | 3 | CONSERVATION | 3 | OTHER CONSERVATION | 1 | NO INFRASTRUCTURE |  | 2147 | 2733 | CONSERVATION | L | 88 | GOLIAD | 19 | SAN ANTONIO | 3 | CONSERVATION | 1 | NO WATER QUALITY IMPROVEMENTS |  | 3144 | 1 | Livestock water conservation | 1419 | LIVESTOCK, GOLIAD | L | WUG | LIVESTOCK | 1005 | N/A |  | N | 2010 | 2010 | 0 | 0 | 0 | 0 | 0 | 0 | 0 | 0 | 1419 | LIVESTOCK, GOLIAD | L | WUG | LIVESTOCK | 1005 | N/A | L | 88 | GOLIAD | 3 | 1 | 0 | 0 | 0 | 0 | N
116 | LOCAL GROUNDWATER (GULF COAST AQUIFER) | Local groundwater (Gulf Coast Aquifer) | L | 5 | EXISTING SOURCE OR EXPANDED USE OF AN EXISTING SOURCE (SURFACE WATER OR GROUNDWATER) | 6 | GROUNDWATER | 6 | OTHER INFRASTRUCTURE | New wells | 447 | 1678 | GULF COAST AQUIFER | L | 128 | KARNES | 19 | SAN ANTONIO | 1 | GROUNDWATER | 1 | NO WATER QUALITY IMPROVEMENTS |  | 3308 | 1 | Local groundwater (Gulf Coast Aquifer) | 1256 | KENEDY | L | WUG | MUNICIPAL | 317 | CITY |  | N | 2040 | 2040 | 0 | 0 | 0 | 294000 | 294000 | 102716 | 2194000 | 20 | 1256 | KENEDY | L | WUG | MUNICIPAL | 317 | CITY | L | 128 | KARNES | 0 | 0 | 0 | 161 | 161 | 161 | N
117 | LOCAL GROUNDWATER (TRINITY AQUIFER) | Local groundwater (Trinity Aquifer) | L | 5 | EXISTING SOURCE OR EXPANDED USE OF AN EXISTING SOURCE (SURFACE WATER OR GROUNDWATER) | 6 | GROUNDWATER | 6 | OTHER INFRASTRUCTURE | New wells | 530 | 1670 | TRINITY AQUIFER | L | 15 | BEXAR | 19 | SAN ANTONIO | 1 | GROUNDWATER | 1 | NO WATER QUALITY IMPROVEMENTS |  | 3346 | 1 | Local groundwater (Trinity Aquifer) | 11 | BEXAR MET WATER DISTRICT | L | BOTH | MUNICIPAL | 4018 | UTILITY |  | N | 2010 | 2010 | 1043000 | 1043000 | 1043000 | 1043000 | 1043000 | 1043000 | 9662000 | 20 | 11 | BEXAR MET WATER DISTRICT | L | BOTH | MUNICIPAL | 4018 | UTILITY | L | 7 | ATASCOSA | 0 | 0 | 0 | 0 | 0 | 0 | N
117 | LOCAL GROUNDWATER (TRINITY AQUIFER) | Local groundwater (Trinity Aquifer) | L | 5 | EXISTING SOURCE OR EXPANDED USE OF AN EXISTING SOURCE (SURFACE WATER OR GROUNDWATER) | 6 | GROUNDWATER | 6 | OTHER INFRASTRUCTURE | New wells | 530 | 1670 | TRINITY AQUIFER | L | 15 | BEXAR | 19 | SAN ANTONIO | 1 | GROUNDWATER | 1 | NO WATER QUALITY IMPROVEMENTS |  | 3346 | 1 | Local groundwater (Trinity Aquifer) | 11 | BEXAR MET WATER DISTRICT | L | BOTH | MUNICIPAL | 4018 | UTILITY |  | N | 2010 | 2010 | 1043000 | 1043000 | 1043000 | 1043000 | 1043000 | 1043000 | 9662000 | 20 | 11 | BEXAR MET WATER DISTRICT | L | BOTH | MUNICIPAL | 4018 | UTILITY | L | 15 | BEXAR | 34 | 0 | 0 | 0 | 0 | 0 | N
117 | LOCAL GROUNDWATER (TRINITY AQUIFER) | Local groundwater (Trinity Aquifer) | L | 5 | EXISTING SOURCE OR EXPANDED USE OF AN EXISTING SOURCE (SURFACE WATER OR GROUNDWATER) | 6 | GROUNDWATER | 6 | OTHER INFRASTRUCTURE | New wells | 530 | 1670 | TRINITY AQUIFER | L | 15 | BEXAR | 19 | SAN ANTONIO | 1 | GROUNDWATER | 1 | NO WATER QUALITY IMPROVEMENTS |  | 3346 | 1 | Local groundwater (Trinity Aquifer) | 11 | BEXAR MET WATER DISTRICT | L | BOTH | MUNICIPAL | 4018 | UTILITY |  | N | 2010 | 2010 | 1043000 | 1043000 | 1043000 | 1043000 | 1043000 | 1043000 | 9662000 | 20 | 334 | CASTLE HILLS | L | WUG | MUNICIPAL | 100 | CITY | L | 15 | BEXAR | 96 | 83 | 69 | 56 | 47 | 47 | N
117 | LOCAL GROUNDWATER (TRINITY AQUIFER) | Local groundwater (Trinity Aquifer) | L | 5 | EXISTING SOURCE OR EXPANDED USE OF AN EXISTING SOURCE (SURFACE WATER OR GROUNDWATER) | 6 | GROUNDWATER | 6 | OTHER INFRASTRUCTURE | New wells | 530 | 1670 | TRINITY AQUIFER | L | 15 | BEXAR | 19 | SAN ANTONIO | 1 | GROUNDWATER | 1 | NO WATER QUALITY IMPROVEMENTS |  | 3346 | 1 | Local groundwater (Trinity Aquifer) | 11 | BEXAR MET WATER DISTRICT | L | BOTH | MUNICIPAL | 4018 | UTILITY |  | N | 2030 | 2030 | 1043000 | 1043000 | 1043000 | 1043000 | 1043000 | 1043000 | 9662000 | 20 | 400 | CONVERSE | L | WUG | MUNICIPAL | 131 | CITY | L | 15 | BEXAR | 0 | 0 | 134 | 449 | 716 | 969 | N
117 | LOCAL GROUNDWATER (TRINITY AQUIFER) | Local groundwater (Trinity Aquifer) | L | 5 | EXISTING SOURCE OR EXPANDED USE OF AN EXISTING SOURCE (SURFACE WATER OR GROUNDWATER) | 6 | GROUNDWATER | 6 | OTHER INFRASTRUCTURE | New wells | 530 | 1670 | TRINITY AQUIFER | L | 15 | BEXAR | 19 | SAN ANTONIO | 1 | GROUNDWATER | 1 | NO WATER QUALITY IMPROVEMENTS |  | 3346 | 1 | Local groundwater (Trinity Aquifer) | 11 | BEXAR MET WATER DISTRICT | L | BOTH | MUNICIPAL | 4018 | UTILITY |  | N | 2010 | 2010 | 1043000 | 1043000 | 1043000 | 1043000 | 1043000 | 1043000 | 9662000 | 20 | 729 | EAST CENTRAL WSC | L | WUG | MUNICIPAL | 4095 | UTILITY | L | 15 | BEXAR | 200 | 200 | 200 | 200 | 200 | 200 | N
117 | LOCAL GROUNDWATER (TRINITY AQUIFER) | Local groundwater (Trinity Aquifer) | L | 5 | EXISTING SOURCE OR EXPANDED USE OF AN EXISTING SOURCE (SURFACE WATER OR GROUNDWATER) | 6 | GROUNDWATER | 6 | OTHER INFRASTRUCTURE | New wells | 530 | 1670 | TRINITY AQUIFER | L | 15 | BEXAR | 19 | SAN ANTONIO | 1 | GROUNDWATER | 1 | NO WATER QUALITY IMPROVEMENTS |  | 3346 | 1 | Local groundwater (Trinity Aquifer) | 11 | BEXAR MET WATER DISTRICT | L | BOTH | MUNICIPAL | 4018 | UTILITY |  | N | 2010 | 2010 | 1043000 | 1043000 | 1043000 | 1043000 | 1043000 | 1043000 | 9662000 | 20 | 126 | SAN ANTONIO | L | WUG | MUNICIPAL | 530 | CITY | L | 15 | BEXAR | 1686 | 1733 | 1613 | 1311 | 1053 | 800 | N
117 | LOCAL GROUNDWATER (TRINITY AQUIFER) | Local groundwater (Trinity Aquifer) | L | 5 | EXISTING SOURCE OR EXPANDED USE OF AN EXISTING SOURCE (SURFACE WATER OR GROUNDWATER) | 6 | GROUNDWATER | 6 | OTHER INFRASTRUCTURE | New wells | 530 | 1670 | TRINITY AQUIFER | L | 15 | BEXAR | 19 | SAN ANTONIO | 1 | GROUNDWATER | 1 | NO WATER QUALITY IMPROVEMENTS |  | 3346 | 1 | Local groundwater (Trinity Aquifer) | 334 | CASTLE HILLS | L | WUG | MUNICIPAL | 100 | CITY |  | N | 2010 | 2010 | 101196 | 86805 | 39891 | 26095 | 18204 | 18184 | 0 | 0 | 334 | CASTLE HILLS | L | WUG | MUNICIPAL | 100 | CITY | L | 15 | BEXAR | 96 | 83 | 69 | 56 | 47 | 47 | Y
117 | LOCAL GROUNDWATER (TRINITY AQUIFER) | Local groundwater (Trinity Aquifer) | L | 5 | EXISTING SOURCE OR EXPANDED USE OF AN EXISTING SOURCE (SURFACE WATER OR GROUNDWATER) | 6 | GROUNDWATER | 6 | OTHER INFRASTRUCTURE | New wells | 530 | 1670 | TRINITY AQUIFER | L | 15 | BEXAR | 19 | SAN ANTONIO | 1 | GROUNDWATER | 1 | NO WATER QUALITY IMPROVEMENTS |  | 3346 | 1 | Local groundwater (Trinity Aquifer) | 400 | CONVERSE | L | WUG | MUNICIPAL | 131 | CITY |  | N | 2030 | 2030 | 0 | 0 | 77470 | 209222 | 277322 | 374895 | 0 | 0 | 400 | CONVERSE | L | WUG | MUNICIPAL | 131 | CITY | L | 15 | BEXAR | 0 | 0 | 134 | 449 | 716 | 969 | Y
117 | LOCAL GROUNDWATER (TRINITY AQUIFER) | Local groundwater (Trinity Aquifer) | L | 5 | EXISTING SOURCE OR EXPANDED USE OF AN EXISTING SOURCE (SURFACE WATER OR GROUNDWATER) | 6 | GROUNDWATER | 6 | OTHER INFRASTRUCTURE | New wells | 530 | 1670 | TRINITY AQUIFER | L | 15 | BEXAR | 19 | SAN ANTONIO | 1 | GROUNDWATER | 1 | NO WATER QUALITY IMPROVEMENTS |  | 3346 | 1 | Local groundwater (Trinity Aquifer) | 729 | EAST CENTRAL WSC | L | WUG | MUNICIPAL | 4095 | UTILITY |  | N | 2010 | 2010 | 210824 | 209169 | 115627 | 93195 | 77464 | 77378 | 0 | 0 | 729 | EAST CENTRAL WSC | L | WUG | MUNICIPAL | 4095 | UTILITY | L | 15 | BEXAR | 180 | 180 | 180 | 180 | 180 | 180 | Y
117 | LOCAL GROUNDWATER (TRINITY AQUIFER) | Local groundwater (Trinity Aquifer) | L | 5 | EXISTING SOURCE OR EXPANDED USE OF AN EXISTING SOURCE (SURFACE WATER OR GROUNDWATER) | 6 | GROUNDWATER | 6 | OTHER INFRASTRUCTURE | New wells | 530 | 1670 | TRINITY AQUIFER | L | 15 | BEXAR | 19 | SAN ANTONIO | 1 | GROUNDWATER | 1 | NO WATER QUALITY IMPROVEMENTS |  | 3346 | 1 | Local groundwater (Trinity Aquifer) | 729 | EAST CENTRAL WSC | L | WUG | MUNICIPAL | 4095 | UTILITY |  | N | 2010 | 2010 | 210824 | 209169 | 115627 | 93195 | 77464 | 77378 | 0 | 0 | 729 | EAST CENTRAL WSC | L | WUG | MUNICIPAL | 4095 | UTILITY | L | 94 | GUADALUPE | 10 | 10 | 10 | 10 | 10 | 10 | Y
117 | LOCAL GROUNDWATER (TRINITY AQUIFER) | Local groundwater (Trinity Aquifer) | L | 5 | EXISTING SOURCE OR EXPANDED USE OF AN EXISTING SOURCE (SURFACE WATER OR GROUNDWATER) | 6 | GROUNDWATER | 6 | OTHER INFRASTRUCTURE | New wells | 530 | 1670 | TRINITY AQUIFER | L | 15 | BEXAR | 19 | SAN ANTONIO | 1 | GROUNDWATER | 1 | NO WATER QUALITY IMPROVEMENTS |  | 3346 | 1 | Local groundwater (Trinity Aquifer) | 729 | EAST CENTRAL WSC | L | WUG | MUNICIPAL | 4095 | UTILITY |  | N | 2010 | 2010 | 210824 | 209169 | 115627 | 93195 | 77464 | 77378 | 0 | 0 | 729 | EAST CENTRAL WSC | L | WUG | MUNICIPAL | 4095 | UTILITY | L | 247 | WILSON | 10 | 10 | 10 | 10 | 10 | 10 | Y
117 | LOCAL GROUNDWATER (TRINITY AQUIFER) | Local groundwater (Trinity Aquifer) | L | 5 | EXISTING SOURCE OR EXPANDED USE OF AN EXISTING SOURCE (SURFACE WATER OR GROUNDWATER) | 6 | GROUNDWATER | 6 | OTHER INFRASTRUCTURE | New wells | 1750 | 4248 | TRINITY AQUIFER | L | 28 | CALDWELL | 18 | GUADALUPE | 1 | GROUNDWATER | 1 | NO WATER QUALITY IMPROVEMENTS |  | 6127 | 1 | Local groundwater (Trinity Aquifer) | 411 | COUNTY LINE WSC | L | WUG | MUNICIPAL | 4074 | UTILITY |  | N | 2020 | 2020 | 0 | 982333 | 1263000 | 566741 | 608381 | 909868 | 20562000 | 20 | 411 | COUNTY LINE WSC | L | WUG | MUNICIPAL | 4074 | UTILITY | L | 28 | CALDWELL | 0 | 10 | 10 | 10 | 10 | 10 | N
117 | LOCAL GROUNDWATER (TRINITY AQUIFER) | Local groundwater (Trinity Aquifer) | L | 5 | EXISTING SOURCE OR EXPANDED USE OF AN EXISTING SOURCE (SURFACE WATER OR GROUNDWATER) | 6 | GROUNDWATER | 6 | OTHER INFRASTRUCTURE | New wells | 1750 | 4248 | TRINITY AQUIFER | L | 28 | CALDWELL | 18 | GUADALUPE | 1 | GROUNDWATER | 1 | NO WATER QUALITY IMPROVEMENTS |  | 6127 | 1 | Local groundwater (Trinity Aquifer) | 411 | COUNTY LINE WSC | L | WUG | MUNICIPAL | 4074 | UTILITY |  | N | 2020 | 2020 | 0 | 982333 | 1263000 | 566741 | 608381 | 909868 | 20562000 | 20 | 411 | COUNTY LINE WSC | L | WUG | MUNICIPAL | 4074 | UTILITY | L | 105 | HAYS | 0 | 1119 | 1442 | 1603 | 1926 | 2410 | N
115 | LOCAL GROUNDWATER CARRIZO-WILCOX AQUIFER (INCLUDES OVERDRAFTS) | Local groundwater Carrizo-Wilcox Aquifer (includes overdrafts) | L | 5 | EXISTING SOURCE OR EXPANDED USE OF AN EXISTING SOURCE (SURFACE WATER OR GROUNDWATER) | 6 | GROUNDWATER | 6 | OTHER INFRASTRUCTURE | New Wells | 430 | 1695 | CARRIZO-WILCOX AQUIFER | L | 7 | ATASCOSA | 21 | NUECES | 1 | GROUNDWATER | 1 | NO WATER QUALITY IMPROVEMENTS |  | 4213 | 1 | Local groundwater Carrizo-Wilcox Aquifer (includes overdrafts) | 243 | BENTON CITY WSC | L | WUG | MUNICIPAL | 4014 | UTILITY |  | N | 2030 | 2030 | 0 | 0 | 320500 | 320500 | 129914 | 450414 | 4372000 | 20 | 243 | BENTON CITY WSC | L | WUG | MUNICIPAL | 4014 | UTILITY | L | 7 | ATASCOSA | 0 | 0 | 652 | 652 | 653 | 1306 | N
115 | LOCAL GROUNDWATER CARRIZO-WILCOX AQUIFER (INCLUDES OVERDRAFTS) | Local groundwater Carrizo-Wilcox Aquifer (includes overdrafts) | L | 5 | EXISTING SOURCE OR EXPANDED USE OF AN EXISTING SOURCE (SURFACE WATER OR GROUNDWATER) | 6 | GROUNDWATER | 6 | OTHER INFRASTRUCTURE | New Wells | 430 | 1695 | CARRIZO-WILCOX AQUIFER | L | 7 | ATASCOSA | 21 | NUECES | 1 | GROUNDWATER | 1 | NO WATER QUALITY IMPROVEMENTS |  | 4213 | 1 | Local groundwater Carrizo-Wilcox Aquifer (includes overdrafts) | 243 | BENTON CITY WSC | L | WUG | MUNICIPAL | 4014 | UTILITY |  | N | 2030 | 2030 | 0 | 0 | 320500 | 320500 | 129914 | 450414 | 4372000 | 20 | 243 | BENTON CITY WSC | L | WUG | MUNICIPAL | 4014 | UTILITY | L | 82 | FRIO | 0 | 0 | 1 | 1 | 1 | 1 | N
115 | LOCAL GROUNDWATER CARRIZO-WILCOX AQUIFER (INCLUDES OVERDRAFTS) | Local groundwater Carrizo-Wilcox Aquifer (includes overdrafts) | L | 5 | EXISTING SOURCE OR EXPANDED USE OF AN EXISTING SOURCE (SURFACE WATER OR GROUNDWATER) | 6 | GROUNDWATER | 6 | OTHER INFRASTRUCTURE | New Wells | 430 | 1695 | CARRIZO-WILCOX AQUIFER | L | 7 | ATASCOSA | 21 | NUECES | 1 | GROUNDWATER | 1 | NO WATER QUALITY IMPROVEMENTS |  | 4213 | 1 | Local groundwater Carrizo-Wilcox Aquifer (includes overdrafts) | 243 | BENTON CITY WSC | L | WUG | MUNICIPAL | 4014 | UTILITY |  | N | 2030 | 2030 | 0 | 0 | 320500 | 320500 | 129914 | 450414 | 4372000 | 20 | 243 | BENTON CITY WSC | L | WUG | MUNICIPAL | 4014 | UTILITY | L | 163 | MEDINA | 0 | 0 | 154 | 154 | 153 | 306 | N
115 | LOCAL GROUNDWATER CARRIZO-WILCOX AQUIFER (INCLUDES OVERDRAFTS) | Local groundwater Carrizo-Wilcox Aquifer (includes overdrafts) | L | 5 | EXISTING SOURCE OR EXPANDED USE OF AN EXISTING SOURCE (SURFACE WATER OR GROUNDWATER) | 6 | GROUNDWATER | 6 | OTHER INFRASTRUCTURE | New Wells | 430 | 1695 | CARRIZO-WILCOX AQUIFER | L | 7 | ATASCOSA | 21 | NUECES | 1 | GROUNDWATER | 1 | NO WATER QUALITY IMPROVEMENTS |  | 4273 | 1 | Local groundwater Carrizo-Wilcox Aquifer (includes overdrafts) | 1244 | JOURDANTON | L | WUG | MUNICIPAL | 309 | CITY |  | N | 2010 | 2010 | 349000 | 349000 | 136181 | 136181 | 136181 | 136181 | 2441000 | 20 | 1244 | JOURDANTON | L | WUG | MUNICIPAL | 309 | CITY | L | 7 | ATASCOSA | 403 | 403 | 403 | 403 | 403 | 403 | N
115 | LOCAL GROUNDWATER CARRIZO-WILCOX AQUIFER (INCLUDES OVERDRAFTS) | Local groundwater Carrizo-Wilcox Aquifer (includes overdrafts) | L | 5 | EXISTING SOURCE OR EXPANDED USE OF AN EXISTING SOURCE (SURFACE WATER OR GROUNDWATER) | 6 | GROUNDWATER | 6 | OTHER INFRASTRUCTURE | New Wells | 430 | 1695 | CARRIZO-WILCOX AQUIFER | L | 7 | ATASCOSA | 21 | NUECES | 1 | GROUNDWATER | 1 | NO WATER QUALITY IMPROVEMENTS |  | 4216 | 1 | Local groundwater Carrizo-Wilcox Aquifer (includes overdrafts) | 1815 | MCCOY WSC | L | WUG | MUNICIPAL | 4250 | UTILITY |  | N | 2020 | 2020 | 0 | 389000 | 389000 | 136033 | 136033 | 525033 | 5803000 | 20 | 1815 | MCCOY WSC | L | WUG | MUNICIPAL | 4250 | UTILITY | L | 7 | ATASCOSA | 0 | 700 | 700 | 700 | 700 | 1484 | N
115 | LOCAL GROUNDWATER CARRIZO-WILCOX AQUIFER (INCLUDES OVERDRAFTS) | Local groundwater Carrizo-Wilcox Aquifer (includes overdrafts) | L | 5 | EXISTING SOURCE OR EXPANDED USE OF AN EXISTING SOURCE (SURFACE WATER OR GROUNDWATER) | 6 | GROUNDWATER | 6 | OTHER INFRASTRUCTURE | New Wells | 430 | 1695 | CARRIZO-WILCOX AQUIFER | L | 7 | ATASCOSA | 21 | NUECES | 1 | GROUNDWATER | 1 | NO WATER QUALITY IMPROVEMENTS |  | 4216 | 1 | Local groundwater Carrizo-Wilcox Aquifer (includes overdrafts) | 1815 | MCCOY WSC | L | WUG | MUNICIPAL | 4250 | UTILITY |  | N | 2020 | 2020 | 0 | 389000 | 389000 | 136033 | 136033 | 525033 | 5803000 | 20 | 1815 | MCCOY WSC | L | WUG | MUNICIPAL | 4250 | UTILITY | L | 247 | WILSON | 0 | 107 | 107 | 107 | 107 | 129 | N
115 | LOCAL GROUNDWATER CARRIZO-WILCOX AQUIFER (INCLUDES OVERDRAFTS) | Local groundwater Carrizo-Wilcox Aquifer (includes overdrafts) | L | 5 | EXISTING SOURCE OR EXPANDED USE OF AN EXISTING SOURCE (SURFACE WATER OR GROUNDWATER) | 6 | GROUNDWATER | 6 | OTHER INFRASTRUCTURE | New Wells | 430 | 1695 | CARRIZO-WILCOX AQUIFER | L | 7 | ATASCOSA | 21 | NUECES | 1 | GROUNDWATER | 1 | NO WATER QUALITY IMPROVEMENTS |  | 4509 | 1 | Local groundwater Carrizo-Wilcox Aquifer (includes overdrafts) | 2402 | STEAM ELECTRIC POWER, ATASCOSA | L | WUG | STEAM ELECTRIC | 1002 | N/A |  | N | 2010 | 2010 | 249500 | 249500 | 39907 | 39907 | 39907 | 289407 | 4808000 | 20 | 2402 | STEAM ELECTRIC POWER, ATASCOSA | L | WUG | STEAM ELECTRIC | 1002 | N/A | L | 7 | ATASCOSA | 807 | 807 | 807 | 807 | 807 | 1613 | N
115 | LOCAL GROUNDWATER CARRIZO-WILCOX AQUIFER (INCLUDES OVERDRAFTS) | Local groundwater Carrizo-Wilcox Aquifer (includes overdrafts) | L | 5 | EXISTING SOURCE OR EXPANDED USE OF AN EXISTING SOURCE (SURFACE WATER OR GROUNDWATER) | 6 | GROUNDWATER | 6 | OTHER INFRASTRUCTURE | New Wells | 438 | 1672 | CARRIZO-WILCOX AQUIFER | L | 15 | BEXAR | 19 | SAN ANTONIO | 1 | GROUNDWATER | 1 | NO WATER QUALITY IMPROVEMENTS |  | 3220 | 1 | Local groundwater Carrizo-Wilcox Aquifer (includes overdrafts) | 204 | ATASCOSA RURAL WSC | L | WUG | MUNICIPAL | 4008 | UTILITY |  | N | 2010 | 2010 | 126495 | 125501 | 69376 | 55917 | 46479 | 46427 | 0 | 0 | 204 | ATASCOSA RURAL WSC | L | WUG | MUNICIPAL | 4008 | UTILITY | L | 15 | BEXAR | 120 | 120 | 120 | 120 | 120 | 120 | Y
115 | LOCAL GROUNDWATER CARRIZO-WILCOX AQUIFER (INCLUDES OVERDRAFTS) | Local groundwater Carrizo-Wilcox Aquifer (includes overdrafts) | L | 5 | EXISTING SOURCE OR EXPANDED USE OF AN EXISTING SOURCE (SURFACE WATER OR GROUNDWATER) | 6 | GROUNDWATER | 6 | OTHER INFRASTRUCTURE | New Wells | 438 | 1672 | CARRIZO-WILCOX AQUIFER | L | 15 | BEXAR | 19 | SAN ANTONIO | 1 | GROUNDWATER | 1 | NO WATER QUALITY IMPROVEMENTS |  | 3220 | 1 | Local groundwater Carrizo-Wilcox Aquifer (includes overdrafts) | 11 | BEXAR MET WATER DISTRICT | L | BOTH | MUNICIPAL | 4018 | UTILITY |  | N | 2010 | 2010 | 1676750 | 2682800 | 2386357 | 1806071 | 3095964 | 4772714 | 44372000 | 20 | 204 | ATASCOSA RURAL WSC | L | WUG | MUNICIPAL | 4008 | UTILITY | L | 15 | BEXAR | 120 | 120 | 120 | 120 | 120 | 120 | N
115 | LOCAL GROUNDWATER CARRIZO-WILCOX AQUIFER (INCLUDES OVERDRAFTS) | Local groundwater Carrizo-Wilcox Aquifer (includes overdrafts) | L | 5 | EXISTING SOURCE OR EXPANDED USE OF AN EXISTING SOURCE (SURFACE WATER OR GROUNDWATER) | 6 | GROUNDWATER | 6 | OTHER INFRASTRUCTURE | New Wells | 438 | 1672 | CARRIZO-WILCOX AQUIFER | L | 15 | BEXAR | 19 | SAN ANTONIO | 1 | GROUNDWATER | 1 | NO WATER QUALITY IMPROVEMENTS |  | 3220 | 1 | Local groundwater Carrizo-Wilcox Aquifer (includes overdrafts) | 11 | BEXAR MET WATER DISTRICT | L | BOTH | MUNICIPAL | 4018 | UTILITY |  | N | 2010 | 2010 | 1676750 | 2682800 | 2386357 | 1806071 | 3095964 | 4772714 | 44372000 | 20 | 11 | BEXAR MET WATER DISTRICT | L | BOTH | MUNICIPAL | 4018 | UTILITY | L | 7 | ATASCOSA | 319 | 435 | 529 | 594 | 657 | 709 | N
115 | LOCAL GROUNDWATER CARRIZO-WILCOX AQUIFER (INCLUDES OVERDRAFTS) | Local groundwater Carrizo-Wilcox Aquifer (includes overdrafts) | L | 5 | EXISTING SOURCE OR EXPANDED USE OF AN EXISTING SOURCE (SURFACE WATER OR GROUNDWATER) | 6 | GROUNDWATER | 6 | OTHER INFRASTRUCTURE | New Wells | 438 | 1672 | CARRIZO-WILCOX AQUIFER | L | 15 | BEXAR | 19 | SAN ANTONIO | 1 | GROUNDWATER | 1 | NO WATER QUALITY IMPROVEMENTS |  | 3220 | 1 | Local groundwater Carrizo-Wilcox Aquifer (includes overdrafts) | 11 | BEXAR MET WATER DISTRICT | L | BOTH | MUNICIPAL | 4018 | UTILITY |  | N | 2010 | 2010 | 1676750 | 2682800 | 2386357 | 1806071 | 3095964 | 4772714 | 44372000 | 20 | 11 | BEXAR MET WATER DISTRICT | L | BOTH | MUNICIPAL | 4018 | UTILITY | L | 15 | BEXAR | 3157 | 3405 | 3780 | 3851 | 4052 | 4312 | N
115 | LOCAL GROUNDWATER CARRIZO-WILCOX AQUIFER (INCLUDES OVERDRAFTS) | Local groundwater Carrizo-Wilcox Aquifer (includes overdrafts) | L | 5 | EXISTING SOURCE OR EXPANDED USE OF AN EXISTING SOURCE (SURFACE WATER OR GROUNDWATER) | 6 | GROUNDWATER | 6 | OTHER INFRASTRUCTURE | New Wells | 438 | 1672 | CARRIZO-WILCOX AQUIFER | L | 15 | BEXAR | 19 | SAN ANTONIO | 1 | GROUNDWATER | 1 | NO WATER QUALITY IMPROVEMENTS |  | 3220 | 1 | Local groundwater Carrizo-Wilcox Aquifer (includes overdrafts) | 11 | BEXAR MET WATER DISTRICT | L | BOTH | MUNICIPAL | 4018 | UTILITY |  | N | 2010 | 2010 | 1676750 | 2682800 | 2386357 | 1806071 | 3095964 | 4772714 | 44372000 | 20 | 11 | BEXAR MET WATER DISTRICT | L | BOTH | MUNICIPAL | 4018 | UTILITY | L | 46 | COMAL | 419 | 705 | 1016 | 1301 | 1619 | 1966 | N
115 | LOCAL GROUNDWATER CARRIZO-WILCOX AQUIFER (INCLUDES OVERDRAFTS) | Local groundwater Carrizo-Wilcox Aquifer (includes overdrafts) | L | 5 | EXISTING SOURCE OR EXPANDED USE OF AN EXISTING SOURCE (SURFACE WATER OR GROUNDWATER) | 6 | GROUNDWATER | 6 | OTHER INFRASTRUCTURE | New Wells | 438 | 1672 | CARRIZO-WILCOX AQUIFER | L | 15 | BEXAR | 19 | SAN ANTONIO | 1 | GROUNDWATER | 1 | NO WATER QUALITY IMPROVEMENTS |  | 3220 | 1 | Local groundwater Carrizo-Wilcox Aquifer (includes overdrafts) | 11 | BEXAR MET WATER DISTRICT | L | BOTH | MUNICIPAL | 4018 | UTILITY |  | N | 2010 | 2010 | 1676750 | 2682800 | 2386357 | 1806071 | 3095964 | 4772714 | 44372000 | 20 | 11 | BEXAR MET WATER DISTRICT | L | BOTH | MUNICIPAL | 4018 | UTILITY | L | 163 | MEDINA | 15 | 24 | 32 | 38 | 45 | 51 | N
115 | LOCAL GROUNDWATER CARRIZO-WILCOX AQUIFER (INCLUDES OVERDRAFTS) | Local groundwater Carrizo-Wilcox Aquifer (includes overdrafts) | L | 5 | EXISTING SOURCE OR EXPANDED USE OF AN EXISTING SOURCE (SURFACE WATER OR GROUNDWATER) | 6 | GROUNDWATER | 6 | OTHER INFRASTRUCTURE | New Wells | 438 | 1672 | CARRIZO-WILCOX AQUIFER | L | 15 | BEXAR | 19 | SAN ANTONIO | 1 | GROUNDWATER | 1 | NO WATER QUALITY IMPROVEMENTS |  | 3220 | 1 | Local groundwater Carrizo-Wilcox Aquifer (includes overdrafts) | 11 | BEXAR MET WATER DISTRICT | L | BOTH | MUNICIPAL | 4018 | UTILITY |  | N | 2020 | 2020 | 1676750 | 2682800 | 2386357 | 1806071 | 3095964 | 4772714 | 44372000 | 20 | 126 | SAN ANTONIO | L | WUG | MUNICIPAL | 530 | CITY | L | 15 | BEXAR | 0 | 1759 | 2583 | 2156 | 5597 | 8971 | N
115 | LOCAL GROUNDWATER CARRIZO-WILCOX AQUIFER (INCLUDES OVERDRAFTS) | Local groundwater Carrizo-Wilcox Aquifer (includes overdrafts) | L | 5 | EXISTING SOURCE OR EXPANDED USE OF AN EXISTING SOURCE (SURFACE WATER OR GROUNDWATER) | 6 | GROUNDWATER | 6 | OTHER INFRASTRUCTURE | New Wells | 439 | 1645 | CARRIZO-WILCOX AQUIFER | L | 28 | CALDWELL | 18 | GUADALUPE | 1 | GROUNDWATER | 1 | NO WATER QUALITY IMPROVEMENTS |  | 6121 | 1 | Local groundwater Carrizo-Wilcox Aquifer (includes overdrafts) | 194 | AQUA WSC | K | WUG | MUNICIPAL | 4006 | UTILITY |  | N | 2010 | 2010 | 303000 | 303000 | 303000 | 130025 | 130025 | 130025 | 1984000 | 20 | 194 | AQUA WSC | K | WUG | MUNICIPAL | 4006 | UTILITY | L | 28 | CALDWELL | 403 | 403 | 403 | 403 | 403 | 403 | N
115 | LOCAL GROUNDWATER CARRIZO-WILCOX AQUIFER (INCLUDES OVERDRAFTS) | Local groundwater Carrizo-Wilcox Aquifer (includes overdrafts) | L | 5 | EXISTING SOURCE OR EXPANDED USE OF AN EXISTING SOURCE (SURFACE WATER OR GROUNDWATER) | 6 | GROUNDWATER | 6 | OTHER INFRASTRUCTURE | New Wells | 439 | 1645 | CARRIZO-WILCOX AQUIFER | L | 28 | CALDWELL | 18 | GUADALUPE | 1 | GROUNDWATER | 1 | NO WATER QUALITY IMPROVEMENTS |  | 6124 | 1 | Local groundwater Carrizo-Wilcox Aquifer (includes overdrafts) | 1588 | LOCKHART | L | WUG | MUNICIPAL | 364 | CITY |  | N | 2020 | 2020 | 0 | 428429 | 1285286 | 1411730 | 1236191 | 1791064 | 24246000 | 20 | 1588 | LOCKHART | L | WUG | MUNICIPAL | 364 | CITY | L | 28 | CALDWELL | 0 | 403 | 1210 | 1613 | 2016 | 2823 | N
115 | LOCAL GROUNDWATER CARRIZO-WILCOX AQUIFER (INCLUDES OVERDRAFTS) | Local groundwater Carrizo-Wilcox Aquifer (includes overdrafts) | L | 5 | EXISTING SOURCE OR EXPANDED USE OF AN EXISTING SOURCE (SURFACE WATER OR GROUNDWATER) | 6 | GROUNDWATER | 6 | OTHER INFRASTRUCTURE | New Wells | 439 | 1645 | CARRIZO-WILCOX AQUIFER | L | 28 | CALDWELL | 18 | GUADALUPE | 1 | GROUNDWATER | 1 | NO WATER QUALITY IMPROVEMENTS |  | 6125 | 1 | Local groundwater Carrizo-Wilcox Aquifer (includes overdrafts) | 1607 | LULING | L | WUG | MUNICIPAL | 372 | CITY |  | N | 2020 | 2020 | 0 | 437500 | 437500 | 180043 | 180043 | 617543 | 5906000 | 20 | 1607 | LULING | L | WUG | MUNICIPAL | 372 | CITY | L | 28 | CALDWELL | 0 | 403 | 403 | 403 | 403 | 807 | N
115 | LOCAL GROUNDWATER CARRIZO-WILCOX AQUIFER (INCLUDES OVERDRAFTS) | Local groundwater Carrizo-Wilcox Aquifer (includes overdrafts) | L | 5 | EXISTING SOURCE OR EXPANDED USE OF AN EXISTING SOURCE (SURFACE WATER OR GROUNDWATER) | 6 | GROUNDWATER | 6 | OTHER INFRASTRUCTURE | New Wells | 439 | 1645 | CARRIZO-WILCOX AQUIFER | L | 28 | CALDWELL | 18 | GUADALUPE | 1 | GROUNDWATER | 1 | NO WATER QUALITY IMPROVEMENTS |  | 6126 | 1 | Local groundwater Carrizo-Wilcox Aquifer (includes overdrafts) | 2218 | POLONIA WSC | L | WUG | MUNICIPAL | 4306 | UTILITY |  | N | 2050 | 2050 | 0 | 0 | 0 | 0 | 142000 | 284000 | 2087000 | 20 | 2218 | POLONIA WSC | L | WUG | MUNICIPAL | 4306 | UTILITY | L | 28 | CALDWELL | 0 | 0 | 0 | 0 | 161 | 323 | N
115 | LOCAL GROUNDWATER CARRIZO-WILCOX AQUIFER (INCLUDES OVERDRAFTS) | Local groundwater Carrizo-Wilcox Aquifer (includes overdrafts) | L | 5 | EXISTING SOURCE OR EXPANDED USE OF AN EXISTING SOURCE (SURFACE WATER OR GROUNDWATER) | 6 | GROUNDWATER | 6 | OTHER INFRASTRUCTURE | New Wells | 558 | 1657 | CARRIZO-WILCOX AQUIFER | L | 94 | GUADALUPE | 18 | GUADALUPE | 1 | GROUNDWATER | 1 | NO WATER QUALITY IMPROVEMENTS |  | 6123 | 1 | Local groundwater Carrizo-Wilcox Aquifer (includes overdrafts) | 681 | CRYSTAL CLEAR WSC | L | WUG | MUNICIPAL | 4080 | UTILITY |  | N | 2030 | 2030 | 0 | 0 | 863357 | 1726714 | 2247248 | 2767782 | 33754000 | 20 | 681 | CRYSTAL CLEAR WSC | L | WUG | MUNICIPAL | 4080 | UTILITY | L | 46 | COMAL | 0 | 0 | 455 | 907 | 1507 | 2152 | N
115 | LOCAL GROUNDWATER CARRIZO-WILCOX AQUIFER (INCLUDES OVERDRAFTS) | Local groundwater Carrizo-Wilcox Aquifer (includes overdrafts) | L | 5 | EXISTING SOURCE OR EXPANDED USE OF AN EXISTING SOURCE (SURFACE WATER OR GROUNDWATER) | 6 | GROUNDWATER | 6 | OTHER INFRASTRUCTURE | New Wells | 558 | 1657 | CARRIZO-WILCOX AQUIFER | L | 94 | GUADALUPE | 18 | GUADALUPE | 1 | GROUNDWATER | 1 | NO WATER QUALITY IMPROVEMENTS |  | 6123 | 1 | Local groundwater Carrizo-Wilcox Aquifer (includes overdrafts) | 681 | CRYSTAL CLEAR WSC | L | WUG | MUNICIPAL | 4080 | UTILITY |  | N | 2030 | 2030 | 0 | 0 | 863357 | 1726714 | 2247248 | 2767782 | 33754000 | 20 | 681 | CRYSTAL CLEAR WSC | L | WUG | MUNICIPAL | 4080 | UTILITY | L | 94 | GUADALUPE | 0 | 0 | 10 | 10 | 10 | 10 | N
115 | LOCAL GROUNDWATER CARRIZO-WILCOX AQUIFER (INCLUDES OVERDRAFTS) | Local groundwater Carrizo-Wilcox Aquifer (includes overdrafts) | L | 5 | EXISTING SOURCE OR EXPANDED USE OF AN EXISTING SOURCE (SURFACE WATER OR GROUNDWATER) | 6 | GROUNDWATER | 6 | OTHER INFRASTRUCTURE | New Wells | 558 | 1657 | CARRIZO-WILCOX AQUIFER | L | 94 | GUADALUPE | 18 | GUADALUPE | 1 | GROUNDWATER | 1 | NO WATER QUALITY IMPROVEMENTS |  | 6123 | 1 | Local groundwater Carrizo-Wilcox Aquifer (includes overdrafts) | 681 | CRYSTAL CLEAR WSC | L | WUG | MUNICIPAL | 4080 | UTILITY |  | N | 2030 | 2030 | 0 | 0 | 863357 | 1726714 | 2247248 | 2767782 | 33754000 | 20 | 681 | CRYSTAL CLEAR WSC | L | WUG | MUNICIPAL | 4080 | UTILITY | L | 105 | HAYS | 0 | 0 | 140 | 293 | 499 | 661 | N
115 | LOCAL GROUNDWATER CARRIZO-WILCOX AQUIFER (INCLUDES OVERDRAFTS) | Local groundwater Carrizo-Wilcox Aquifer (includes overdrafts) | L | 5 | EXISTING SOURCE OR EXPANDED USE OF AN EXISTING SOURCE (SURFACE WATER OR GROUNDWATER) | 6 | GROUNDWATER | 6 | OTHER INFRASTRUCTURE | New Wells | 2151 | 1679 | CARRIZO-WILCOX AQUIFER | L | 128 | KARNES | 19 | SAN ANTONIO | 1 | GROUNDWATER | 1 | NO WATER QUALITY IMPROVEMENTS |  | 3225 | 1 | Local groundwater Carrizo-Wilcox Aquifer (includes overdrafts) | 1247 | KARNES CITY | L | WUG | MUNICIPAL | 311 | CITY |  | N | 2010 | 2010 | 404000 | 404000 | 104955 | 104955 | 104955 | 104955 | 3430000 | 20 | 1247 | KARNES CITY | L | WUG | MUNICIPAL | 311 | CITY | L | 128 | KARNES | 323 | 323 | 323 | 323 | 323 | 323 | N
115 | LOCAL GROUNDWATER CARRIZO-WILCOX AQUIFER (INCLUDES OVERDRAFTS) | Local groundwater Carrizo-Wilcox Aquifer (includes overdrafts) | L | 5 | EXISTING SOURCE OR EXPANDED USE OF AN EXISTING SOURCE (SURFACE WATER OR GROUNDWATER) | 6 | GROUNDWATER | 6 | OTHER INFRASTRUCTURE | New Wells | 451 | 1687 | CARRIZO-WILCOX AQUIFER | L | 247 | WILSON | 19 | SAN ANTONIO | 1 | GROUNDWATER | 1 | NO WATER QUALITY IMPROVEMENTS |  | 3221 | 1 | Local groundwater Carrizo-Wilcox Aquifer (includes overdrafts) | 784 | FLORESVILLE | L | WUG | MUNICIPAL | 203 | CITY |  | N | 2050 | 2050 | 0 | 0 | 0 | 0 | 356000 | 356000 | 2344000 | 20 | 784 | FLORESVILLE | L | WUG | MUNICIPAL | 203 | CITY | L | 247 | WILSON | 0 | 0 | 0 | 0 | 484 | 484 | N
115 | LOCAL GROUNDWATER CARRIZO-WILCOX AQUIFER (INCLUDES OVERDRAFTS) | Local groundwater Carrizo-Wilcox Aquifer (includes overdrafts) | L | 5 | EXISTING SOURCE OR EXPANDED USE OF AN EXISTING SOURCE (SURFACE WATER OR GROUNDWATER) | 6 | GROUNDWATER | 6 | OTHER INFRASTRUCTURE | New Wells | 451 | 1687 | CARRIZO-WILCOX AQUIFER | L | 247 | WILSON | 19 | SAN ANTONIO | 1 | GROUNDWATER | 1 | NO WATER QUALITY IMPROVEMENTS |  | 3222 | 1 | Local groundwater Carrizo-Wilcox Aquifer (includes overdrafts) | 2146 | OAK HILLS WSC | L | WUG | MUNICIPAL | 4290 | UTILITY |  | N | 2060 | 2060 | 0 | 0 | 0 | 0 | 0 | 260000 | 259000 | 20 | 2146 | OAK HILLS WSC | L | WUG | MUNICIPAL | 4290 | UTILITY | L | 247 | WILSON | 0 | 0 | 0 | 0 | 0 | 323 | N
115 | LOCAL GROUNDWATER CARRIZO-WILCOX AQUIFER (INCLUDES OVERDRAFTS) | Local groundwater Carrizo-Wilcox Aquifer (includes overdrafts) | L | 5 | EXISTING SOURCE OR EXPANDED USE OF AN EXISTING SOURCE (SURFACE WATER OR GROUNDWATER) | 6 | GROUNDWATER | 6 | OTHER INFRASTRUCTURE | New Wells | 451 | 1687 | CARRIZO-WILCOX AQUIFER | L | 247 | WILSON | 19 | SAN ANTONIO | 1 | GROUNDWATER | 1 | NO WATER QUALITY IMPROVEMENTS |  | 3223 | 1 | Local groundwater Carrizo-Wilcox Aquifer (includes overdrafts) | 2395 | SS WSC | L | WUG | MUNICIPAL | 4346 | UTILITY |  | N | 2010 | 2010 | 926400 | 1852800 | 1337763 | 1749127 | 2675527 | 3086890 | 29537000 | 20 | 2395 | SS WSC | L | WUG | MUNICIPAL | 4346 | UTILITY | L | 247 | WILSON | 807 | 1613 | 1613 | 2420 | 3226 | 4033 | N
115 | LOCAL GROUNDWATER CARRIZO-WILCOX AQUIFER (INCLUDES OVERDRAFTS) | Local groundwater Carrizo-Wilcox Aquifer (includes overdrafts) | L | 5 | EXISTING SOURCE OR EXPANDED USE OF AN EXISTING SOURCE (SURFACE WATER OR GROUNDWATER) | 6 | GROUNDWATER | 6 | OTHER INFRASTRUCTURE | New Wells | 451 | 1687 | CARRIZO-WILCOX AQUIFER | L | 247 | WILSON | 19 | SAN ANTONIO | 1 | GROUNDWATER | 1 | NO WATER QUALITY IMPROVEMENTS |  | 3224 | 1 | Local groundwater Carrizo-Wilcox Aquifer (includes overdrafts) | 2497 | SUNKO WSC | L | WUG | MUNICIPAL | 4351 | UTILITY |  | N | 2060 | 2060 | 0 | 0 | 0 | 0 | 0 | 161000 | 1375000 | 20 | 2497 | SUNKO WSC | L | WUG | MUNICIPAL | 4351 | UTILITY | L | 128 | KARNES | 0 | 0 | 0 | 0 | 0 | 10 | N
115 | LOCAL GROUNDWATER CARRIZO-WILCOX AQUIFER (INCLUDES OVERDRAFTS) | Local groundwater Carrizo-Wilcox Aquifer (includes overdrafts) | L | 5 | EXISTING SOURCE OR EXPANDED USE OF AN EXISTING SOURCE (SURFACE WATER OR GROUNDWATER) | 6 | GROUNDWATER | 6 | OTHER INFRASTRUCTURE | New Wells | 451 | 1687 | CARRIZO-WILCOX AQUIFER | L | 247 | WILSON | 19 | SAN ANTONIO | 1 | GROUNDWATER | 1 | NO WATER QUALITY IMPROVEMENTS |  | 3224 | 1 | Local groundwater Carrizo-Wilcox Aquifer (includes overdrafts) | 2497 | SUNKO WSC | L | WUG | MUNICIPAL | 4351 | UTILITY |  | N | 2060 | 2060 | 0 | 0 | 0 | 0 | 0 | 161000 | 1375000 | 20 | 2497 | SUNKO WSC | L | WUG | MUNICIPAL | 4351 | UTILITY | L | 247 | WILSON | 0 | 0 | 0 | 0 | 0 | 151 | N
62 | LOCAL GROUNDWATER DEVELOPMENT | Local groundwater development | O | 5 | EXISTING SOURCE OR EXPANDED USE OF AN EXISTING SOURCE (SURFACE WATER OR GROUNDWATER) | 6 | GROUNDWATER | 6 | OTHER INFRASTRUCTURE |  | 2486 | 1774 | OGALLALA AQUIFER | O | 23 | BRISCOE | 2 | RED | 1 | GROUNDWATER | 1 | NO WATER QUALITY IMPROVEMENTS |  | 5194 | 1 | Local groundwater development | 2361 | SILVERTON | O | WUG | MUNICIPAL | 561 | CITY |  | N | 2010 | 2010 | 594580 | 594580 | 594580 | 594580 | 56518 | 56518 | 6171850 | 20 | 2361 | SILVERTON | O | WUG | MUNICIPAL | 561 | CITY | O | 23 | BRISCOE | 128 | 128 | 123 | 115 | 111 | 108 | N
62 | LOCAL GROUNDWATER DEVELOPMENT | Local groundwater development | O | 5 | EXISTING SOURCE OR EXPANDED USE OF AN EXISTING SOURCE (SURFACE WATER OR GROUNDWATER) | 6 | GROUNDWATER | 6 | OTHER INFRASTRUCTURE |  | 317 | 1791 | OGALLALA AQUIFER | O | 35 | CASTRO | 12 | BRAZOS | 1 | GROUNDWATER | 1 | NO WATER QUALITY IMPROVEMENTS | Hart online date is 2050. | 2249 | 1 | Local groundwater development | 716 | DIMMITT | O | WUG | MUNICIPAL | 167 | CITY |  | N | 2020 | 2020 | 0 | 288079 | 327317 | 327317 | 164987 | 134434 | 786894 | 30 | 716 | DIMMITT | O | WUG | MUNICIPAL | 167 | CITY | O | 35 | CASTRO | 0 | 446 | 810 | 729 | 1070 | 963 | N
62 | LOCAL GROUNDWATER DEVELOPMENT | Local groundwater development | O | 5 | EXISTING SOURCE OR EXPANDED USE OF AN EXISTING SOURCE (SURFACE WATER OR GROUNDWATER) | 6 | GROUNDWATER | 6 | OTHER INFRASTRUCTURE |  | 317 | 1791 | OGALLALA AQUIFER | O | 35 | CASTRO | 12 | BRAZOS | 1 | GROUNDWATER | 1 | NO WATER QUALITY IMPROVEMENTS | Hart online date is 2050. | 2250 | 1 | Local groundwater development | 918 | HART | O | WUG | MUNICIPAL | 700 | CITY |  | N | 2050 | 2050 | 0 | 0 | 0 | 0 | 62333 | 62333 | 509256 | 30 | 918 | HART | O | WUG | MUNICIPAL | 700 | CITY | O | 35 | CASTRO | 0 | 0 | 0 | 0 | 198 | 178 | N
62 | LOCAL GROUNDWATER DEVELOPMENT | Local groundwater development | O | 5 | EXISTING SOURCE OR EXPANDED USE OF AN EXISTING SOURCE (SURFACE WATER OR GROUNDWATER) | 6 | GROUNDWATER | 6 | OTHER INFRASTRUCTURE |  | 321 | 1792 | OGALLALA AQUIFER | O | 40 | COCHRAN | 12 | BRAZOS | 1 | GROUNDWATER | 1 | NO WATER QUALITY IMPROVEMENTS |  | 2251 | 1 | Local groundwater development | 2085 | MORTON | O | WUG | MUNICIPAL | 415 | CITY |  | N | 2020 | 2020 | 0 | 119542 | 119542 | 119542 | 52490 | 52490 | 1185162 | 30 | 2085 | MORTON | O | WUG | MUNICIPAL | 415 | CITY | O | 40 | COCHRAN | 0 | 855 | 770 | 693 | 623 | 561 | N
62 | LOCAL GROUNDWATER DEVELOPMENT | Local groundwater development | O | 5 | EXISTING SOURCE OR EXPANDED USE OF AN EXISTING SOURCE (SURFACE WATER OR GROUNDWATER) | 6 | GROUNDWATER | 6 | OTHER INFRASTRUCTURE |  | 328 | 1794 | OGALLALA AQUIFER | O | 54 | CROSBY | 12 | BRAZOS | 1 | GROUNDWATER | 1 | NO WATER QUALITY IMPROVEMENTS | Lorenzo online date is 2030. | 2252 | 1 | Local groundwater development | 1598 | LORENZO | O | WUG | MUNICIPAL | 368 | CITY |  | N | 2030 | 2030 | 0 | 0 | 39096 | 39096 | 39096 | 13723 | 349250 | 30 | 1598 | LORENZO | O | WUG | MUNICIPAL | 368 | CITY | O | 54 | CROSBY | 0 | 0 | 206 | 185 | 167 | 150 | N
62 | LOCAL GROUNDWATER DEVELOPMENT | Local groundwater development | O | 5 | EXISTING SOURCE OR EXPANDED USE OF AN EXISTING SOURCE (SURFACE WATER OR GROUNDWATER) | 6 | GROUNDWATER | 6 | OTHER INFRASTRUCTURE |  | 328 | 1794 | OGALLALA AQUIFER | O | 54 | CROSBY | 12 | BRAZOS | 1 | GROUNDWATER | 1 | NO WATER QUALITY IMPROVEMENTS | Lorenzo online date is 2030. | 2247 | 1 | Local groundwater development | 159 | WHITE RIVER MWD | O | WWP | WWP | N/A | N/A |  | N | 2010 | 2010 | 0 | 329780 | 329780 | 329780 | 329780 | 329780 | 1063625 | 30 | 674 | CROSBYTON | O | WUG | MUNICIPAL | 142 | CITY | O | 54 | CROSBY | 4042 | 4042 | 4042 | 4042 | 4042 | 4042 | N
62 | LOCAL GROUNDWATER DEVELOPMENT | Local groundwater development | O | 5 | EXISTING SOURCE OR EXPANDED USE OF AN EXISTING SOURCE (SURFACE WATER OR GROUNDWATER) | 6 | GROUNDWATER | 6 | OTHER INFRASTRUCTURE |  | 328 | 1794 | OGALLALA AQUIFER | O | 54 | CROSBY | 12 | BRAZOS | 1 | GROUNDWATER | 1 | NO WATER QUALITY IMPROVEMENTS | Lorenzo online date is 2030. | 2247 | 1 | Local groundwater development | 159 | WHITE RIVER MWD | O | WWP | WWP | N/A | N/A |  | N | 2010 | 2010 | 0 | 329780 | 329780 | 329780 | 329780 | 329780 | 1063625 | 30 | 1891 | MINING, CROSBY | O | WUG | MINING | 1003 | N/A | O | 54 | CROSBY | 300 | 300 | 300 | 300 | 300 | 300 | N
62 | LOCAL GROUNDWATER DEVELOPMENT | Local groundwater development | O | 5 | EXISTING SOURCE OR EXPANDED USE OF AN EXISTING SOURCE (SURFACE WATER OR GROUNDWATER) | 6 | GROUNDWATER | 6 | OTHER INFRASTRUCTURE |  | 328 | 1794 | OGALLALA AQUIFER | O | 54 | CROSBY | 12 | BRAZOS | 1 | GROUNDWATER | 1 | NO WATER QUALITY IMPROVEMENTS | Lorenzo online date is 2030. | 2247 | 1 | Local groundwater development | 159 | WHITE RIVER MWD | O | WWP | WWP | N/A | N/A |  | N | 2010 | 2010 | 0 | 329780 | 329780 | 329780 | 329780 | 329780 | 1063625 | 30 | 1897 | MINING, DICKENS | O | WUG | MINING | 1003 | N/A | O | 63 | DICKENS | 200 | 200 | 200 | 200 | 200 | 200 | N
62 | LOCAL GROUNDWATER DEVELOPMENT | Local groundwater development | O | 5 | EXISTING SOURCE OR EXPANDED USE OF AN EXISTING SOURCE (SURFACE WATER OR GROUNDWATER) | 6 | GROUNDWATER | 6 | OTHER INFRASTRUCTURE |  | 328 | 1794 | OGALLALA AQUIFER | O | 54 | CROSBY | 12 | BRAZOS | 1 | GROUNDWATER | 1 | NO WATER QUALITY IMPROVEMENTS | Lorenzo online date is 2030. | 2247 | 1 | Local groundwater development | 159 | WHITE RIVER MWD | O | WWP | WWP | N/A | N/A |  | N | 2010 | 2010 | 0 | 329780 | 329780 | 329780 | 329780 | 329780 | 1063625 | 30 | 1917 | MINING, GARZA | O | WUG | MINING | 1003 | N/A | O | 85 | GARZA | 2000 | 2000 | 2000 | 2000 | 2000 | 2000 | N
62 | LOCAL GROUNDWATER DEVELOPMENT | Local groundwater development | O | 5 | EXISTING SOURCE OR EXPANDED USE OF AN EXISTING SOURCE (SURFACE WATER OR GROUNDWATER) | 6 | GROUNDWATER | 6 | OTHER INFRASTRUCTURE |  | 328 | 1794 | OGALLALA AQUIFER | O | 54 | CROSBY | 12 | BRAZOS | 1 | GROUNDWATER | 1 | NO WATER QUALITY IMPROVEMENTS | Lorenzo online date is 2030. | 2247 | 1 | Local groundwater development | 159 | WHITE RIVER MWD | O | WWP | WWP | N/A | N/A |  | N | 2010 | 2010 | 0 | 329780 | 329780 | 329780 | 329780 | 329780 | 1063625 | 30 | 2227 | POST | O | WUG | MUNICIPAL | 482 | CITY | O | 85 | GARZA | 400 | 400 | 400 | 400 | 400 | 400 | N
62 | LOCAL GROUNDWATER DEVELOPMENT | Local groundwater development | O | 5 | EXISTING SOURCE OR EXPANDED USE OF AN EXISTING SOURCE (SURFACE WATER OR GROUNDWATER) | 6 | GROUNDWATER | 6 | OTHER INFRASTRUCTURE |  | 328 | 1794 | OGALLALA AQUIFER | O | 54 | CROSBY | 12 | BRAZOS | 1 | GROUNDWATER | 1 | NO WATER QUALITY IMPROVEMENTS | Lorenzo online date is 2030. | 2247 | 1 | Local groundwater development | 159 | WHITE RIVER MWD | O | WWP | WWP | N/A | N/A |  | N | 2010 | 2010 | 0 | 329780 | 329780 | 329780 | 329780 | 329780 | 1063625 | 30 | 2246 | RALLS | O | WUG | MUNICIPAL | 491 | CITY | O | 54 | CROSBY | 400 | 400 | 400 | 400 | 400 | 400 | N
62 | LOCAL GROUNDWATER DEVELOPMENT | Local groundwater development | O | 5 | EXISTING SOURCE OR EXPANDED USE OF AN EXISTING SOURCE (SURFACE WATER OR GROUNDWATER) | 6 | GROUNDWATER | 6 | OTHER INFRASTRUCTURE |  | 328 | 1794 | OGALLALA AQUIFER | O | 54 | CROSBY | 12 | BRAZOS | 1 | GROUNDWATER | 1 | NO WATER QUALITY IMPROVEMENTS | Lorenzo online date is 2030. | 2247 | 1 | Local groundwater development | 159 | WHITE RIVER MWD | O | WWP | WWP | N/A | N/A |  | N | 2010 | 2010 | 0 | 329780 | 329780 | 329780 | 329780 | 329780 | 1063625 | 30 | 2394 | SPUR | O | WUG | MUNICIPAL | 576 | CITY | O | 63 | DICKENS | 400 | 400 | 400 | 400 | 400 | 400 | N
62 | LOCAL GROUNDWATER DEVELOPMENT | Local groundwater development | O | 5 | EXISTING SOURCE OR EXPANDED USE OF AN EXISTING SOURCE (SURFACE WATER OR GROUNDWATER) | 6 | GROUNDWATER | 6 | OTHER INFRASTRUCTURE |  | 315 | 1798 | OGALLALA AQUIFER | O | 77 | FLOYD | 12 | BRAZOS | 1 | GROUNDWATER | 1 | NO WATER QUALITY IMPROVEMENTS |  | 2253 | 1 | Local groundwater development | 1589 | LOCKNEY | O | WUG | MUNICIPAL | 365 | CITY |  | N | 2030 | 2030 | 0 | 0 | 54113 | 54113 | 54113 | 25903 | 388302 | 30 | 1589 | LOCKNEY | O | WUG | MUNICIPAL | 365 | CITY | O | 77 | FLOYD | 0 | 0 | 410 | 369 | 332 | 299 | N
62 | LOCAL GROUNDWATER DEVELOPMENT | Local groundwater development | O | 5 | EXISTING SOURCE OR EXPANDED USE OF AN EXISTING SOURCE (SURFACE WATER OR GROUNDWATER) | 6 | GROUNDWATER | 6 | OTHER INFRASTRUCTURE |  | 320 | 1801 | OGALLALA AQUIFER | O | 95 | HALE | 12 | BRAZOS | 1 | GROUNDWATER | 1 | NO WATER QUALITY IMPROVEMENTS | Abernathy online date is 2020, Hale Center online date is 2030, Petersburg online date is 2050 | 7042 | 1 | Local groundwater development | 163 | ABERNATHY | O | WUG | MUNICIPAL | 1 | CITY |  | N | 2010 | 2010 | 43813 | 43813 | 43813 | 76581 | 76581 | 76581 | 699732 | 30 | 163 | ABERNATHY | O | WUG | MUNICIPAL | 1 | CITY | O | 95 | HALE | 317 | 258 | 208 | 332 | 276 | 260 | N
62 | LOCAL GROUNDWATER DEVELOPMENT | Local groundwater development | O | 5 | EXISTING SOURCE OR EXPANDED USE OF AN EXISTING SOURCE (SURFACE WATER OR GROUNDWATER) | 6 | GROUNDWATER | 6 | OTHER INFRASTRUCTURE |  | 320 | 1801 | OGALLALA AQUIFER | O | 95 | HALE | 12 | BRAZOS | 1 | GROUNDWATER | 1 | NO WATER QUALITY IMPROVEMENTS | Abernathy online date is 2020, Hale Center online date is 2030, Petersburg online date is 2050 | 7042 | 1 | Local groundwater development | 163 | ABERNATHY | O | WUG | MUNICIPAL | 1 | CITY |  | N | 2010 | 2010 | 43813 | 43813 | 43813 | 76581 | 76581 | 76581 | 699732 | 30 | 163 | ABERNATHY | O | WUG | MUNICIPAL | 1 | CITY | O | 152 | LUBBOCK | 111 | 170 | 177 | 178 | 183 | 179 | N
62 | LOCAL GROUNDWATER DEVELOPMENT | Local groundwater development | O | 5 | EXISTING SOURCE OR EXPANDED USE OF AN EXISTING SOURCE (SURFACE WATER OR GROUNDWATER) | 6 | GROUNDWATER | 6 | OTHER INFRASTRUCTURE |  | 320 | 1801 | OGALLALA AQUIFER | O | 95 | HALE | 12 | BRAZOS | 1 | GROUNDWATER | 1 | NO WATER QUALITY IMPROVEMENTS | Abernathy online date is 2020, Hale Center online date is 2030, Petersburg online date is 2050 | 7042 | 1 | Local groundwater development | 2194 | PETERSBURG | O | WUG | MUNICIPAL | 462 | CITY |  | N | 2050 | 2050 | 0 | 0 | 0 | 0 | 54768 | 54768 | 334846 | 30 | 2194 | PETERSBURG | O | WUG | MUNICIPAL | 462 | CITY | O | 95 | HALE | 0 | 0 | 0 | 0 | 410 | 369 | N
62 | LOCAL GROUNDWATER DEVELOPMENT | Local groundwater development | O | 5 | EXISTING SOURCE OR EXPANDED USE OF AN EXISTING SOURCE (SURFACE WATER OR GROUNDWATER) | 6 | GROUNDWATER | 6 | OTHER INFRASTRUCTURE |  | 323 | 1802 | OGALLALA AQUIFER | O | 110 | HOCKLEY | 12 | BRAZOS | 1 | GROUNDWATER | 1 | NO WATER QUALITY IMPROVEMENTS | Ropesville online date is 2030, Smyer online date is 2060 | 2254 | 1 | Local groundwater development | 192 | ANTON | O | WUG | MUNICIPAL | 22 | CITY |  | N | 2010 | 2010 | 141634 | 141634 | 141634 | 85355 | 66214 | 66214 | 1145246 | 30 | 192 | ANTON | O | WUG | MUNICIPAL | 22 | CITY | O | 110 | HOCKLEY | 569 | 569 | 512 | 461 | 415 | 373 | N
62 | LOCAL GROUNDWATER DEVELOPMENT | Local groundwater development | O | 5 | EXISTING SOURCE OR EXPANDED USE OF AN EXISTING SOURCE (SURFACE WATER OR GROUNDWATER) | 6 | GROUNDWATER | 6 | OTHER INFRASTRUCTURE |  | 323 | 1802 | OGALLALA AQUIFER | O | 110 | HOCKLEY | 12 | BRAZOS | 1 | GROUNDWATER | 1 | NO WATER QUALITY IMPROVEMENTS | Ropesville online date is 2030, Smyer online date is 2060 | 2254 | 1 | Local groundwater development | 2295 | ROPESVILLE | O | WUG | MUNICIPAL | 1058 | CITY |  | N | 2030 | 2030 | 0 | 0 | 39096 | 39096 | 39096 | 13723 | 349252 | 30 | 2295 | ROPESVILLE | O | WUG | MUNICIPAL | 1058 | CITY | O | 110 | HOCKLEY | 0 | 0 | 91 | 89 | 85 | 81 | N
62 | LOCAL GROUNDWATER DEVELOPMENT | Local groundwater development | O | 5 | EXISTING SOURCE OR EXPANDED USE OF AN EXISTING SOURCE (SURFACE WATER OR GROUNDWATER) | 6 | GROUNDWATER | 6 | OTHER INFRASTRUCTURE |  | 323 | 1802 | OGALLALA AQUIFER | O | 110 | HOCKLEY | 12 | BRAZOS | 1 | GROUNDWATER | 1 | NO WATER QUALITY IMPROVEMENTS | Ropesville online date is 2030, Smyer online date is 2060 | 2254 | 1 | Local groundwater development | 2368 | SMYER | O | WUG | MUNICIPAL | 1073 | CITY |  | N | 2060 | 2060 | 0 | 0 | 0 | 0 | 0 | 30982 | 249976 | 30 | 2368 | SMYER | O | WUG | MUNICIPAL | 1073 | CITY | O | 110 | HOCKLEY | 0 | 0 | 0 | 0 | 0 | 193 | N
62 | LOCAL GROUNDWATER DEVELOPMENT | Local groundwater development | O | 5 | EXISTING SOURCE OR EXPANDED USE OF AN EXISTING SOURCE (SURFACE WATER OR GROUNDWATER) | 6 | GROUNDWATER | 6 | OTHER INFRASTRUCTURE |  | 324 | 1814 | OGALLALA AQUIFER | O | 110 | HOCKLEY | 14 | COLORADO | 1 | GROUNDWATER | 1 | NO WATER QUALITY IMPROVEMENTS |  | 3329 | 1 | Local groundwater development | 2496 | SUNDOWN | O | WUG | MUNICIPAL | 587 | CITY |  | N | 2020 | 2020 | 0 | 89598 | 122366 | 122366 | 72566 | 58011 | 948479 | 30 | 2496 | SUNDOWN | O | WUG | MUNICIPAL | 587 | CITY | O | 110 | HOCKLEY | 0 | 412 | 569 | 512 | 461 | 415 | N
62 | LOCAL GROUNDWATER DEVELOPMENT | Local groundwater development | O | 5 | EXISTING SOURCE OR EXPANDED USE OF AN EXISTING SOURCE (SURFACE WATER OR GROUNDWATER) | 6 | GROUNDWATER | 6 | OTHER INFRASTRUCTURE |  | 339 | 1803 | OGALLALA AQUIFER | O | 140 | LAMB | 12 | BRAZOS | 1 | GROUNDWATER | 1 | NO WATER QUALITY IMPROVEMENTS | Amherst online date is 2020, Earth online date is 2040, Sudan online date is 2020 | 2255 | 1 | Local groundwater development | 727 | EARTH | O | WUG | MUNICIPAL | 175 | CITY |  | N | 2040 | 2040 | 0 | 0 | 0 | 85377 | 85377 | 85377 | 786325 | 30 | 727 | EARTH | O | WUG | MUNICIPAL | 175 | CITY | O | 140 | LAMB | 0 | 0 | 0 | 393 | 354 | 318 | N
62 | LOCAL GROUNDWATER DEVELOPMENT | Local groundwater development | O | 5 | EXISTING SOURCE OR EXPANDED USE OF AN EXISTING SOURCE (SURFACE WATER OR GROUNDWATER) | 6 | GROUNDWATER | 6 | OTHER INFRASTRUCTURE |  | 331 | 1804 | OGALLALA AQUIFER | O | 152 | LUBBOCK | 12 | BRAZOS | 1 | GROUNDWATER | 1 | NO WATER QUALITY IMPROVEMENTS | Idalou online date is 2040, New Deal online date is 2020 | 2256 | 1 | Local groundwater development | 972 | IDALOU | O | WUG | MUNICIPAL | 295 | CITY |  | N | 2040 | 2040 | 0 | 0 | 0 | 85324 | 85324 | 85324 | 770132 | 30 | 972 | IDALOU | O | WUG | MUNICIPAL | 295 | CITY | O | 152 | LUBBOCK | 0 | 0 | 0 | 410 | 369 | 332 | N
62 | LOCAL GROUNDWATER DEVELOPMENT | Local groundwater development | O | 5 | EXISTING SOURCE OR EXPANDED USE OF AN EXISTING SOURCE (SURFACE WATER OR GROUNDWATER) | 6 | GROUNDWATER | 6 | OTHER INFRASTRUCTURE |  | 331 | 1804 | OGALLALA AQUIFER | O | 152 | LUBBOCK | 12 | BRAZOS | 1 | GROUNDWATER | 1 | NO WATER QUALITY IMPROVEMENTS | Idalou online date is 2040, New Deal online date is 2020 | 2256 | 1 | Local groundwater development | 2112 | NEW DEAL | O | WUG | MUNICIPAL | 922 | CITY |  | N | 2020 | 2020 | 0 | 55326 | 55326 | 55326 | 15528 | 15528 | 547803 | 30 | 2112 | NEW DEAL | O | WUG | MUNICIPAL | 922 | CITY | O | 152 | LUBBOCK | 0 | 153 | 153 | 153 | 153 | 153 | N
62 | LOCAL GROUNDWATER DEVELOPMENT | Local groundwater development | O | 5 | EXISTING SOURCE OR EXPANDED USE OF AN EXISTING SOURCE (SURFACE WATER OR GROUNDWATER) | 6 | GROUNDWATER | 6 | OTHER INFRASTRUCTURE |  | 331 | 1804 | OGALLALA AQUIFER | O | 152 | LUBBOCK | 12 | BRAZOS | 1 | GROUNDWATER | 1 | NO WATER QUALITY IMPROVEMENTS | Idalou online date is 2040, New Deal online date is 2020 | 2256 | 1 | Local groundwater development | 2349 | SHALLOWATER | O | WUG | MUNICIPAL | 553 | CITY |  | N | 2010 | 2010 | 61604 | 61604 | 61604 | 26736 | 26736 | 26736 | 479941 | 30 | 2349 | SHALLOWATER | O | WUG | MUNICIPAL | 553 | CITY | O | 152 | LUBBOCK | 389 | 389 | 350 | 315 | 283 | 255 | N
62 | LOCAL GROUNDWATER DEVELOPMENT | Local groundwater development | O | 5 | EXISTING SOURCE OR EXPANDED USE OF AN EXISTING SOURCE (SURFACE WATER OR GROUNDWATER) | 6 | GROUNDWATER | 6 | OTHER INFRASTRUCTURE |  | 331 | 1804 | OGALLALA AQUIFER | O | 152 | LUBBOCK | 12 | BRAZOS | 1 | GROUNDWATER | 1 | NO WATER QUALITY IMPROVEMENTS | Idalou online date is 2040, New Deal online date is 2020 | 2256 | 1 | Local groundwater development | 2639 | WOLFFORTH | O | WUG | MUNICIPAL | 664 | CITY |  | N | 2050 | 2050 | 0 | 0 | 0 | 0 | 43333 | 43333 | 255698 | 30 | 2639 | WOLFFORTH | O | WUG | MUNICIPAL | 664 | CITY | O | 152 | LUBBOCK | 0 | 0 | 0 | 0 | 437 | 393 | N
62 | LOCAL GROUNDWATER DEVELOPMENT | Local groundwater development | O | 5 | EXISTING SOURCE OR EXPANDED USE OF AN EXISTING SOURCE (SURFACE WATER OR GROUNDWATER) | 6 | GROUNDWATER | 6 | OTHER INFRASTRUCTURE |  | 335 | 1805 | OGALLALA AQUIFER | O | 153 | LYNN | 12 | BRAZOS | 1 | GROUNDWATER | 1 | NO WATER QUALITY IMPROVEMENTS |  | 2257 | 1 | Local groundwater development | 2628 | WILSON | O | WUG | MUNICIPAL | 993 | CITY |  | N | 2020 | 2020 | 0 | 39096 | 39096 | 39096 | 13723 | 13723 | 349252 | 30 | 2628 | WILSON | O | WUG | MUNICIPAL | 993 | CITY | O | 153 | LYNN | 0 | 193 | 174 | 157 | 141 | 127 | N
62 | LOCAL GROUNDWATER DEVELOPMENT | Local groundwater development | O | 5 | EXISTING SOURCE OR EXPANDED USE OF AN EXISTING SOURCE (SURFACE WATER OR GROUNDWATER) | 6 | GROUNDWATER | 6 | OTHER INFRASTRUCTURE |  | 341 | 1807 | OGALLALA AQUIFER | O | 185 | PARMER | 12 | BRAZOS | 1 | GROUNDWATER | 1 | NO WATER QUALITY IMPROVEMENTS |  | 2258 | 1 | Local groundwater development | 775 | FARWELL | O | WUG | MUNICIPAL | 200 | CITY |  | N | 2050 | 2050 | 0 | 0 | 0 | 0 | 26992 | 26992 | 163152 | 30 | 775 | FARWELL | O | WUG | MUNICIPAL | 200 | CITY | O | 185 | PARMER | 0 | 0 | 0 | 0 | 147 | 132 | N
62 | LOCAL GROUNDWATER DEVELOPMENT | Local groundwater development | O | 5 | EXISTING SOURCE OR EXPANDED USE OF AN EXISTING SOURCE (SURFACE WATER OR GROUNDWATER) | 6 | GROUNDWATER | 6 | OTHER INFRASTRUCTURE |  | 310 | 1787 | OGALLALA AQUIFER | O | 185 | PARMER | 2 | RED | 1 | GROUNDWATER | 1 | NO WATER QUALITY IMPROVEMENTS |  | 5195 | 1 | Local groundwater development | 818 | FRIONA | O | WUG | MUNICIPAL | 220 | CITY |  | N | 2030 | 2030 | 0 | 0 | 43813 | 87626 | 87626 | 68570 | 524596 | 30 | 818 | FRIONA | O | WUG | MUNICIPAL | 220 | CITY | O | 185 | PARMER | 0 | 0 | 419 | 753 | 678 | 610 | N
62 | LOCAL GROUNDWATER DEVELOPMENT | Local groundwater development | O | 5 | EXISTING SOURCE OR EXPANDED USE OF AN EXISTING SOURCE (SURFACE WATER OR GROUNDWATER) | 6 | GROUNDWATER | 6 | OTHER INFRASTRUCTURE |  | 327 | 1788 | OGALLALA AQUIFER | O | 219 | SWISHER | 2 | RED | 1 | GROUNDWATER | 1 | NO WATER QUALITY IMPROVEMENTS |  | 5196 | 1 | Local groundwater development | 2550 | TULIA | O | WUG | MUNICIPAL | 612 | CITY |  | N | 2010 | 2010 | 159725 | 159725 | 159725 | 57533 | 57533 | 57533 | 1406624 | 30 | 2550 | TULIA | O | WUG | MUNICIPAL | 612 | CITY | O | 219 | SWISHER | 778 | 778 | 700 | 630 | 567 | 510 | N
62 | LOCAL GROUNDWATER DEVELOPMENT | Local groundwater development | O | 5 | EXISTING SOURCE OR EXPANDED USE OF AN EXISTING SOURCE (SURFACE WATER OR GROUNDWATER) | 6 | GROUNDWATER | 6 | OTHER INFRASTRUCTURE |  | 336 | 1817 | OGALLALA AQUIFER | O | 251 | YOAKUM | 14 | COLORADO | 1 | GROUNDWATER | 1 | NO WATER QUALITY IMPROVEMENTS | Denver City online date is 2030 | 3330 | 1 | Local groundwater development | 708 | DENVER CITY | O | WUG | MUNICIPAL | 160 | CITY |  | N | 2030 | 2030 | 0 | 0 | 131439 | 131439 | 131439 | 74271 | 786894 | 30 | 708 | DENVER CITY | O | WUG | MUNICIPAL | 160 | CITY | O | 251 | YOAKUM | 0 | 0 | 1283 | 1154 | 1039 | 935 | N
62 | LOCAL GROUNDWATER DEVELOPMENT | Local groundwater development | O | 5 | EXISTING SOURCE OR EXPANDED USE OF AN EXISTING SOURCE (SURFACE WATER OR GROUNDWATER) | 6 | GROUNDWATER | 6 | OTHER INFRASTRUCTURE |  | 336 | 1817 | OGALLALA AQUIFER | O | 251 | YOAKUM | 14 | COLORADO | 1 | GROUNDWATER | 1 | NO WATER QUALITY IMPROVEMENTS | Denver City online date is 2030 | 3331 | 1 | Local groundwater development | 2206 | PLAINS | O | WUG | MUNICIPAL | 470 | CITY |  | N | 2020 | 2020 | 0 | 113497 | 113497 | 113497 | 83361 | 83361 | 1186082 | 30 | 2206 | PLAINS | O | WUG | MUNICIPAL | 470 | CITY | O | 251 | YOAKUM | 0 | 618 | 556 | 501 | 600 | 539 | N
332 | LOWER BOIS D ARC CREEK RESERVOIR | Lower Bois d'Arc Creek Reservoir | C | 6 | NEW SURFACE WATER OR NEW GROUNDWATER SOURCE | 4 | NEW MAJOR RESERVOIR | 6 | OTHER INFRASTRUCTURE |  | 1282 | 4164 | LOWER BOIS D ARC LAKE/RESERVOIR | C | 999 | RESERVOIR | 2 | RED | 0 | SURFACE WATER | 1 | NO WATER QUALITY IMPROVEMENTS |  | 5181 | 1 | Lower Bois d'Arc Creek Reservoir | 108 | NORTH TEXAS MWD | C | WWP | WWP | N/A | N/A |  | Y | 2020 | 2020 | 0 | 53250000 | 53250000 | 53250000 | 8535000 | 8535000 | 615498000 | 30 | 164 | ABLES SPRINGS WSC | C | WUG | MUNICIPAL | 4001 | UTILITY | C | 129 | KAUFMAN | 0 | 493 | 405 | 517 | 345 | 386 | N
332 | LOWER BOIS D ARC CREEK RESERVOIR | Lower Bois d'Arc Creek Reservoir | C | 6 | NEW SURFACE WATER OR NEW GROUNDWATER SOURCE | 4 | NEW MAJOR RESERVOIR | 6 | OTHER INFRASTRUCTURE |  | 1282 | 4164 | LOWER BOIS D ARC LAKE/RESERVOIR | C | 999 | RESERVOIR | 2 | RED | 0 | SURFACE WATER | 1 | NO WATER QUALITY IMPROVEMENTS |  | 5181 | 1 | Lower Bois d'Arc Creek Reservoir | 108 | NORTH TEXAS MWD | C | WWP | WWP | N/A | N/A |  | Y | 2020 | 2020 | 0 | 53250000 | 53250000 | 53250000 | 8535000 | 8535000 | 615498000 | 30 | 173 | ALLEN | C | WUG | MUNICIPAL | 8 | CITY | C | 43 | COLLIN | 0 | 201 | 1280 | 2233 | 2058 | 1992 | N
332 | LOWER BOIS D ARC CREEK RESERVOIR | Lower Bois d'Arc Creek Reservoir | C | 6 | NEW SURFACE WATER OR NEW GROUNDWATER SOURCE | 4 | NEW MAJOR RESERVOIR | 6 | OTHER INFRASTRUCTURE |  | 1282 | 4164 | LOWER BOIS D ARC LAKE/RESERVOIR | C | 999 | RESERVOIR | 2 | RED | 0 | SURFACE WATER | 1 | NO WATER QUALITY IMPROVEMENTS |  | 5181 | 1 | Lower Bois d'Arc Creek Reservoir | 108 | NORTH TEXAS MWD | C | WWP | WWP | N/A | N/A |  | Y | 2020 | 2020 | 0 | 53250000 | 53250000 | 53250000 | 8535000 | 8535000 | 615498000 | 30 | 187 | ANNA | C | WUG | MUNICIPAL | 813 | CITY | C | 43 | COLLIN | 0 | 210 | 379 | 684 | 554 | 906 | N
332 | LOWER BOIS D ARC CREEK RESERVOIR | Lower Bois d'Arc Creek Reservoir | C | 6 | NEW SURFACE WATER OR NEW GROUNDWATER SOURCE | 4 | NEW MAJOR RESERVOIR | 6 | OTHER INFRASTRUCTURE |  | 1282 | 4164 | LOWER BOIS D ARC LAKE/RESERVOIR | C | 999 | RESERVOIR | 2 | RED | 0 | SURFACE WATER | 1 | NO WATER QUALITY IMPROVEMENTS |  | 5181 | 1 | Lower Bois d'Arc Creek Reservoir | 108 | NORTH TEXAS MWD | C | WWP | WWP | N/A | N/A |  | Y | 2020 | 2020 | 0 | 53250000 | 53250000 | 53250000 | 8535000 | 8535000 | 615498000 | 30 | 260 | BLACKLAND WSC | C | WUG | MUNICIPAL | 4024 | UTILITY | C | 199 | ROCKWALL | 0 | 63 | 83 | 131 | 99 | 114 | N
332 | LOWER BOIS D ARC CREEK RESERVOIR | Lower Bois d'Arc Creek Reservoir | C | 6 | NEW SURFACE WATER OR NEW GROUNDWATER SOURCE | 4 | NEW MAJOR RESERVOIR | 6 | OTHER INFRASTRUCTURE |  | 1282 | 4164 | LOWER BOIS D ARC LAKE/RESERVOIR | C | 999 | RESERVOIR | 2 | RED | 0 | SURFACE WATER | 1 | NO WATER QUALITY IMPROVEMENTS |  | 5181 | 1 | Lower Bois d'Arc Creek Reservoir | 108 | NORTH TEXAS MWD | C | WWP | WWP | N/A | N/A |  | Y | 2050 | 2050 | 0 | 53250000 | 53250000 | 53250000 | 8535000 | 8535000 | 615498000 | 30 | 272 | BONHAM | C | WUG | MUNICIPAL | 65 | CITY | C | 74 | FANNIN | 0 | 0 | 0 | 0 | 215 | 1433 | N
332 | LOWER BOIS D ARC CREEK RESERVOIR | Lower Bois d'Arc Creek Reservoir | C | 6 | NEW SURFACE WATER OR NEW GROUNDWATER SOURCE | 4 | NEW MAJOR RESERVOIR | 6 | OTHER INFRASTRUCTURE |  | 1282 | 4164 | LOWER BOIS D ARC LAKE/RESERVOIR | C | 999 | RESERVOIR | 2 | RED | 0 | SURFACE WATER | 1 | NO WATER QUALITY IMPROVEMENTS |  | 5181 | 1 | Lower Bois d'Arc Creek Reservoir | 108 | NORTH TEXAS MWD | C | WWP | WWP | N/A | N/A |  | Y | 2020 | 2020 | 0 | 53250000 | 53250000 | 53250000 | 8535000 | 8535000 | 615498000 | 30 | 317 | CADDO BASIN SUD | D | WUG | MUNICIPAL | 4041 | UTILITY | C | 43 | COLLIN | 0 | 147 | 203 | 345 | 303 | 420 | N
332 | LOWER BOIS D ARC CREEK RESERVOIR | Lower Bois d'Arc Creek Reservoir | C | 6 | NEW SURFACE WATER OR NEW GROUNDWATER SOURCE | 4 | NEW MAJOR RESERVOIR | 6 | OTHER INFRASTRUCTURE |  | 1282 | 4164 | LOWER BOIS D ARC LAKE/RESERVOIR | C | 999 | RESERVOIR | 2 | RED | 0 | SURFACE WATER | 1 | NO WATER QUALITY IMPROVEMENTS |  | 5181 | 1 | Lower Bois d'Arc Creek Reservoir | 108 | NORTH TEXAS MWD | C | WWP | WWP | N/A | N/A |  | Y | 2020 | 2020 | 0 | 53250000 | 53250000 | 53250000 | 8535000 | 8535000 | 615498000 | 30 | 23 | CASH SUD | D | BOTH | MUNICIPAL | 4045 | UTILITY | C | 199 | ROCKWALL | 0 | 88 | 117 | 204 | 168 | 162 | N
332 | LOWER BOIS D ARC CREEK RESERVOIR | Lower Bois d'Arc Creek Reservoir | C | 6 | NEW SURFACE WATER OR NEW GROUNDWATER SOURCE | 4 | NEW MAJOR RESERVOIR | 6 | OTHER INFRASTRUCTURE |  | 1282 | 4164 | LOWER BOIS D ARC LAKE/RESERVOIR | C | 999 | RESERVOIR | 2 | RED | 0 | SURFACE WATER | 1 | NO WATER QUALITY IMPROVEMENTS |  | 5181 | 1 | Lower Bois d'Arc Creek Reservoir | 108 | NORTH TEXAS MWD | C | WWP | WWP | N/A | N/A |  | Y | 2020 | 2020 | 0 | 53250000 | 53250000 | 53250000 | 8535000 | 8535000 | 615498000 | 30 | 23 | CASH SUD | D | BOTH | MUNICIPAL | 4045 | UTILITY | D | 116 | HUNT | 0 | 315 | 497 | 613 | 440 | 457 | N
332 | LOWER BOIS D ARC CREEK RESERVOIR | Lower Bois d'Arc Creek Reservoir | C | 6 | NEW SURFACE WATER OR NEW GROUNDWATER SOURCE | 4 | NEW MAJOR RESERVOIR | 6 | OTHER INFRASTRUCTURE |  | 1282 | 4164 | LOWER BOIS D ARC LAKE/RESERVOIR | C | 999 | RESERVOIR | 2 | RED | 0 | SURFACE WATER | 1 | NO WATER QUALITY IMPROVEMENTS |  | 5181 | 1 | Lower Bois d'Arc Creek Reservoir | 108 | NORTH TEXAS MWD | C | WWP | WWP | N/A | N/A |  | Y | 2020 | 2020 | 0 | 53250000 | 53250000 | 53250000 | 8535000 | 8535000 | 615498000 | 30 | 338 | CELINA | C | WUG | MUNICIPAL | 103 | CITY | C | 43 | COLLIN | 0 | 111 | 254 | 559 | 347 | 334 | N
332 | LOWER BOIS D ARC CREEK RESERVOIR | Lower Bois d'Arc Creek Reservoir | C | 6 | NEW SURFACE WATER OR NEW GROUNDWATER SOURCE | 4 | NEW MAJOR RESERVOIR | 6 | OTHER INFRASTRUCTURE |  | 1282 | 4164 | LOWER BOIS D ARC LAKE/RESERVOIR | C | 999 | RESERVOIR | 2 | RED | 0 | SURFACE WATER | 1 | NO WATER QUALITY IMPROVEMENTS |  | 5181 | 1 | Lower Bois d'Arc Creek Reservoir | 108 | NORTH TEXAS MWD | C | WWP | WWP | N/A | N/A |  | Y | 2020 | 2020 | 0 | 53250000 | 53250000 | 53250000 | 8535000 | 8535000 | 615498000 | 30 | 338 | CELINA | C | WUG | MUNICIPAL | 103 | CITY | C | 61 | DENTON | 0 | 13 | 31 | 67 | 42 | 40 | N
332 | LOWER BOIS D ARC CREEK RESERVOIR | Lower Bois d'Arc Creek Reservoir | C | 6 | NEW SURFACE WATER OR NEW GROUNDWATER SOURCE | 4 | NEW MAJOR RESERVOIR | 6 | OTHER INFRASTRUCTURE |  | 1282 | 4164 | LOWER BOIS D ARC LAKE/RESERVOIR | C | 999 | RESERVOIR | 2 | RED | 0 | SURFACE WATER | 1 | NO WATER QUALITY IMPROVEMENTS |  | 5181 | 1 | Lower Bois d'Arc Creek Reservoir | 108 | NORTH TEXAS MWD | C | WWP | WWP | N/A | N/A |  | Y | 2020 | 2020 | 0 | 53250000 | 53250000 | 53250000 | 8535000 | 8535000 | 615498000 | 30 | 380 | COLLEGE MOUND WSC | C | WUG | MUNICIPAL | 4065 | UTILITY | C | 129 | KAUFMAN | 0 | 98 | 154 | 242 | 178 | 207 | N
332 | LOWER BOIS D ARC CREEK RESERVOIR | Lower Bois d'Arc Creek Reservoir | C | 6 | NEW SURFACE WATER OR NEW GROUNDWATER SOURCE | 4 | NEW MAJOR RESERVOIR | 6 | OTHER INFRASTRUCTURE |  | 1282 | 4164 | LOWER BOIS D ARC LAKE/RESERVOIR | C | 999 | RESERVOIR | 2 | RED | 0 | SURFACE WATER | 1 | NO WATER QUALITY IMPROVEMENTS |  | 5181 | 1 | Lower Bois d'Arc Creek Reservoir | 108 | NORTH TEXAS MWD | C | WWP | WWP | N/A | N/A |  | Y | 2020 | 2020 | 0 | 53250000 | 53250000 | 53250000 | 8535000 | 8535000 | 615498000 | 30 | 454 | COUNTY-OTHER, COLLIN | C | WUG | MUNICIPAL | 757 | COUNTY-OTHER | C | 43 | COLLIN | 0 | 31 | 32 | 37 | 22 | 19 | N
332 | LOWER BOIS D ARC CREEK RESERVOIR | Lower Bois d'Arc Creek Reservoir | C | 6 | NEW SURFACE WATER OR NEW GROUNDWATER SOURCE | 4 | NEW MAJOR RESERVOIR | 6 | OTHER INFRASTRUCTURE |  | 1282 | 4164 | LOWER BOIS D ARC LAKE/RESERVOIR | C | 999 | RESERVOIR | 2 | RED | 0 | SURFACE WATER | 1 | NO WATER QUALITY IMPROVEMENTS |  | 5181 | 1 | Lower Bois d'Arc Creek Reservoir | 108 | NORTH TEXAS MWD | C | WWP | WWP | N/A | N/A |  | Y | 2020 | 2020 | 0 | 53250000 | 53250000 | 53250000 | 8535000 | 8535000 | 615498000 | 30 | 527 | COUNTY-OTHER, HUNT | D | WUG | MUNICIPAL | 757 | COUNTY-OTHER | D | 116 | HUNT | 0 | 16 | 19 | 32 | 31 | 44 | N
332 | LOWER BOIS D ARC CREEK RESERVOIR | Lower Bois d'Arc Creek Reservoir | C | 6 | NEW SURFACE WATER OR NEW GROUNDWATER SOURCE | 4 | NEW MAJOR RESERVOIR | 6 | OTHER INFRASTRUCTURE |  | 1282 | 4164 | LOWER BOIS D ARC LAKE/RESERVOIR | C | 999 | RESERVOIR | 2 | RED | 0 | SURFACE WATER | 1 | NO WATER QUALITY IMPROVEMENTS |  | 5181 | 1 | Lower Bois d'Arc Creek Reservoir | 108 | NORTH TEXAS MWD | C | WWP | WWP | N/A | N/A |  | Y | 2020 | 2020 | 0 | 53250000 | 53250000 | 53250000 | 8535000 | 8535000 | 615498000 | 30 | 540 | COUNTY-OTHER, KAUFMAN | C | WUG | MUNICIPAL | 757 | COUNTY-OTHER | C | 129 | KAUFMAN | 0 | 132 | 142 | 187 | 116 | 112 | N
332 | LOWER BOIS D ARC CREEK RESERVOIR | Lower Bois d'Arc Creek Reservoir | C | 6 | NEW SURFACE WATER OR NEW GROUNDWATER SOURCE | 4 | NEW MAJOR RESERVOIR | 6 | OTHER INFRASTRUCTURE |  | 1282 | 4164 | LOWER BOIS D ARC LAKE/RESERVOIR | C | 999 | RESERVOIR | 2 | RED | 0 | SURFACE WATER | 1 | NO WATER QUALITY IMPROVEMENTS |  | 5181 | 1 | Lower Bois d'Arc Creek Reservoir | 108 | NORTH TEXAS MWD | C | WWP | WWP | N/A | N/A |  | Y | 2020 | 2020 | 0 | 53250000 | 53250000 | 53250000 | 8535000 | 8535000 | 615498000 | 30 | 610 | COUNTY-OTHER, ROCKWALL | C | WUG | MUNICIPAL | 757 | COUNTY-OTHER | C | 199 | ROCKWALL | 0 | 39 | 40 | 53 | 33 | 32 | N
332 | LOWER BOIS D ARC CREEK RESERVOIR | Lower Bois d'Arc Creek Reservoir | C | 6 | NEW SURFACE WATER OR NEW GROUNDWATER SOURCE | 4 | NEW MAJOR RESERVOIR | 6 | OTHER INFRASTRUCTURE |  | 1282 | 4164 | LOWER BOIS D ARC LAKE/RESERVOIR | C | 999 | RESERVOIR | 2 | RED | 0 | SURFACE WATER | 1 | NO WATER QUALITY IMPROVEMENTS |  | 5181 | 1 | Lower Bois d'Arc Creek Reservoir | 108 | NORTH TEXAS MWD | C | WWP | WWP | N/A | N/A |  | Y | 2020 | 2020 | 0 | 53250000 | 53250000 | 53250000 | 8535000 | 8535000 | 615498000 | 30 | 667 | CRANDALL | C | WUG | MUNICIPAL | 767 | CITY | C | 129 | KAUFMAN | 0 | 44 | 53 | 97 | 61 | 59 | N
332 | LOWER BOIS D ARC CREEK RESERVOIR | Lower Bois d'Arc Creek Reservoir | C | 6 | NEW SURFACE WATER OR NEW GROUNDWATER SOURCE | 4 | NEW MAJOR RESERVOIR | 6 | OTHER INFRASTRUCTURE |  | 1282 | 4164 | LOWER BOIS D ARC LAKE/RESERVOIR | C | 999 | RESERVOIR | 2 | RED | 0 | SURFACE WATER | 1 | NO WATER QUALITY IMPROVEMENTS |  | 5181 | 1 | Lower Bois d'Arc Creek Reservoir | 108 | NORTH TEXAS MWD | C | WWP | WWP | N/A | N/A |  | Y | 2020 | 2020 | 0 | 53250000 | 53250000 | 53250000 | 8535000 | 8535000 | 615498000 | 30 | 685 | CULLEOKA WSC | C | WUG | MUNICIPAL | 4083 | UTILITY | C | 43 | COLLIN | 0 | 108 | 152 | 238 | 173 | 194 | N
332 | LOWER BOIS D ARC CREEK RESERVOIR | Lower Bois d'Arc Creek Reservoir | C | 6 | NEW SURFACE WATER OR NEW GROUNDWATER SOURCE | 4 | NEW MAJOR RESERVOIR | 6 | OTHER INFRASTRUCTURE |  | 1282 | 4164 | LOWER BOIS D ARC LAKE/RESERVOIR | C | 999 | RESERVOIR | 2 | RED | 0 | SURFACE WATER | 1 | NO WATER QUALITY IMPROVEMENTS |  | 5181 | 1 | Lower Bois d'Arc Creek Reservoir | 108 | NORTH TEXAS MWD | C | WWP | WWP | N/A | N/A |  | Y | 2020 | 2020 | 0 | 53250000 | 53250000 | 53250000 | 8535000 | 8535000 | 615498000 | 30 | 696 | DANVILLE WSC | C | WUG | MUNICIPAL | 4086 | UTILITY | C | 43 | COLLIN | 0 | 87 | 126 | 201 | 148 | 166 | N
332 | LOWER BOIS D ARC CREEK RESERVOIR | Lower Bois d'Arc Creek Reservoir | C | 6 | NEW SURFACE WATER OR NEW GROUNDWATER SOURCE | 4 | NEW MAJOR RESERVOIR | 6 | OTHER INFRASTRUCTURE |  | 1282 | 4164 | LOWER BOIS D ARC LAKE/RESERVOIR | C | 999 | RESERVOIR | 2 | RED | 0 | SURFACE WATER | 1 | NO WATER QUALITY IMPROVEMENTS |  | 5181 | 1 | Lower Bois d'Arc Creek Reservoir | 108 | NORTH TEXAS MWD | C | WWP | WWP | N/A | N/A |  | Y | 2020 | 2020 | 0 | 53250000 | 53250000 | 53250000 | 8535000 | 8535000 | 615498000 | 30 | 730 | EAST FORK SUD | C | WUG | MUNICIPAL | 4096 | UTILITY | C | 43 | COLLIN | 0 | 106 | 133 | 194 | 133 | 142 | N
332 | LOWER BOIS D ARC CREEK RESERVOIR | Lower Bois d'Arc Creek Reservoir | C | 6 | NEW SURFACE WATER OR NEW GROUNDWATER SOURCE | 4 | NEW MAJOR RESERVOIR | 6 | OTHER INFRASTRUCTURE |  | 1282 | 4164 | LOWER BOIS D ARC LAKE/RESERVOIR | C | 999 | RESERVOIR | 2 | RED | 0 | SURFACE WATER | 1 | NO WATER QUALITY IMPROVEMENTS |  | 5181 | 1 | Lower Bois d'Arc Creek Reservoir | 108 | NORTH TEXAS MWD | C | WWP | WWP | N/A | N/A |  | Y | 2020 | 2020 | 0 | 53250000 | 53250000 | 53250000 | 8535000 | 8535000 | 615498000 | 30 | 730 | EAST FORK SUD | C | WUG | MUNICIPAL | 4096 | UTILITY | C | 57 | DALLAS | 0 | 10 | 12 | 16 | 10 | 10 | N
332 | LOWER BOIS D ARC CREEK RESERVOIR | Lower Bois d'Arc Creek Reservoir | C | 6 | NEW SURFACE WATER OR NEW GROUNDWATER SOURCE | 4 | NEW MAJOR RESERVOIR | 6 | OTHER INFRASTRUCTURE |  | 1282 | 4164 | LOWER BOIS D ARC LAKE/RESERVOIR | C | 999 | RESERVOIR | 2 | RED | 0 | SURFACE WATER | 1 | NO WATER QUALITY IMPROVEMENTS |  | 5181 | 1 | Lower Bois d'Arc Creek Reservoir | 108 | NORTH TEXAS MWD | C | WWP | WWP | N/A | N/A |  | Y | 2020 | 2020 | 0 | 53250000 | 53250000 | 53250000 | 8535000 | 8535000 | 615498000 | 30 | 730 | EAST FORK SUD | C | WUG | MUNICIPAL | 4096 | UTILITY | C | 199 | ROCKWALL | 0 | 1 | 1 | 1 | 1 | 1 | N
332 | LOWER BOIS D ARC CREEK RESERVOIR | Lower Bois d'Arc Creek Reservoir | C | 6 | NEW SURFACE WATER OR NEW GROUNDWATER SOURCE | 4 | NEW MAJOR RESERVOIR | 6 | OTHER INFRASTRUCTURE |  | 1282 | 4164 | LOWER BOIS D ARC LAKE/RESERVOIR | C | 999 | RESERVOIR | 2 | RED | 0 | SURFACE WATER | 1 | NO WATER QUALITY IMPROVEMENTS |  | 5181 | 1 | Lower Bois d'Arc Creek Reservoir | 108 | NORTH TEXAS MWD | C | WWP | WWP | N/A | N/A |  | Y | 2020 | 2020 | 0 | 53250000 | 53250000 | 53250000 | 8535000 | 8535000 | 615498000 | 30 | 769 | FAIRVIEW | C | WUG | MUNICIPAL | 772 | CITY | C | 43 | COLLIN | 0 | 300 | 432 | 767 | 481 | 467 | N
332 | LOWER BOIS D ARC CREEK RESERVOIR | Lower Bois d'Arc Creek Reservoir | C | 6 | NEW SURFACE WATER OR NEW GROUNDWATER SOURCE | 4 | NEW MAJOR RESERVOIR | 6 | OTHER INFRASTRUCTURE |  | 1282 | 4164 | LOWER BOIS D ARC LAKE/RESERVOIR | C | 999 | RESERVOIR | 2 | RED | 0 | SURFACE WATER | 1 | NO WATER QUALITY IMPROVEMENTS |  | 5181 | 1 | Lower Bois d'Arc Creek Reservoir | 108 | NORTH TEXAS MWD | C | WWP | WWP | N/A | N/A |  | Y | 2020 | 2020 | 0 | 53250000 | 53250000 | 53250000 | 8535000 | 8535000 | 615498000 | 30 | 774 | FARMERSVILLE | C | WUG | MUNICIPAL | 199 | CITY | C | 43 | COLLIN | 0 | 97 | 159 | 315 | 287 | 377 | N
332 | LOWER BOIS D ARC CREEK RESERVOIR | Lower Bois d'Arc Creek Reservoir | C | 6 | NEW SURFACE WATER OR NEW GROUNDWATER SOURCE | 4 | NEW MAJOR RESERVOIR | 6 | OTHER INFRASTRUCTURE |  | 1282 | 4164 | LOWER BOIS D ARC LAKE/RESERVOIR | C | 999 | RESERVOIR | 2 | RED | 0 | SURFACE WATER | 1 | NO WATER QUALITY IMPROVEMENTS |  | 5181 | 1 | Lower Bois d'Arc Creek Reservoir | 108 | NORTH TEXAS MWD | C | WWP | WWP | N/A | N/A |  | Y | 2020 | 2020 | 0 | 53250000 | 53250000 | 53250000 | 8535000 | 8535000 | 615498000 | 30 | 2679 | FATE | C | WUG | MUNICIPAL | 1084 | CITY | C | 199 | ROCKWALL | 0 | 352 | 488 | 758 | 518 | 534 | N
332 | LOWER BOIS D ARC CREEK RESERVOIR | Lower Bois d'Arc Creek Reservoir | C | 6 | NEW SURFACE WATER OR NEW GROUNDWATER SOURCE | 4 | NEW MAJOR RESERVOIR | 6 | OTHER INFRASTRUCTURE |  | 1282 | 4164 | LOWER BOIS D ARC LAKE/RESERVOIR | C | 999 | RESERVOIR | 2 | RED | 0 | SURFACE WATER | 1 | NO WATER QUALITY IMPROVEMENTS |  | 5181 | 1 | Lower Bois d'Arc Creek Reservoir | 108 | NORTH TEXAS MWD | C | WWP | WWP | N/A | N/A |  | Y | 2020 | 2020 | 0 | 53250000 | 53250000 | 53250000 | 8535000 | 8535000 | 615498000 | 30 | 52 | FORNEY | C | BOTH | MUNICIPAL | 207 | CITY | C | 129 | KAUFMAN | 0 | 318 | 452 | 700 | 486 | 515 | N
332 | LOWER BOIS D ARC CREEK RESERVOIR | Lower Bois d'Arc Creek Reservoir | C | 6 | NEW SURFACE WATER OR NEW GROUNDWATER SOURCE | 4 | NEW MAJOR RESERVOIR | 6 | OTHER INFRASTRUCTURE |  | 1282 | 4164 | LOWER BOIS D ARC LAKE/RESERVOIR | C | 999 | RESERVOIR | 2 | RED | 0 | SURFACE WATER | 1 | NO WATER QUALITY IMPROVEMENTS |  | 5181 | 1 | Lower Bois d'Arc Creek Reservoir | 108 | NORTH TEXAS MWD | C | WWP | WWP | N/A | N/A |  | Y | 2020 | 2020 | 0 | 53250000 | 53250000 | 53250000 | 8535000 | 8535000 | 615498000 | 30 | 788 | FORNEY LAKE WSC | C | WUG | MUNICIPAL | 4115 | UTILITY | C | 129 | KAUFMAN | 0 | 70 | 98 | 160 | 124 | 149 | N
332 | LOWER BOIS D ARC CREEK RESERVOIR | Lower Bois d'Arc Creek Reservoir | C | 6 | NEW SURFACE WATER OR NEW GROUNDWATER SOURCE | 4 | NEW MAJOR RESERVOIR | 6 | OTHER INFRASTRUCTURE |  | 1282 | 4164 | LOWER BOIS D ARC LAKE/RESERVOIR | C | 999 | RESERVOIR | 2 | RED | 0 | SURFACE WATER | 1 | NO WATER QUALITY IMPROVEMENTS |  | 5181 | 1 | Lower Bois d'Arc Creek Reservoir | 108 | NORTH TEXAS MWD | C | WWP | WWP | N/A | N/A |  | Y | 2020 | 2020 | 0 | 53250000 | 53250000 | 53250000 | 8535000 | 8535000 | 615498000 | 30 | 788 | FORNEY LAKE WSC | C | WUG | MUNICIPAL | 4115 | UTILITY | C | 199 | ROCKWALL | 0 | 70 | 98 | 160 | 124 | 149 | N
332 | LOWER BOIS D ARC CREEK RESERVOIR | Lower Bois d'Arc Creek Reservoir | C | 6 | NEW SURFACE WATER OR NEW GROUNDWATER SOURCE | 4 | NEW MAJOR RESERVOIR | 6 | OTHER INFRASTRUCTURE |  | 1282 | 4164 | LOWER BOIS D ARC LAKE/RESERVOIR | C | 999 | RESERVOIR | 2 | RED | 0 | SURFACE WATER | 1 | NO WATER QUALITY IMPROVEMENTS |  | 5181 | 1 | Lower Bois d'Arc Creek Reservoir | 108 | NORTH TEXAS MWD | C | WWP | WWP | N/A | N/A |  | Y | 2020 | 2020 | 0 | 53250000 | 53250000 | 53250000 | 8535000 | 8535000 | 615498000 | 30 | 819 | FRISCO | C | WUG | MUNICIPAL | 221 | CITY | C | 43 | COLLIN | 0 | 206 | 1166 | 2646 | 2942 | 2912 | N
332 | LOWER BOIS D ARC CREEK RESERVOIR | Lower Bois d'Arc Creek Reservoir | C | 6 | NEW SURFACE WATER OR NEW GROUNDWATER SOURCE | 4 | NEW MAJOR RESERVOIR | 6 | OTHER INFRASTRUCTURE |  | 1282 | 4164 | LOWER BOIS D ARC LAKE/RESERVOIR | C | 999 | RESERVOIR | 2 | RED | 0 | SURFACE WATER | 1 | NO WATER QUALITY IMPROVEMENTS |  | 5181 | 1 | Lower Bois d'Arc Creek Reservoir | 108 | NORTH TEXAS MWD | C | WWP | WWP | N/A | N/A |  | Y | 2020 | 2020 | 0 | 53250000 | 53250000 | 53250000 | 8535000 | 8535000 | 615498000 | 30 | 819 | FRISCO | C | WUG | MUNICIPAL | 221 | CITY | C | 61 | DENTON | 0 | 78 | 658 | 1616 | 1851 | 1832 | N
332 | LOWER BOIS D ARC CREEK RESERVOIR | Lower Bois d'Arc Creek Reservoir | C | 6 | NEW SURFACE WATER OR NEW GROUNDWATER SOURCE | 4 | NEW MAJOR RESERVOIR | 6 | OTHER INFRASTRUCTURE |  | 1282 | 4164 | LOWER BOIS D ARC LAKE/RESERVOIR | C | 999 | RESERVOIR | 2 | RED | 0 | SURFACE WATER | 1 | NO WATER QUALITY IMPROVEMENTS |  | 5181 | 1 | Lower Bois d'Arc Creek Reservoir | 108 | NORTH TEXAS MWD | C | WWP | WWP | N/A | N/A |  | Y | 2020 | 2020 | 0 | 53250000 | 53250000 | 53250000 | 8535000 | 8535000 | 615498000 | 30 | 60 | GARLAND | C | BOTH | MUNICIPAL | 230 | CITY | C | 57 | DALLAS | 0 | 3067 | 3487 | 4707 | 2958 | 2878 | N
332 | LOWER BOIS D ARC CREEK RESERVOIR | Lower Bois d'Arc Creek Reservoir | C | 6 | NEW SURFACE WATER OR NEW GROUNDWATER SOURCE | 4 | NEW MAJOR RESERVOIR | 6 | OTHER INFRASTRUCTURE |  | 1282 | 4164 | LOWER BOIS D ARC LAKE/RESERVOIR | C | 999 | RESERVOIR | 2 | RED | 0 | SURFACE WATER | 1 | NO WATER QUALITY IMPROVEMENTS |  | 5181 | 1 | Lower Bois d'Arc Creek Reservoir | 108 | NORTH TEXAS MWD | C | WWP | WWP | N/A | N/A |  | Y | 2020 | 2020 | 0 | 53250000 | 53250000 | 53250000 | 8535000 | 8535000 | 615498000 | 30 | 831 | GASTONIA-SCURRY SUD | C | WUG | MUNICIPAL | 4137 | UTILITY | C | 129 | KAUFMAN | 0 | 97 | 123 | 195 | 150 | 178 | N
332 | LOWER BOIS D ARC CREEK RESERVOIR | Lower Bois d'Arc Creek Reservoir | C | 6 | NEW SURFACE WATER OR NEW GROUNDWATER SOURCE | 4 | NEW MAJOR RESERVOIR | 6 | OTHER INFRASTRUCTURE |  | 1282 | 4164 | LOWER BOIS D ARC LAKE/RESERVOIR | C | 999 | RESERVOIR | 2 | RED | 0 | SURFACE WATER | 1 | NO WATER QUALITY IMPROVEMENTS |  | 5181 | 1 | Lower Bois d'Arc Creek Reservoir | 108 | NORTH TEXAS MWD | C | WWP | WWP | N/A | N/A |  | Y | 2020 | 2020 | 0 | 53250000 | 53250000 | 53250000 | 8535000 | 8535000 | 615498000 | 30 | 873 | HACKBERRY | C | WUG | MUNICIPAL | 1023 | CITY | C | 61 | DENTON | 0 | 9 | 18 | 28 | 19 | 19 | N
332 | LOWER BOIS D ARC CREEK RESERVOIR | Lower Bois d'Arc Creek Reservoir | C | 6 | NEW SURFACE WATER OR NEW GROUNDWATER SOURCE | 4 | NEW MAJOR RESERVOIR | 6 | OTHER INFRASTRUCTURE |  | 1282 | 4164 | LOWER BOIS D ARC LAKE/RESERVOIR | C | 999 | RESERVOIR | 2 | RED | 0 | SURFACE WATER | 1 | NO WATER QUALITY IMPROVEMENTS |  | 5181 | 1 | Lower Bois d'Arc Creek Reservoir | 108 | NORTH TEXAS MWD | C | WWP | WWP | N/A | N/A |  | Y | 2020 | 2020 | 0 | 53250000 | 53250000 | 53250000 | 8535000 | 8535000 | 615498000 | 30 | 925 | HEATH | C | WUG | MUNICIPAL | 702 | CITY | C | 199 | ROCKWALL | 0 | 241 | 331 | 529 | 394 | 457 | N
332 | LOWER BOIS D ARC CREEK RESERVOIR | Lower Bois d'Arc Creek Reservoir | C | 6 | NEW SURFACE WATER OR NEW GROUNDWATER SOURCE | 4 | NEW MAJOR RESERVOIR | 6 | OTHER INFRASTRUCTURE |  | 1282 | 4164 | LOWER BOIS D ARC LAKE/RESERVOIR | C | 999 | RESERVOIR | 2 | RED | 0 | SURFACE WATER | 1 | NO WATER QUALITY IMPROVEMENTS |  | 5181 | 1 | Lower Bois d'Arc Creek Reservoir | 108 | NORTH TEXAS MWD | C | WWP | WWP | N/A | N/A |  | Y | 2020 | 2020 | 0 | 53250000 | 53250000 | 53250000 | 8535000 | 8535000 | 615498000 | 30 | 942 | HIGH POINT WSC | C | WUG | MUNICIPAL | 4205 | UTILITY | C | 129 | KAUFMAN | 0 | 41 | 54 | 85 | 63 | 74 | N
332 | LOWER BOIS D ARC CREEK RESERVOIR | Lower Bois d'Arc Creek Reservoir | C | 6 | NEW SURFACE WATER OR NEW GROUNDWATER SOURCE | 4 | NEW MAJOR RESERVOIR | 6 | OTHER INFRASTRUCTURE |  | 1282 | 4164 | LOWER BOIS D ARC LAKE/RESERVOIR | C | 999 | RESERVOIR | 2 | RED | 0 | SURFACE WATER | 1 | NO WATER QUALITY IMPROVEMENTS |  | 5181 | 1 | Lower Bois d'Arc Creek Reservoir | 108 | NORTH TEXAS MWD | C | WWP | WWP | N/A | N/A |  | Y | 2020 | 2020 | 0 | 53250000 | 53250000 | 53250000 | 8535000 | 8535000 | 615498000 | 30 | 942 | HIGH POINT WSC | C | WUG | MUNICIPAL | 4205 | UTILITY | C | 199 | ROCKWALL | 0 | 4 | 6 | 9 | 7 | 8 | N
332 | LOWER BOIS D ARC CREEK RESERVOIR | Lower Bois d'Arc Creek Reservoir | C | 6 | NEW SURFACE WATER OR NEW GROUNDWATER SOURCE | 4 | NEW MAJOR RESERVOIR | 6 | OTHER INFRASTRUCTURE |  | 1282 | 4164 | LOWER BOIS D ARC LAKE/RESERVOIR | C | 999 | RESERVOIR | 2 | RED | 0 | SURFACE WATER | 1 | NO WATER QUALITY IMPROVEMENTS |  | 5181 | 1 | Lower Bois d'Arc Creek Reservoir | 108 | NORTH TEXAS MWD | C | WWP | WWP | N/A | N/A |  | Y | 2020 | 2020 | 0 | 53250000 | 53250000 | 53250000 | 8535000 | 8535000 | 615498000 | 30 | 960 | HOWE | C | WUG | MUNICIPAL | 286 | CITY | C | 91 | GRAYSON | 0 | 37 | 67 | 122 | 89 | 97 | N
332 | LOWER BOIS D ARC CREEK RESERVOIR | Lower Bois d'Arc Creek Reservoir | C | 6 | NEW SURFACE WATER OR NEW GROUNDWATER SOURCE | 4 | NEW MAJOR RESERVOIR | 6 | OTHER INFRASTRUCTURE |  | 1282 | 4164 | LOWER BOIS D ARC LAKE/RESERVOIR | C | 999 | RESERVOIR | 2 | RED | 0 | SURFACE WATER | 1 | NO WATER QUALITY IMPROVEMENTS |  | 5181 | 1 | Lower Bois d'Arc Creek Reservoir | 108 | NORTH TEXAS MWD | C | WWP | WWP | N/A | N/A |  | Y | 2020 | 2020 | 0 | 53250000 | 53250000 | 53250000 | 8535000 | 8535000 | 615498000 | 30 | 1101 | IRRIGATION, KAUFMAN | C | WUG | IRRIGATION | 1004 | N/A | C | 129 | KAUFMAN | 0 | 177 | 180 | 232 | 142 | 136 | N
332 | LOWER BOIS D ARC CREEK RESERVOIR | Lower Bois d'Arc Creek Reservoir | C | 6 | NEW SURFACE WATER OR NEW GROUNDWATER SOURCE | 4 | NEW MAJOR RESERVOIR | 6 | OTHER INFRASTRUCTURE |  | 1282 | 4164 | LOWER BOIS D ARC LAKE/RESERVOIR | C | 999 | RESERVOIR | 2 | RED | 0 | SURFACE WATER | 1 | NO WATER QUALITY IMPROVEMENTS |  | 5181 | 1 | Lower Bois d'Arc Creek Reservoir | 108 | NORTH TEXAS MWD | C | WWP | WWP | N/A | N/A |  | Y | 2020 | 2020 | 0 | 53250000 | 53250000 | 53250000 | 8535000 | 8535000 | 615498000 | 30 | 1242 | JOSEPHINE | C | WUG | MUNICIPAL | 1031 | CITY | C | 43 | COLLIN | 0 | 30 | 40 | 64 | 46 | 51 | N
332 | LOWER BOIS D ARC CREEK RESERVOIR | Lower Bois d'Arc Creek Reservoir | C | 6 | NEW SURFACE WATER OR NEW GROUNDWATER SOURCE | 4 | NEW MAJOR RESERVOIR | 6 | OTHER INFRASTRUCTURE |  | 1282 | 4164 | LOWER BOIS D ARC LAKE/RESERVOIR | C | 999 | RESERVOIR | 2 | RED | 0 | SURFACE WATER | 1 | NO WATER QUALITY IMPROVEMENTS |  | 5181 | 1 | Lower Bois d'Arc Creek Reservoir | 108 | NORTH TEXAS MWD | C | WWP | WWP | N/A | N/A |  | Y | 2020 | 2020 | 0 | 53250000 | 53250000 | 53250000 | 8535000 | 8535000 | 615498000 | 30 | 1249 | KAUFMAN | C | WUG | MUNICIPAL | 313 | CITY | C | 129 | KAUFMAN | 0 | 123 | 200 | 299 | 207 | 243 | N
332 | LOWER BOIS D ARC CREEK RESERVOIR | Lower Bois d'Arc Creek Reservoir | C | 6 | NEW SURFACE WATER OR NEW GROUNDWATER SOURCE | 4 | NEW MAJOR RESERVOIR | 6 | OTHER INFRASTRUCTURE |  | 1282 | 4164 | LOWER BOIS D ARC LAKE/RESERVOIR | C | 999 | RESERVOIR | 2 | RED | 0 | SURFACE WATER | 1 | NO WATER QUALITY IMPROVEMENTS |  | 5181 | 1 | Lower Bois d'Arc Creek Reservoir | 108 | NORTH TEXAS MWD | C | WWP | WWP | N/A | N/A |  | Y | 2020 | 2020 | 0 | 53250000 | 53250000 | 53250000 | 8535000 | 8535000 | 615498000 | 30 | 1308 | LAVON WSC | C | WUG | MUNICIPAL | 4230 | UTILITY | C | 43 | COLLIN | 0 | 70 | 120 | 235 | 210 | 279 | N
332 | LOWER BOIS D ARC CREEK RESERVOIR | Lower Bois d'Arc Creek Reservoir | C | 6 | NEW SURFACE WATER OR NEW GROUNDWATER SOURCE | 4 | NEW MAJOR RESERVOIR | 6 | OTHER INFRASTRUCTURE |  | 1282 | 4164 | LOWER BOIS D ARC LAKE/RESERVOIR | C | 999 | RESERVOIR | 2 | RED | 0 | SURFACE WATER | 1 | NO WATER QUALITY IMPROVEMENTS |  | 5181 | 1 | Lower Bois d'Arc Creek Reservoir | 108 | NORTH TEXAS MWD | C | WWP | WWP | N/A | N/A |  | Y | 2020 | 2020 | 0 | 53250000 | 53250000 | 53250000 | 8535000 | 8535000 | 615498000 | 30 | 1308 | LAVON WSC | C | WUG | MUNICIPAL | 4230 | UTILITY | C | 199 | ROCKWALL | 0 | 70 | 107 | 145 | 92 | 110 | N
332 | LOWER BOIS D ARC CREEK RESERVOIR | Lower Bois d'Arc Creek Reservoir | C | 6 | NEW SURFACE WATER OR NEW GROUNDWATER SOURCE | 4 | NEW MAJOR RESERVOIR | 6 | OTHER INFRASTRUCTURE |  | 1282 | 4164 | LOWER BOIS D ARC LAKE/RESERVOIR | C | 999 | RESERVOIR | 2 | RED | 0 | SURFACE WATER | 1 | NO WATER QUALITY IMPROVEMENTS |  | 5181 | 1 | Lower Bois d'Arc Creek Reservoir | 108 | NORTH TEXAS MWD | C | WWP | WWP | N/A | N/A |  | Y | 2020 | 2020 | 0 | 53250000 | 53250000 | 53250000 | 8535000 | 8535000 | 615498000 | 30 | 1328 | LITTLE ELM | C | WUG | MUNICIPAL | 790 | CITY | C | 61 | DENTON | 0 | 338 | 538 | 845 | 534 | 518 | N
332 | LOWER BOIS D ARC CREEK RESERVOIR | Lower Bois d'Arc Creek Reservoir | C | 6 | NEW SURFACE WATER OR NEW GROUNDWATER SOURCE | 4 | NEW MAJOR RESERVOIR | 6 | OTHER INFRASTRUCTURE |  | 1282 | 4164 | LOWER BOIS D ARC LAKE/RESERVOIR | C | 999 | RESERVOIR | 2 | RED | 0 | SURFACE WATER | 1 | NO WATER QUALITY IMPROVEMENTS |  | 5181 | 1 | Lower Bois d'Arc Creek Reservoir | 108 | NORTH TEXAS MWD | C | WWP | WWP | N/A | N/A |  | Y | 2020 | 2020 | 0 | 53250000 | 53250000 | 53250000 | 8535000 | 8535000 | 615498000 | 30 | 1604 | LOWRY CROSSING | C | WUG | MUNICIPAL | 1041 | CITY | C | 43 | COLLIN | 0 | 39 | 51 | 69 | 43 | 41 | N
332 | LOWER BOIS D ARC CREEK RESERVOIR | Lower Bois d'Arc Creek Reservoir | C | 6 | NEW SURFACE WATER OR NEW GROUNDWATER SOURCE | 4 | NEW MAJOR RESERVOIR | 6 | OTHER INFRASTRUCTURE |  | 1282 | 4164 | LOWER BOIS D ARC LAKE/RESERVOIR | C | 999 | RESERVOIR | 2 | RED | 0 | SURFACE WATER | 1 | NO WATER QUALITY IMPROVEMENTS |  | 5181 | 1 | Lower Bois d'Arc Creek Reservoir | 108 | NORTH TEXAS MWD | C | WWP | WWP | N/A | N/A |  | Y | 2020 | 2020 | 0 | 53250000 | 53250000 | 53250000 | 8535000 | 8535000 | 615498000 | 30 | 1605 | LUCAS | C | WUG | MUNICIPAL | 718 | CITY | C | 43 | COLLIN | 0 | 139 | 185 | 313 | 278 | 367 | N
332 | LOWER BOIS D ARC CREEK RESERVOIR | Lower Bois d'Arc Creek Reservoir | C | 6 | NEW SURFACE WATER OR NEW GROUNDWATER SOURCE | 4 | NEW MAJOR RESERVOIR | 6 | OTHER INFRASTRUCTURE |  | 1282 | 4164 | LOWER BOIS D ARC LAKE/RESERVOIR | C | 999 | RESERVOIR | 2 | RED | 0 | SURFACE WATER | 1 | NO WATER QUALITY IMPROVEMENTS |  | 5181 | 1 | Lower Bois d'Arc Creek Reservoir | 108 | NORTH TEXAS MWD | C | WWP | WWP | N/A | N/A |  | Y | 2020 | 2020 | 0 | 53250000 | 53250000 | 53250000 | 8535000 | 8535000 | 615498000 | 30 | 1650 | MANUFACTURING, COLLIN | C | WUG | MANUFACTURING | 1001 | N/A | C | 43 | COLLIN | 0 | 431 | 488 | 703 | 479 | 507 | N
332 | LOWER BOIS D ARC CREEK RESERVOIR | Lower Bois d'Arc Creek Reservoir | C | 6 | NEW SURFACE WATER OR NEW GROUNDWATER SOURCE | 4 | NEW MAJOR RESERVOIR | 6 | OTHER INFRASTRUCTURE |  | 1282 | 4164 | LOWER BOIS D ARC LAKE/RESERVOIR | C | 999 | RESERVOIR | 2 | RED | 0 | SURFACE WATER | 1 | NO WATER QUALITY IMPROVEMENTS |  | 5181 | 1 | Lower Bois d'Arc Creek Reservoir | 108 | NORTH TEXAS MWD | C | WWP | WWP | N/A | N/A |  | Y | 2020 | 2020 | 0 | 53250000 | 53250000 | 53250000 | 8535000 | 8535000 | 615498000 | 30 | 1657 | MANUFACTURING, DALLAS | C | WUG | MANUFACTURING | 1001 | N/A | C | 57 | DALLAS | 0 | 810 | 874 | 1208 | 793 | 773 | N
332 | LOWER BOIS D ARC CREEK RESERVOIR | Lower Bois d'Arc Creek Reservoir | C | 6 | NEW SURFACE WATER OR NEW GROUNDWATER SOURCE | 4 | NEW MAJOR RESERVOIR | 6 | OTHER INFRASTRUCTURE |  | 1282 | 4164 | LOWER BOIS D ARC LAKE/RESERVOIR | C | 999 | RESERVOIR | 2 | RED | 0 | SURFACE WATER | 1 | NO WATER QUALITY IMPROVEMENTS |  | 5181 | 1 | Lower Bois d'Arc Creek Reservoir | 108 | NORTH TEXAS MWD | C | WWP | WWP | N/A | N/A |  | Y | 2020 | 2020 | 0 | 53250000 | 53250000 | 53250000 | 8535000 | 8535000 | 615498000 | 30 | 1660 | MANUFACTURING, DENTON | C | WUG | MANUFACTURING | 1001 | N/A | C | 61 | DENTON | 0 | 8 | 8 | 11 | 8 | 8 | N
332 | LOWER BOIS D ARC CREEK RESERVOIR | Lower Bois d'Arc Creek Reservoir | C | 6 | NEW SURFACE WATER OR NEW GROUNDWATER SOURCE | 4 | NEW MAJOR RESERVOIR | 6 | OTHER INFRASTRUCTURE |  | 1282 | 4164 | LOWER BOIS D ARC LAKE/RESERVOIR | C | 999 | RESERVOIR | 2 | RED | 0 | SURFACE WATER | 1 | NO WATER QUALITY IMPROVEMENTS |  | 5181 | 1 | Lower Bois d'Arc Creek Reservoir | 108 | NORTH TEXAS MWD | C | WWP | WWP | N/A | N/A |  | Y | 2020 | 2020 | 0 | 53250000 | 53250000 | 53250000 | 8535000 | 8535000 | 615498000 | 30 | 1678 | MANUFACTURING, GRAYSON | C | WUG | MANUFACTURING | 1001 | N/A | C | 91 | GRAYSON | 0 | 9 | 9 | 13 | 8 | 9 | N
332 | LOWER BOIS D ARC CREEK RESERVOIR | Lower Bois d'Arc Creek Reservoir | C | 6 | NEW SURFACE WATER OR NEW GROUNDWATER SOURCE | 4 | NEW MAJOR RESERVOIR | 6 | OTHER INFRASTRUCTURE |  | 1282 | 4164 | LOWER BOIS D ARC LAKE/RESERVOIR | C | 999 | RESERVOIR | 2 | RED | 0 | SURFACE WATER | 1 | NO WATER QUALITY IMPROVEMENTS |  | 5181 | 1 | Lower Bois d'Arc Creek Reservoir | 108 | NORTH TEXAS MWD | C | WWP | WWP | N/A | N/A |  | Y | 2020 | 2020 | 0 | 53250000 | 53250000 | 53250000 | 8535000 | 8535000 | 615498000 | 30 | 1709 | MANUFACTURING, KAUFMAN | C | WUG | MANUFACTURING | 1001 | N/A | C | 129 | KAUFMAN | 0 | 92 | 98 | 134 | 89 | 93 | N
332 | LOWER BOIS D ARC CREEK RESERVOIR | Lower Bois d'Arc Creek Reservoir | C | 6 | NEW SURFACE WATER OR NEW GROUNDWATER SOURCE | 4 | NEW MAJOR RESERVOIR | 6 | OTHER INFRASTRUCTURE |  | 1282 | 4164 | LOWER BOIS D ARC LAKE/RESERVOIR | C | 999 | RESERVOIR | 2 | RED | 0 | SURFACE WATER | 1 | NO WATER QUALITY IMPROVEMENTS |  | 5181 | 1 | Lower Bois d'Arc Creek Reservoir | 108 | NORTH TEXAS MWD | C | WWP | WWP | N/A | N/A |  | Y | 2020 | 2020 | 0 | 53250000 | 53250000 | 53250000 | 8535000 | 8535000 | 615498000 | 30 | 1758 | MANUFACTURING, ROCKWALL | C | WUG | MANUFACTURING | 1001 | N/A | C | 199 | ROCKWALL | 0 | 3 | 3 | 4 | 3 | 3 | N
332 | LOWER BOIS D ARC CREEK RESERVOIR | Lower Bois d'Arc Creek Reservoir | C | 6 | NEW SURFACE WATER OR NEW GROUNDWATER SOURCE | 4 | NEW MAJOR RESERVOIR | 6 | OTHER INFRASTRUCTURE |  | 1282 | 4164 | LOWER BOIS D ARC LAKE/RESERVOIR | C | 999 | RESERVOIR | 2 | RED | 0 | SURFACE WATER | 1 | NO WATER QUALITY IMPROVEMENTS |  | 5181 | 1 | Lower Bois d'Arc Creek Reservoir | 108 | NORTH TEXAS MWD | C | WWP | WWP | N/A | N/A |  | Y | 2020 | 2020 | 0 | 53250000 | 53250000 | 53250000 | 8535000 | 8535000 | 615498000 | 30 | 1817 | MCKINNEY | C | WUG | MUNICIPAL | 379 | CITY | C | 43 | COLLIN | 0 | 378 | 2751 | 6448 | 6630 | 6496 | N
332 | LOWER BOIS D ARC CREEK RESERVOIR | Lower Bois d'Arc Creek Reservoir | C | 6 | NEW SURFACE WATER OR NEW GROUNDWATER SOURCE | 4 | NEW MAJOR RESERVOIR | 6 | OTHER INFRASTRUCTURE |  | 1282 | 4164 | LOWER BOIS D ARC LAKE/RESERVOIR | C | 999 | RESERVOIR | 2 | RED | 0 | SURFACE WATER | 1 | NO WATER QUALITY IMPROVEMENTS |  | 5181 | 1 | Lower Bois d'Arc Creek Reservoir | 108 | NORTH TEXAS MWD | C | WWP | WWP | N/A | N/A |  | Y | 2020 | 2020 | 0 | 53250000 | 53250000 | 53250000 | 8535000 | 8535000 | 615498000 | 30 | 1819 | MCLENDON-CHISHOLM | C | WUG | MUNICIPAL | 1042 | CITY | C | 199 | ROCKWALL | 0 | 28 | 33 | 46 | 33 | 38 | N
332 | LOWER BOIS D ARC CREEK RESERVOIR | Lower Bois d'Arc Creek Reservoir | C | 6 | NEW SURFACE WATER OR NEW GROUNDWATER SOURCE | 4 | NEW MAJOR RESERVOIR | 6 | OTHER INFRASTRUCTURE |  | 1282 | 4164 | LOWER BOIS D ARC LAKE/RESERVOIR | C | 999 | RESERVOIR | 2 | RED | 0 | SURFACE WATER | 1 | NO WATER QUALITY IMPROVEMENTS |  | 5181 | 1 | Lower Bois d'Arc Creek Reservoir | 108 | NORTH TEXAS MWD | C | WWP | WWP | N/A | N/A |  | Y | 2020 | 2020 | 0 | 53250000 | 53250000 | 53250000 | 8535000 | 8535000 | 615498000 | 30 | 1824 | MELISSA | C | WUG | MUNICIPAL | 914 | CITY | C | 43 | COLLIN | 0 | 464 | 782 | 1477 | 1206 | 1274 | N
332 | LOWER BOIS D ARC CREEK RESERVOIR | Lower Bois d'Arc Creek Reservoir | C | 6 | NEW SURFACE WATER OR NEW GROUNDWATER SOURCE | 4 | NEW MAJOR RESERVOIR | 6 | OTHER INFRASTRUCTURE |  | 1282 | 4164 | LOWER BOIS D ARC LAKE/RESERVOIR | C | 999 | RESERVOIR | 2 | RED | 0 | SURFACE WATER | 1 | NO WATER QUALITY IMPROVEMENTS |  | 5181 | 1 | Lower Bois d'Arc Creek Reservoir | 108 | NORTH TEXAS MWD | C | WWP | WWP | N/A | N/A |  | Y | 2020 | 2020 | 0 | 53250000 | 53250000 | 53250000 | 8535000 | 8535000 | 615498000 | 30 | 1832 | MESQUITE | C | WUG | MUNICIPAL | 401 | CITY | C | 57 | DALLAS | 0 | 2420 | 2967 | 4040 | 2537 | 2458 | N
332 | LOWER BOIS D ARC CREEK RESERVOIR | Lower Bois d'Arc Creek Reservoir | C | 6 | NEW SURFACE WATER OR NEW GROUNDWATER SOURCE | 4 | NEW MAJOR RESERVOIR | 6 | OTHER INFRASTRUCTURE |  | 1282 | 4164 | LOWER BOIS D ARC LAKE/RESERVOIR | C | 999 | RESERVOIR | 2 | RED | 0 | SURFACE WATER | 1 | NO WATER QUALITY IMPROVEMENTS |  | 5181 | 1 | Lower Bois d'Arc Creek Reservoir | 108 | NORTH TEXAS MWD | C | WWP | WWP | N/A | N/A |  | Y | 2020 | 2020 | 0 | 53250000 | 53250000 | 53250000 | 8535000 | 8535000 | 615498000 | 30 | 1841 | MILLIGAN WSC | C | WUG | MUNICIPAL | 4257 | UTILITY | C | 43 | COLLIN | 0 | 15 | 18 | 23 | 15 | 14 | N
332 | LOWER BOIS D ARC CREEK RESERVOIR | Lower Bois d'Arc Creek Reservoir | C | 6 | NEW SURFACE WATER OR NEW GROUNDWATER SOURCE | 4 | NEW MAJOR RESERVOIR | 6 | OTHER INFRASTRUCTURE |  | 1282 | 4164 | LOWER BOIS D ARC LAKE/RESERVOIR | C | 999 | RESERVOIR | 2 | RED | 0 | SURFACE WATER | 1 | NO WATER QUALITY IMPROVEMENTS |  | 5181 | 1 | Lower Bois d'Arc Creek Reservoir | 108 | NORTH TEXAS MWD | C | WWP | WWP | N/A | N/A |  | Y | 2020 | 2020 | 0 | 53250000 | 53250000 | 53250000 | 8535000 | 8535000 | 615498000 | 30 | 1882 | MINING, COLLIN | C | WUG | MINING | 1003 | N/A | C | 43 | COLLIN | 0 | 17 | 18 | 23 | 14 | 14 | N
332 | LOWER BOIS D ARC CREEK RESERVOIR | Lower Bois d'Arc Creek Reservoir | C | 6 | NEW SURFACE WATER OR NEW GROUNDWATER SOURCE | 4 | NEW MAJOR RESERVOIR | 6 | OTHER INFRASTRUCTURE |  | 1282 | 4164 | LOWER BOIS D ARC LAKE/RESERVOIR | C | 999 | RESERVOIR | 2 | RED | 0 | SURFACE WATER | 1 | NO WATER QUALITY IMPROVEMENTS |  | 5181 | 1 | Lower Bois d'Arc Creek Reservoir | 108 | NORTH TEXAS MWD | C | WWP | WWP | N/A | N/A |  | Y | 2020 | 2020 | 0 | 53250000 | 53250000 | 53250000 | 8535000 | 8535000 | 615498000 | 30 | 2091 | MT ZION WSC | C | WUG | MUNICIPAL | 4270 | UTILITY | C | 199 | ROCKWALL | 0 | 37 | 41 | 53 | 33 | 32 | N
332 | LOWER BOIS D ARC CREEK RESERVOIR | Lower Bois d'Arc Creek Reservoir | C | 6 | NEW SURFACE WATER OR NEW GROUNDWATER SOURCE | 4 | NEW MAJOR RESERVOIR | 6 | OTHER INFRASTRUCTURE |  | 1282 | 4164 | LOWER BOIS D ARC LAKE/RESERVOIR | C | 999 | RESERVOIR | 2 | RED | 0 | SURFACE WATER | 1 | NO WATER QUALITY IMPROVEMENTS |  | 5181 | 1 | Lower Bois d'Arc Creek Reservoir | 108 | NORTH TEXAS MWD | C | WWP | WWP | N/A | N/A |  | Y | 2020 | 2020 | 0 | 53250000 | 53250000 | 53250000 | 8535000 | 8535000 | 615498000 | 30 | 2096 | MURPHY | C | WUG | MUNICIPAL | 724 | CITY | C | 43 | COLLIN | 0 | 723 | 816 | 1078 | 669 | 644 | N
332 | LOWER BOIS D ARC CREEK RESERVOIR | Lower Bois d'Arc Creek Reservoir | C | 6 | NEW SURFACE WATER OR NEW GROUNDWATER SOURCE | 4 | NEW MAJOR RESERVOIR | 6 | OTHER INFRASTRUCTURE |  | 1282 | 4164 | LOWER BOIS D ARC LAKE/RESERVOIR | C | 999 | RESERVOIR | 2 | RED | 0 | SURFACE WATER | 1 | NO WATER QUALITY IMPROVEMENTS |  | 5181 | 1 | Lower Bois d'Arc Creek Reservoir | 108 | NORTH TEXAS MWD | C | WWP | WWP | N/A | N/A |  | Y | 2020 | 2020 | 0 | 53250000 | 53250000 | 53250000 | 8535000 | 8535000 | 615498000 | 30 | 2107 | NEVADA | C | WUG | MUNICIPAL | 1045 | CITY | C | 43 | COLLIN | 0 | 47 | 62 | 162 | 166 | 401 | N
332 | LOWER BOIS D ARC CREEK RESERVOIR | Lower Bois d'Arc Creek Reservoir | C | 6 | NEW SURFACE WATER OR NEW GROUNDWATER SOURCE | 4 | NEW MAJOR RESERVOIR | 6 | OTHER INFRASTRUCTURE |  | 1282 | 4164 | LOWER BOIS D ARC LAKE/RESERVOIR | C | 999 | RESERVOIR | 2 | RED | 0 | SURFACE WATER | 1 | NO WATER QUALITY IMPROVEMENTS |  | 5181 | 1 | Lower Bois d'Arc Creek Reservoir | 108 | NORTH TEXAS MWD | C | WWP | WWP | N/A | N/A |  | Y | 2020 | 2020 | 0 | 53250000 | 53250000 | 53250000 | 8535000 | 8535000 | 615498000 | 30 | 2114 | NEW HOPE | C | WUG | MUNICIPAL | 923 | CITY | C | 43 | COLLIN | 0 | 34 | 61 | 120 | 112 | 239 | N
332 | LOWER BOIS D ARC CREEK RESERVOIR | Lower Bois d'Arc Creek Reservoir | C | 6 | NEW SURFACE WATER OR NEW GROUNDWATER SOURCE | 4 | NEW MAJOR RESERVOIR | 6 | OTHER INFRASTRUCTURE |  | 1282 | 4164 | LOWER BOIS D ARC LAKE/RESERVOIR | C | 999 | RESERVOIR | 2 | RED | 0 | SURFACE WATER | 1 | NO WATER QUALITY IMPROVEMENTS |  | 5181 | 1 | Lower Bois d'Arc Creek Reservoir | 108 | NORTH TEXAS MWD | C | WWP | WWP | N/A | N/A |  | Y | 2020 | 2020 | 0 | 53250000 | 53250000 | 53250000 | 8535000 | 8535000 | 615498000 | 30 | 2133 | NORTH COLLIN WSC | C | WUG | MUNICIPAL | 4278 | UTILITY | C | 43 | COLLIN | 0 | 84 | 116 | 180 | 130 | 144 | N
332 | LOWER BOIS D ARC CREEK RESERVOIR | Lower Bois d'Arc Creek Reservoir | C | 6 | NEW SURFACE WATER OR NEW GROUNDWATER SOURCE | 4 | NEW MAJOR RESERVOIR | 6 | OTHER INFRASTRUCTURE |  | 1282 | 4164 | LOWER BOIS D ARC LAKE/RESERVOIR | C | 999 | RESERVOIR | 2 | RED | 0 | SURFACE WATER | 1 | NO WATER QUALITY IMPROVEMENTS |  | 5181 | 1 | Lower Bois d'Arc Creek Reservoir | 108 | NORTH TEXAS MWD | C | WWP | WWP | N/A | N/A |  | Y | 2020 | 2020 | 0 | 53250000 | 53250000 | 53250000 | 8535000 | 8535000 | 615498000 | 30 | 108 | NORTH TEXAS MWD - FUTURE CUSTOMER/SURPLUS SUPPLY | C | WWP | MUNICIPAL | N/A | N/A | C | 43 | COLLIN | 0 | 30152 | 78094 | 48261 | 58991 | 52263 | N
332 | LOWER BOIS D ARC CREEK RESERVOIR | Lower Bois d'Arc Creek Reservoir | C | 6 | NEW SURFACE WATER OR NEW GROUNDWATER SOURCE | 4 | NEW MAJOR RESERVOIR | 6 | OTHER INFRASTRUCTURE |  | 1282 | 4164 | LOWER BOIS D ARC LAKE/RESERVOIR | C | 999 | RESERVOIR | 2 | RED | 0 | SURFACE WATER | 1 | NO WATER QUALITY IMPROVEMENTS |  | 5181 | 1 | Lower Bois d'Arc Creek Reservoir | 108 | NORTH TEXAS MWD | C | WWP | WWP | N/A | N/A |  | Y | 2020 | 2020 | 0 | 53250000 | 53250000 | 53250000 | 8535000 | 8535000 | 615498000 | 30 | 2145 | OAK GROVE | C | WUG | MUNICIPAL | 928 | CITY | C | 129 | KAUFMAN | 0 | 13 | 17 | 26 | 19 | 22 | N
332 | LOWER BOIS D ARC CREEK RESERVOIR | Lower Bois d'Arc Creek Reservoir | C | 6 | NEW SURFACE WATER OR NEW GROUNDWATER SOURCE | 4 | NEW MAJOR RESERVOIR | 6 | OTHER INFRASTRUCTURE |  | 1282 | 4164 | LOWER BOIS D ARC LAKE/RESERVOIR | C | 999 | RESERVOIR | 2 | RED | 0 | SURFACE WATER | 1 | NO WATER QUALITY IMPROVEMENTS |  | 5181 | 1 | Lower Bois d'Arc Creek Reservoir | 108 | NORTH TEXAS MWD | C | WWP | WWP | N/A | N/A |  | Y | 2020 | 2020 | 0 | 53250000 | 53250000 | 53250000 | 8535000 | 8535000 | 615498000 | 30 | 2179 | PARKER | C | WUG | MUNICIPAL | 733 | CITY | C | 43 | COLLIN | 0 | 352 | 576 | 1234 | 1117 | 1471 | N
332 | LOWER BOIS D ARC CREEK RESERVOIR | Lower Bois d'Arc Creek Reservoir | C | 6 | NEW SURFACE WATER OR NEW GROUNDWATER SOURCE | 4 | NEW MAJOR RESERVOIR | 6 | OTHER INFRASTRUCTURE |  | 1282 | 4164 | LOWER BOIS D ARC LAKE/RESERVOIR | C | 999 | RESERVOIR | 2 | RED | 0 | SURFACE WATER | 1 | NO WATER QUALITY IMPROVEMENTS |  | 5181 | 1 | Lower Bois d'Arc Creek Reservoir | 108 | NORTH TEXAS MWD | C | WWP | WWP | N/A | N/A |  | Y | 2020 | 2020 | 0 | 53250000 | 53250000 | 53250000 | 8535000 | 8535000 | 615498000 | 30 | 2208 | PLANO | C | WUG | MUNICIPAL | 472 | CITY | C | 43 | COLLIN | 0 | 684 | 3783 | 6504 | 5954 | 5754 | N
332 | LOWER BOIS D ARC CREEK RESERVOIR | Lower Bois d'Arc Creek Reservoir | C | 6 | NEW SURFACE WATER OR NEW GROUNDWATER SOURCE | 4 | NEW MAJOR RESERVOIR | 6 | OTHER INFRASTRUCTURE |  | 1282 | 4164 | LOWER BOIS D ARC LAKE/RESERVOIR | C | 999 | RESERVOIR | 2 | RED | 0 | SURFACE WATER | 1 | NO WATER QUALITY IMPROVEMENTS |  | 5181 | 1 | Lower Bois d'Arc Creek Reservoir | 108 | NORTH TEXAS MWD | C | WWP | WWP | N/A | N/A |  | Y | 2020 | 2020 | 0 | 53250000 | 53250000 | 53250000 | 8535000 | 8535000 | 615498000 | 30 | 2208 | PLANO | C | WUG | MUNICIPAL | 472 | CITY | C | 61 | DENTON | 0 | 20 | 110 | 188 | 171 | 165 | N
332 | LOWER BOIS D ARC CREEK RESERVOIR | Lower Bois d'Arc Creek Reservoir | C | 6 | NEW SURFACE WATER OR NEW GROUNDWATER SOURCE | 4 | NEW MAJOR RESERVOIR | 6 | OTHER INFRASTRUCTURE |  | 1282 | 4164 | LOWER BOIS D ARC LAKE/RESERVOIR | C | 999 | RESERVOIR | 2 | RED | 0 | SURFACE WATER | 1 | NO WATER QUALITY IMPROVEMENTS |  | 5181 | 1 | Lower Bois d'Arc Creek Reservoir | 108 | NORTH TEXAS MWD | C | WWP | WWP | N/A | N/A |  | Y | 2020 | 2020 | 0 | 53250000 | 53250000 | 53250000 | 8535000 | 8535000 | 615498000 | 30 | 2681 | POST OAK BEND CITY | C | WUG | MUNICIPAL | 1086 | CITY | C | 129 | KAUFMAN | 0 | 12 | 22 | 49 | 50 | 78 | N
332 | LOWER BOIS D ARC CREEK RESERVOIR | Lower Bois d'Arc Creek Reservoir | C | 6 | NEW SURFACE WATER OR NEW GROUNDWATER SOURCE | 4 | NEW MAJOR RESERVOIR | 6 | OTHER INFRASTRUCTURE |  | 1282 | 4164 | LOWER BOIS D ARC LAKE/RESERVOIR | C | 999 | RESERVOIR | 2 | RED | 0 | SURFACE WATER | 1 | NO WATER QUALITY IMPROVEMENTS |  | 5181 | 1 | Lower Bois d'Arc Creek Reservoir | 108 | NORTH TEXAS MWD | C | WWP | WWP | N/A | N/A |  | Y | 2020 | 2020 | 0 | 53250000 | 53250000 | 53250000 | 8535000 | 8535000 | 615498000 | 30 | 2236 | PRINCETON | C | BOTH | MUNICIPAL | 487 | CITY | C | 43 | COLLIN | 0 | 229 | 375 | 823 | 850 | 1227 | N
332 | LOWER BOIS D ARC CREEK RESERVOIR | Lower Bois d'Arc Creek Reservoir | C | 6 | NEW SURFACE WATER OR NEW GROUNDWATER SOURCE | 4 | NEW MAJOR RESERVOIR | 6 | OTHER INFRASTRUCTURE |  | 1282 | 4164 | LOWER BOIS D ARC LAKE/RESERVOIR | C | 999 | RESERVOIR | 2 | RED | 0 | SURFACE WATER | 1 | NO WATER QUALITY IMPROVEMENTS |  | 5181 | 1 | Lower Bois d'Arc Creek Reservoir | 108 | NORTH TEXAS MWD | C | WWP | WWP | N/A | N/A |  | Y | 2020 | 2020 | 0 | 53250000 | 53250000 | 53250000 | 8535000 | 8535000 | 615498000 | 30 | 2239 | PROSPER | C | WUG | MUNICIPAL | 799 | CITY | C | 43 | COLLIN | 0 | 46 | 70 | 234 | 18 | 8 | N
332 | LOWER BOIS D ARC CREEK RESERVOIR | Lower Bois d'Arc Creek Reservoir | C | 6 | NEW SURFACE WATER OR NEW GROUNDWATER SOURCE | 4 | NEW MAJOR RESERVOIR | 6 | OTHER INFRASTRUCTURE |  | 1282 | 4164 | LOWER BOIS D ARC LAKE/RESERVOIR | C | 999 | RESERVOIR | 2 | RED | 0 | SURFACE WATER | 1 | NO WATER QUALITY IMPROVEMENTS |  | 5181 | 1 | Lower Bois d'Arc Creek Reservoir | 108 | NORTH TEXAS MWD | C | WWP | WWP | N/A | N/A |  | Y | 2020 | 2020 | 0 | 53250000 | 53250000 | 53250000 | 8535000 | 8535000 | 615498000 | 30 | 2239 | PROSPER | C | WUG | MUNICIPAL | 799 | CITY | C | 61 | DENTON | 0 | 197 | 436 | 702 | 931 | 967 | N
332 | LOWER BOIS D ARC CREEK RESERVOIR | Lower Bois d'Arc Creek Reservoir | C | 6 | NEW SURFACE WATER OR NEW GROUNDWATER SOURCE | 4 | NEW MAJOR RESERVOIR | 6 | OTHER INFRASTRUCTURE |  | 1282 | 4164 | LOWER BOIS D ARC LAKE/RESERVOIR | C | 999 | RESERVOIR | 2 | RED | 0 | SURFACE WATER | 1 | NO WATER QUALITY IMPROVEMENTS |  | 5181 | 1 | Lower Bois d'Arc Creek Reservoir | 108 | NORTH TEXAS MWD | C | WWP | WWP | N/A | N/A |  | Y | 2020 | 2020 | 0 | 53250000 | 53250000 | 53250000 | 8535000 | 8535000 | 615498000 | 30 | 2245 | R-C-H WSC | C | WUG | MUNICIPAL | 4313 | UTILITY | C | 199 | ROCKWALL | 0 | 73 | 84 | 112 | 69 | 67 | N
332 | LOWER BOIS D ARC CREEK RESERVOIR | Lower Bois d'Arc Creek Reservoir | C | 6 | NEW SURFACE WATER OR NEW GROUNDWATER SOURCE | 4 | NEW MAJOR RESERVOIR | 6 | OTHER INFRASTRUCTURE |  | 1282 | 4164 | LOWER BOIS D ARC LAKE/RESERVOIR | C | 999 | RESERVOIR | 2 | RED | 0 | SURFACE WATER | 1 | NO WATER QUALITY IMPROVEMENTS |  | 5181 | 1 | Lower Bois d'Arc Creek Reservoir | 108 | NORTH TEXAS MWD | C | WWP | WWP | N/A | N/A |  | Y | 2020 | 2020 | 0 | 53250000 | 53250000 | 53250000 | 8535000 | 8535000 | 615498000 | 30 | 2264 | RICHARDSON | C | WUG | MUNICIPAL | 498 | CITY | C | 43 | COLLIN | 0 | 845 | 958 | 1265 | 783 | 757 | N
332 | LOWER BOIS D ARC CREEK RESERVOIR | Lower Bois d'Arc Creek Reservoir | C | 6 | NEW SURFACE WATER OR NEW GROUNDWATER SOURCE | 4 | NEW MAJOR RESERVOIR | 6 | OTHER INFRASTRUCTURE |  | 1282 | 4164 | LOWER BOIS D ARC LAKE/RESERVOIR | C | 999 | RESERVOIR | 2 | RED | 0 | SURFACE WATER | 1 | NO WATER QUALITY IMPROVEMENTS |  | 5181 | 1 | Lower Bois d'Arc Creek Reservoir | 108 | NORTH TEXAS MWD | C | WWP | WWP | N/A | N/A |  | Y | 2020 | 2020 | 0 | 53250000 | 53250000 | 53250000 | 8535000 | 8535000 | 615498000 | 30 | 2264 | RICHARDSON | C | WUG | MUNICIPAL | 498 | CITY | C | 57 | DALLAS | 0 | 2038 | 2310 | 3050 | 1889 | 1825 | N
332 | LOWER BOIS D ARC CREEK RESERVOIR | Lower Bois d'Arc Creek Reservoir | C | 6 | NEW SURFACE WATER OR NEW GROUNDWATER SOURCE | 4 | NEW MAJOR RESERVOIR | 6 | OTHER INFRASTRUCTURE |  | 1282 | 4164 | LOWER BOIS D ARC LAKE/RESERVOIR | C | 999 | RESERVOIR | 2 | RED | 0 | SURFACE WATER | 1 | NO WATER QUALITY IMPROVEMENTS |  | 5181 | 1 | Lower Bois d'Arc Creek Reservoir | 108 | NORTH TEXAS MWD | C | WWP | WWP | N/A | N/A |  | Y | 2020 | 2020 | 0 | 53250000 | 53250000 | 53250000 | 8535000 | 8535000 | 615498000 | 30 | 122 | ROCKWALL | C | BOTH | MUNICIPAL | 513 | CITY | C | 199 | ROCKWALL | 0 | 1503 | 2067 | 3178 | 2022 | 1948 | N
332 | LOWER BOIS D ARC CREEK RESERVOIR | Lower Bois d'Arc Creek Reservoir | C | 6 | NEW SURFACE WATER OR NEW GROUNDWATER SOURCE | 4 | NEW MAJOR RESERVOIR | 6 | OTHER INFRASTRUCTURE |  | 1282 | 4164 | LOWER BOIS D ARC LAKE/RESERVOIR | C | 999 | RESERVOIR | 2 | RED | 0 | SURFACE WATER | 1 | NO WATER QUALITY IMPROVEMENTS |  | 5181 | 1 | Lower Bois d'Arc Creek Reservoir | 108 | NORTH TEXAS MWD | C | WWP | WWP | N/A | N/A |  | Y | 2020 | 2020 | 0 | 53250000 | 53250000 | 53250000 | 8535000 | 8535000 | 615498000 | 30 | 2302 | ROWLETT | C | WUG | MUNICIPAL | 521 | CITY | C | 57 | DALLAS | 0 | 1000 | 1287 | 1879 | 1244 | 1270 | N
332 | LOWER BOIS D ARC CREEK RESERVOIR | Lower Bois d'Arc Creek Reservoir | C | 6 | NEW SURFACE WATER OR NEW GROUNDWATER SOURCE | 4 | NEW MAJOR RESERVOIR | 6 | OTHER INFRASTRUCTURE |  | 1282 | 4164 | LOWER BOIS D ARC LAKE/RESERVOIR | C | 999 | RESERVOIR | 2 | RED | 0 | SURFACE WATER | 1 | NO WATER QUALITY IMPROVEMENTS |  | 5181 | 1 | Lower Bois d'Arc Creek Reservoir | 108 | NORTH TEXAS MWD | C | WWP | WWP | N/A | N/A |  | Y | 2020 | 2020 | 0 | 53250000 | 53250000 | 53250000 | 8535000 | 8535000 | 615498000 | 30 | 2302 | ROWLETT | C | WUG | MUNICIPAL | 521 | CITY | C | 199 | ROCKWALL | 0 | 122 | 137 | 181 | 111 | 107 | N
332 | LOWER BOIS D ARC CREEK RESERVOIR | Lower Bois d'Arc Creek Reservoir | C | 6 | NEW SURFACE WATER OR NEW GROUNDWATER SOURCE | 4 | NEW MAJOR RESERVOIR | 6 | OTHER INFRASTRUCTURE |  | 1282 | 4164 | LOWER BOIS D ARC LAKE/RESERVOIR | C | 999 | RESERVOIR | 2 | RED | 0 | SURFACE WATER | 1 | NO WATER QUALITY IMPROVEMENTS |  | 5181 | 1 | Lower Bois d'Arc Creek Reservoir | 108 | NORTH TEXAS MWD | C | WWP | WWP | N/A | N/A |  | Y | 2020 | 2020 | 0 | 53250000 | 53250000 | 53250000 | 8535000 | 8535000 | 615498000 | 30 | 2304 | ROYSE CITY | C | WUG | MUNICIPAL | 522 | CITY | C | 43 | COLLIN | 0 | 70 | 157 | 311 | 258 | 320 | N
332 | LOWER BOIS D ARC CREEK RESERVOIR | Lower Bois d'Arc Creek Reservoir | C | 6 | NEW SURFACE WATER OR NEW GROUNDWATER SOURCE | 4 | NEW MAJOR RESERVOIR | 6 | OTHER INFRASTRUCTURE |  | 1282 | 4164 | LOWER BOIS D ARC LAKE/RESERVOIR | C | 999 | RESERVOIR | 2 | RED | 0 | SURFACE WATER | 1 | NO WATER QUALITY IMPROVEMENTS |  | 5181 | 1 | Lower Bois d'Arc Creek Reservoir | 108 | NORTH TEXAS MWD | C | WWP | WWP | N/A | N/A |  | Y | 2020 | 2020 | 0 | 53250000 | 53250000 | 53250000 | 8535000 | 8535000 | 615498000 | 30 | 2304 | ROYSE CITY | C | WUG | MUNICIPAL | 522 | CITY | C | 199 | ROCKWALL | 0 | 292 | 400 | 654 | 478 | 536 | N
332 | LOWER BOIS D ARC CREEK RESERVOIR | Lower Bois d'Arc Creek Reservoir | C | 6 | NEW SURFACE WATER OR NEW GROUNDWATER SOURCE | 4 | NEW MAJOR RESERVOIR | 6 | OTHER INFRASTRUCTURE |  | 1282 | 4164 | LOWER BOIS D ARC LAKE/RESERVOIR | C | 999 | RESERVOIR | 2 | RED | 0 | SURFACE WATER | 1 | NO WATER QUALITY IMPROVEMENTS |  | 5181 | 1 | Lower Bois d'Arc Creek Reservoir | 108 | NORTH TEXAS MWD | C | WWP | WWP | N/A | N/A |  | Y | 2020 | 2020 | 0 | 53250000 | 53250000 | 53250000 | 8535000 | 8535000 | 615498000 | 30 | 2311 | SACHSE | C | WUG | MUNICIPAL | 742 | CITY | C | 43 | COLLIN | 0 | 108 | 120 | 160 | 100 | 97 | N
332 | LOWER BOIS D ARC CREEK RESERVOIR | Lower Bois d'Arc Creek Reservoir | C | 6 | NEW SURFACE WATER OR NEW GROUNDWATER SOURCE | 4 | NEW MAJOR RESERVOIR | 6 | OTHER INFRASTRUCTURE |  | 1282 | 4164 | LOWER BOIS D ARC LAKE/RESERVOIR | C | 999 | RESERVOIR | 2 | RED | 0 | SURFACE WATER | 1 | NO WATER QUALITY IMPROVEMENTS |  | 5181 | 1 | Lower Bois d'Arc Creek Reservoir | 108 | NORTH TEXAS MWD | C | WWP | WWP | N/A | N/A |  | Y | 2020 | 2020 | 0 | 53250000 | 53250000 | 53250000 | 8535000 | 8535000 | 615498000 | 30 | 2311 | SACHSE | C | WUG | MUNICIPAL | 742 | CITY | C | 57 | DALLAS | 0 | 293 | 386 | 513 | 322 | 312 | N
332 | LOWER BOIS D ARC CREEK RESERVOIR | Lower Bois d'Arc Creek Reservoir | C | 6 | NEW SURFACE WATER OR NEW GROUNDWATER SOURCE | 4 | NEW MAJOR RESERVOIR | 6 | OTHER INFRASTRUCTURE |  | 1282 | 4164 | LOWER BOIS D ARC LAKE/RESERVOIR | C | 999 | RESERVOIR | 2 | RED | 0 | SURFACE WATER | 1 | NO WATER QUALITY IMPROVEMENTS |  | 5181 | 1 | Lower Bois d'Arc Creek Reservoir | 108 | NORTH TEXAS MWD | C | WWP | WWP | N/A | N/A |  | Y | 2020 | 2020 | 0 | 53250000 | 53250000 | 53250000 | 8535000 | 8535000 | 615498000 | 30 | 2314 | SAINT PAUL | C | WUG | MUNICIPAL | 1072 | CITY | C | 43 | COLLIN | 0 | 39 | 88 | 184 | 136 | 138 | N
332 | LOWER BOIS D ARC CREEK RESERVOIR | Lower Bois d'Arc Creek Reservoir | C | 6 | NEW SURFACE WATER OR NEW GROUNDWATER SOURCE | 4 | NEW MAJOR RESERVOIR | 6 | OTHER INFRASTRUCTURE |  | 1282 | 4164 | LOWER BOIS D ARC LAKE/RESERVOIR | C | 999 | RESERVOIR | 2 | RED | 0 | SURFACE WATER | 1 | NO WATER QUALITY IMPROVEMENTS |  | 5181 | 1 | Lower Bois d'Arc Creek Reservoir | 108 | NORTH TEXAS MWD | C | WWP | WWP | N/A | N/A |  | Y | 2020 | 2020 | 0 | 53250000 | 53250000 | 53250000 | 8535000 | 8535000 | 615498000 | 30 | 2683 | SCURRY | C | WUG | MUNICIPAL | 1088 | CITY | C | 129 | KAUFMAN | 0 | 9 | 12 | 18 | 13 | 15 | N
332 | LOWER BOIS D ARC CREEK RESERVOIR | Lower Bois d'Arc Creek Reservoir | C | 6 | NEW SURFACE WATER OR NEW GROUNDWATER SOURCE | 4 | NEW MAJOR RESERVOIR | 6 | OTHER INFRASTRUCTURE |  | 1282 | 4164 | LOWER BOIS D ARC LAKE/RESERVOIR | C | 999 | RESERVOIR | 2 | RED | 0 | SURFACE WATER | 1 | NO WATER QUALITY IMPROVEMENTS |  | 5181 | 1 | Lower Bois d'Arc Creek Reservoir | 108 | NORTH TEXAS MWD | C | WWP | WWP | N/A | N/A |  | Y | 2020 | 2020 | 0 | 53250000 | 53250000 | 53250000 | 8535000 | 8535000 | 615498000 | 30 | 2376 | SOUTH GRAYSON WSC | C | WUG | MUNICIPAL | 4336 | UTILITY | C | 91 | GRAYSON | 0 | 58 | 38 | 40 | 21 | 18 | N
332 | LOWER BOIS D ARC CREEK RESERVOIR | Lower Bois d'Arc Creek Reservoir | C | 6 | NEW SURFACE WATER OR NEW GROUNDWATER SOURCE | 4 | NEW MAJOR RESERVOIR | 6 | OTHER INFRASTRUCTURE |  | 1282 | 4164 | LOWER BOIS D ARC LAKE/RESERVOIR | C | 999 | RESERVOIR | 2 | RED | 0 | SURFACE WATER | 1 | NO WATER QUALITY IMPROVEMENTS |  | 5181 | 1 | Lower Bois d'Arc Creek Reservoir | 108 | NORTH TEXAS MWD | C | WWP | WWP | N/A | N/A |  | Y | 2020 | 2020 | 0 | 53250000 | 53250000 | 53250000 | 8535000 | 8535000 | 615498000 | 30 | 2413 | STEAM ELECTRIC POWER, COLLIN | C | WUG | STEAM ELECTRIC | 1002 | N/A | C | 43 | COLLIN | 0 | 437 | 408 | 509 | 358 | 394 | N
332 | LOWER BOIS D ARC CREEK RESERVOIR | Lower Bois d'Arc Creek Reservoir | C | 6 | NEW SURFACE WATER OR NEW GROUNDWATER SOURCE | 4 | NEW MAJOR RESERVOIR | 6 | OTHER INFRASTRUCTURE |  | 1282 | 4164 | LOWER BOIS D ARC LAKE/RESERVOIR | C | 999 | RESERVOIR | 2 | RED | 0 | SURFACE WATER | 1 | NO WATER QUALITY IMPROVEMENTS |  | 5181 | 1 | Lower Bois d'Arc Creek Reservoir | 108 | NORTH TEXAS MWD | C | WWP | WWP | N/A | N/A |  | Y | 2020 | 2020 | 0 | 53250000 | 53250000 | 53250000 | 8535000 | 8535000 | 615498000 | 30 | 2415 | STEAM ELECTRIC POWER, DALLAS | C | WUG | STEAM ELECTRIC | 1002 | N/A | C | 57 | DALLAS | 0 | 10 | 29 | 38 | 23 | 23 | N
332 | LOWER BOIS D ARC CREEK RESERVOIR | Lower Bois d'Arc Creek Reservoir | C | 6 | NEW SURFACE WATER OR NEW GROUNDWATER SOURCE | 4 | NEW MAJOR RESERVOIR | 6 | OTHER INFRASTRUCTURE |  | 1282 | 4164 | LOWER BOIS D ARC LAKE/RESERVOIR | C | 999 | RESERVOIR | 2 | RED | 0 | SURFACE WATER | 1 | NO WATER QUALITY IMPROVEMENTS |  | 5181 | 1 | Lower Bois d'Arc Creek Reservoir | 108 | NORTH TEXAS MWD | C | WWP | WWP | N/A | N/A |  | Y | 2020 | 2020 | 0 | 53250000 | 53250000 | 53250000 | 8535000 | 8535000 | 615498000 | 30 | 2443 | STEAM ELECTRIC POWER, KAUFMAN | C | WUG | STEAM ELECTRIC | 1002 | N/A | C | 129 | KAUFMAN | 0 | 128 | 134 | 173 | 107 | 103 | N
332 | LOWER BOIS D ARC CREEK RESERVOIR | Lower Bois d'Arc Creek Reservoir | C | 6 | NEW SURFACE WATER OR NEW GROUNDWATER SOURCE | 4 | NEW MAJOR RESERVOIR | 6 | OTHER INFRASTRUCTURE |  | 1282 | 4164 | LOWER BOIS D ARC LAKE/RESERVOIR | C | 999 | RESERVOIR | 2 | RED | 0 | SURFACE WATER | 1 | NO WATER QUALITY IMPROVEMENTS |  | 5181 | 1 | Lower Bois d'Arc Creek Reservoir | 108 | NORTH TEXAS MWD | C | WWP | WWP | N/A | N/A |  | Y | 2020 | 2020 | 0 | 53250000 | 53250000 | 53250000 | 8535000 | 8535000 | 615498000 | 30 | 2498 | SUNNYVALE | C | WUG | MUNICIPAL | 749 | CITY | C | 57 | DALLAS | 0 | 214 | 304 | 487 | 356 | 350 | N
332 | LOWER BOIS D ARC CREEK RESERVOIR | Lower Bois d'Arc Creek Reservoir | C | 6 | NEW SURFACE WATER OR NEW GROUNDWATER SOURCE | 4 | NEW MAJOR RESERVOIR | 6 | OTHER INFRASTRUCTURE |  | 1282 | 4164 | LOWER BOIS D ARC LAKE/RESERVOIR | C | 999 | RESERVOIR | 2 | RED | 0 | SURFACE WATER | 1 | NO WATER QUALITY IMPROVEMENTS |  | 5181 | 1 | Lower Bois d'Arc Creek Reservoir | 108 | NORTH TEXAS MWD | C | WWP | WWP | N/A | N/A |  | Y | 2020 | 2020 | 0 | 53250000 | 53250000 | 53250000 | 8535000 | 8535000 | 615498000 | 30 | 2507 | TALTY | C | WUG | MUNICIPAL | 1065 | CITY | C | 129 | KAUFMAN | 0 | 156 | 233 | 395 | 312 | 383 | N
332 | LOWER BOIS D ARC CREEK RESERVOIR | Lower Bois d'Arc Creek Reservoir | C | 6 | NEW SURFACE WATER OR NEW GROUNDWATER SOURCE | 4 | NEW MAJOR RESERVOIR | 6 | OTHER INFRASTRUCTURE |  | 1282 | 4164 | LOWER BOIS D ARC LAKE/RESERVOIR | C | 999 | RESERVOIR | 2 | RED | 0 | SURFACE WATER | 1 | NO WATER QUALITY IMPROVEMENTS |  | 5181 | 1 | Lower Bois d'Arc Creek Reservoir | 108 | NORTH TEXAS MWD | C | WWP | WWP | N/A | N/A |  | Y | 2020 | 2020 | 0 | 53250000 | 53250000 | 53250000 | 8535000 | 8535000 | 615498000 | 30 | 139 | TERRELL | C | BOTH | MUNICIPAL | 599 | CITY | C | 129 | KAUFMAN | 0 | 842 | 1324 | 2285 | 1621 | 1778 | N
332 | LOWER BOIS D ARC CREEK RESERVOIR | Lower Bois d'Arc Creek Reservoir | C | 6 | NEW SURFACE WATER OR NEW GROUNDWATER SOURCE | 4 | NEW MAJOR RESERVOIR | 6 | OTHER INFRASTRUCTURE |  | 1282 | 4164 | LOWER BOIS D ARC LAKE/RESERVOIR | C | 999 | RESERVOIR | 2 | RED | 0 | SURFACE WATER | 1 | NO WATER QUALITY IMPROVEMENTS |  | 5181 | 1 | Lower Bois d'Arc Creek Reservoir | 108 | NORTH TEXAS MWD | C | WWP | WWP | N/A | N/A |  | Y | 2020 | 2020 | 0 | 53250000 | 53250000 | 53250000 | 8535000 | 8535000 | 615498000 | 30 | 2518 | THE COLONY | C | WUG | MUNICIPAL | 752 | CITY | C | 61 | DENTON | 0 | 70 | 86 | 117 | 74 | 73 | N
332 | LOWER BOIS D ARC CREEK RESERVOIR | Lower Bois d'Arc Creek Reservoir | C | 6 | NEW SURFACE WATER OR NEW GROUNDWATER SOURCE | 4 | NEW MAJOR RESERVOIR | 6 | OTHER INFRASTRUCTURE |  | 1282 | 4164 | LOWER BOIS D ARC LAKE/RESERVOIR | C | 999 | RESERVOIR | 2 | RED | 0 | SURFACE WATER | 1 | NO WATER QUALITY IMPROVEMENTS |  | 5181 | 1 | Lower Bois d'Arc Creek Reservoir | 108 | NORTH TEXAS MWD | C | WWP | WWP | N/A | N/A |  | Y | 2020 | 2020 | 0 | 53250000 | 53250000 | 53250000 | 8535000 | 8535000 | 615498000 | 30 | 2562 | VAN ALSTYNE | C | WUG | MUNICIPAL | 619 | CITY | C | 91 | GRAYSON | 0 | 60 | 174 | 310 | 214 | 216 | N
332 | LOWER BOIS D ARC CREEK RESERVOIR | Lower Bois d'Arc Creek Reservoir | C | 6 | NEW SURFACE WATER OR NEW GROUNDWATER SOURCE | 4 | NEW MAJOR RESERVOIR | 6 | OTHER INFRASTRUCTURE |  | 1282 | 4164 | LOWER BOIS D ARC LAKE/RESERVOIR | C | 999 | RESERVOIR | 2 | RED | 0 | SURFACE WATER | 1 | NO WATER QUALITY IMPROVEMENTS |  | 5181 | 1 | Lower Bois d'Arc Creek Reservoir | 108 | NORTH TEXAS MWD | C | WWP | WWP | N/A | N/A |  | Y | 2020 | 2020 | 0 | 53250000 | 53250000 | 53250000 | 8535000 | 8535000 | 615498000 | 30 | 2606 | WESTON | C | WUG | MUNICIPAL | 1069 | CITY | C | 43 | COLLIN | 0 | 255 | 494 | 1596 | 1475 | 2224 | N
332 | LOWER BOIS D ARC CREEK RESERVOIR | Lower Bois d'Arc Creek Reservoir | C | 6 | NEW SURFACE WATER OR NEW GROUNDWATER SOURCE | 4 | NEW MAJOR RESERVOIR | 6 | OTHER INFRASTRUCTURE |  | 1282 | 4164 | LOWER BOIS D ARC LAKE/RESERVOIR | C | 999 | RESERVOIR | 2 | RED | 0 | SURFACE WATER | 1 | NO WATER QUALITY IMPROVEMENTS |  | 5181 | 1 | Lower Bois d'Arc Creek Reservoir | 108 | NORTH TEXAS MWD | C | WWP | WWP | N/A | N/A |  | Y | 2020 | 2020 | 0 | 53250000 | 53250000 | 53250000 | 8535000 | 8535000 | 615498000 | 30 | 2650 | WYLIE | C | WUG | MUNICIPAL | 669 | CITY | C | 43 | COLLIN | 0 | 559 | 738 | 1233 | 791 | 775 | N
332 | LOWER BOIS D ARC CREEK RESERVOIR | Lower Bois d'Arc Creek Reservoir | C | 6 | NEW SURFACE WATER OR NEW GROUNDWATER SOURCE | 4 | NEW MAJOR RESERVOIR | 6 | OTHER INFRASTRUCTURE |  | 1282 | 4164 | LOWER BOIS D ARC LAKE/RESERVOIR | C | 999 | RESERVOIR | 2 | RED | 0 | SURFACE WATER | 1 | NO WATER QUALITY IMPROVEMENTS |  | 5181 | 1 | Lower Bois d'Arc Creek Reservoir | 108 | NORTH TEXAS MWD | C | WWP | WWP | N/A | N/A |  | Y | 2020 | 2020 | 0 | 53250000 | 53250000 | 53250000 | 8535000 | 8535000 | 615498000 | 30 | 2650 | WYLIE | C | WUG | MUNICIPAL | 669 | CITY | C | 57 | DALLAS | 0 | 10 | 13 | 21 | 14 | 13 | N
332 | LOWER BOIS D ARC CREEK RESERVOIR | Lower Bois d'Arc Creek Reservoir | C | 6 | NEW SURFACE WATER OR NEW GROUNDWATER SOURCE | 4 | NEW MAJOR RESERVOIR | 6 | OTHER INFRASTRUCTURE |  | 1282 | 4164 | LOWER BOIS D ARC LAKE/RESERVOIR | C | 999 | RESERVOIR | 2 | RED | 0 | SURFACE WATER | 1 | NO WATER QUALITY IMPROVEMENTS |  | 5181 | 1 | Lower Bois d'Arc Creek Reservoir | 108 | NORTH TEXAS MWD | C | WWP | WWP | N/A | N/A |  | Y | 2020 | 2020 | 0 | 53250000 | 53250000 | 53250000 | 8535000 | 8535000 | 615498000 | 30 | 2650 | WYLIE | C | WUG | MUNICIPAL | 669 | CITY | C | 199 | ROCKWALL | 0 | 14 | 20 | 35 | 22 | 22 | N
632 | LUBBOCK BRACKISH GROUNDWATER DESALINATION | Lubbock brackish groundwater desalination | O | 6 | NEW SURFACE WATER OR NEW GROUNDWATER SOURCE | 8 | GROUNDWATER DESALINATION | 6 | OTHER INFRASTRUCTURE |  | 1682 | 4231 | EDWARDS-TRINITY-HIGH PLAINS AQUIFER | O | 152 | LUBBOCK | 12 | BRAZOS | 1 | GROUNDWATER | 2 | GROUNDWATER DESALINATION |  | 2211 | 1 | Lubbock brackish groundwater desalination | 90 | LUBBOCK | O | BOTH | MUNICIPAL | 370 | CITY |  | N | 2020 | 2020 | 0 | 2226000 | 2226000 | 2226000 | 2226000 | 2226000 | 13167000 | 30 | 90 | LUBBOCK | O | BOTH | MUNICIPAL | 370 | CITY | O | 152 | LUBBOCK | 0 | 3360 | 3360 | 3360 | 3360 | 3360 | N
633 | LUBBOCK JIM BERTRAM LAKE 7 | Lubbock Jim Bertram Lake 7 | O | 6 | NEW SURFACE WATER OR NEW GROUNDWATER SOURCE | 4 | NEW MAJOR RESERVOIR | 6 | OTHER INFRASTRUCTURE |  | 1683 | 4232 | LAKE 7 (JIM BERTRAM LAKE/RESERVOIR SYSTEM) | O | 999 | RESERVOIR | 12 | BRAZOS | 0 | SURFACE WATER | 1 | NO WATER QUALITY IMPROVEMENTS |  | 2245 | 1 | Lubbock Jim Bertram Lake 7 | 90 | LUBBOCK | O | BOTH | MUNICIPAL | 370 | CITY |  | N | 2020 | 2020 | 0 | 7956000 | 7956000 | 7956000 | 7956000 | 6023000 | 68288400 | 40 | 90 | LUBBOCK | O | BOTH | MUNICIPAL | 370 | CITY | O | 152 | LUBBOCK | 0 | 17650 | 17650 | 17650 | 17650 | 17650 | N
634 | LUBBOCK NORTH FORK DIVERSION OPERATION (A) | Lubbock North Fork diversion operation (A) | O | 6 | NEW SURFACE WATER OR NEW GROUNDWATER SOURCE | 5 | OTHER SURFACE WATER | 2 | PIPELINE |  | 1684 | 4233 | BRAZOS RIVER RUN-OF-RIVER | O | 85 | GARZA | 12 | BRAZOS | 0 | SURFACE WATER | 1 | NO WATER QUALITY IMPROVEMENTS |  | 2034 | 1 | Lubbock North Fork diversion operation (A) | 90 | LUBBOCK | O | BOTH | MUNICIPAL | 370 | CITY |  | N | 2020 | 2020 | 0 | 23298000 | 23298000 | 23298000 | 23298000 | 23298000 | 153040000 | 30 | 90 | LUBBOCK | O | BOTH | MUNICIPAL | 370 | CITY | O | 152 | LUBBOCK | 0 | 3675 | 3675 | 3675 | 3675 | 3675 | N
709 | LUCE BAYOU TRANSFER | Luce Bayou transfer | H | 6 | NEW SURFACE WATER OR NEW GROUNDWATER SOURCE | 5 | OTHER SURFACE WATER | 6 | OTHER INFRASTRUCTURE |  | 1941 | 510 | LIVINGSTON-WALLISVILLE LAKE/RESERVOIR SYSTEM | H | 999 | RESERVOIR | 8 | TRINITY | 0 | SURFACE WATER | 1 | NO WATER QUALITY IMPROVEMENTS |  | 4309 | 1 | Luce Bayou transfer | 76 | HOUSTON | H | BOTH | MUNICIPAL | 285 | CITY |  | Y | 2020 | 2020 | 0 | 31798394 | 31798394 | 9660760 | 9660760 | 9660760 | 253916914 | 20 | 76 | HOUSTON - FUTURE CUSTOMER/SURPLUS SUPPLY | H | BOTH | MUNICIPAL | N/A | N/A | H | 101 | HARRIS | 0 | 128259 | 206276 | 207629 | 205171 | 270742 | Y
837 | MAIN STEM PS (ADDITIONAL EAST FORK) NTMWD | Main stem pump station (additional East Fork) NTMWD | C | 8 | REUSE | 7 | REUSE | 1 | NO INFRASTRUCTURE |  | 2329 | 1846 | INDIRECT REUSE | C | 57 | DALLAS | 8 | TRINITY | 2 | REUSE | 1 | NO WATER QUALITY IMPROVEMENTS |  | 4759 | 1 | Main stem pump station (additional East Fork) NTMWD | 108 | NORTH TEXAS MWD | C | WWP | WWP | N/A | N/A | All cost is under Dallas Water Utilities (City of Dallas) | N | 2020 | 2020 | 0 | 0 | 0 | 0 | 0 | 0 | 0 | 0 | 164 | ABLES SPRINGS WSC | C | WUG | MUNICIPAL | 4001 | UTILITY | C | 129 | KAUFMAN | 0 | 312 | 52 | 0 | 0 | 0 | N
837 | MAIN STEM PS (ADDITIONAL EAST FORK) NTMWD | Main stem pump station (additional East Fork) NTMWD | C | 8 | REUSE | 7 | REUSE | 1 | NO INFRASTRUCTURE |  | 2329 | 1846 | INDIRECT REUSE | C | 57 | DALLAS | 8 | TRINITY | 2 | REUSE | 1 | NO WATER QUALITY IMPROVEMENTS |  | 4759 | 1 | Main stem pump station (additional East Fork) NTMWD | 108 | NORTH TEXAS MWD | C | WWP | WWP | N/A | N/A | All cost is under Dallas Water Utilities (City of Dallas) | N | 2020 | 2020 | 0 | 0 | 0 | 0 | 0 | 0 | 0 | 0 | 173 | ALLEN | C | WUG | MUNICIPAL | 8 | CITY | C | 43 | COLLIN | 0 | 128 | 164 | 0 | 0 | 0 | N
837 | MAIN STEM PS (ADDITIONAL EAST FORK) NTMWD | Main stem pump station (additional East Fork) NTMWD | C | 8 | REUSE | 7 | REUSE | 1 | NO INFRASTRUCTURE |  | 2329 | 1846 | INDIRECT REUSE | C | 57 | DALLAS | 8 | TRINITY | 2 | REUSE | 1 | NO WATER QUALITY IMPROVEMENTS |  | 4759 | 1 | Main stem pump station (additional East Fork) NTMWD | 108 | NORTH TEXAS MWD | C | WWP | WWP | N/A | N/A | All cost is under Dallas Water Utilities (City of Dallas) | N | 2020 | 2020 | 0 | 0 | 0 | 0 | 0 | 0 | 0 | 0 | 187 | ANNA | C | WUG | MUNICIPAL | 813 | CITY | C | 43 | COLLIN | 0 | 133 | 48 | 0 | 0 | 0 | N
837 | MAIN STEM PS (ADDITIONAL EAST FORK) NTMWD | Main stem pump station (additional East Fork) NTMWD | C | 8 | REUSE | 7 | REUSE | 1 | NO INFRASTRUCTURE |  | 2329 | 1846 | INDIRECT REUSE | C | 57 | DALLAS | 8 | TRINITY | 2 | REUSE | 1 | NO WATER QUALITY IMPROVEMENTS |  | 4759 | 1 | Main stem pump station (additional East Fork) NTMWD | 108 | NORTH TEXAS MWD | C | WWP | WWP | N/A | N/A | All cost is under Dallas Water Utilities (City of Dallas) | N | 2020 | 2020 | 0 | 0 | 0 | 0 | 0 | 0 | 0 | 0 | 260 | BLACKLAND WSC | C | WUG | MUNICIPAL | 4024 | UTILITY | C | 199 | ROCKWALL | 0 | 40 | 11 | 0 | 0 | 0 | N
837 | MAIN STEM PS (ADDITIONAL EAST FORK) NTMWD | Main stem pump station (additional East Fork) NTMWD | C | 8 | REUSE | 7 | REUSE | 1 | NO INFRASTRUCTURE |  | 2329 | 1846 | INDIRECT REUSE | C | 57 | DALLAS | 8 | TRINITY | 2 | REUSE | 1 | NO WATER QUALITY IMPROVEMENTS |  | 4759 | 1 | Main stem pump station (additional East Fork) NTMWD | 108 | NORTH TEXAS MWD | C | WWP | WWP | N/A | N/A | All cost is under Dallas Water Utilities (City of Dallas) | N | 2020 | 2020 | 0 | 0 | 0 | 0 | 0 | 0 | 0 | 0 | 267 | BLUE RIDGE | C | WUG | MUNICIPAL | 829 | CITY | C | 43 | COLLIN | 0 | 135 | 44 | 0 | 0 | 0 | N
837 | MAIN STEM PS (ADDITIONAL EAST FORK) NTMWD | Main stem pump station (additional East Fork) NTMWD | C | 8 | REUSE | 7 | REUSE | 1 | NO INFRASTRUCTURE |  | 2329 | 1846 | INDIRECT REUSE | C | 57 | DALLAS | 8 | TRINITY | 2 | REUSE | 1 | NO WATER QUALITY IMPROVEMENTS |  | 4759 | 1 | Main stem pump station (additional East Fork) NTMWD | 108 | NORTH TEXAS MWD | C | WWP | WWP | N/A | N/A | All cost is under Dallas Water Utilities (City of Dallas) | N | 2020 | 2020 | 0 | 0 | 0 | 0 | 0 | 0 | 0 | 0 | 317 | CADDO BASIN SUD | D | WUG | MUNICIPAL | 4041 | UTILITY | C | 43 | COLLIN | 0 | 93 | 26 | 0 | 0 | 0 | N
837 | MAIN STEM PS (ADDITIONAL EAST FORK) NTMWD | Main stem pump station (additional East Fork) NTMWD | C | 8 | REUSE | 7 | REUSE | 1 | NO INFRASTRUCTURE |  | 2329 | 1846 | INDIRECT REUSE | C | 57 | DALLAS | 8 | TRINITY | 2 | REUSE | 1 | NO WATER QUALITY IMPROVEMENTS |  | 4759 | 1 | Main stem pump station (additional East Fork) NTMWD | 108 | NORTH TEXAS MWD | C | WWP | WWP | N/A | N/A | All cost is under Dallas Water Utilities (City of Dallas) | N | 2020 | 2020 | 0 | 0 | 0 | 0 | 0 | 0 | 0 | 0 | 23 | CASH SUD | D | BOTH | MUNICIPAL | 4045 | UTILITY | C | 199 | ROCKWALL | 0 | 56 | 15 | 0 | 0 | 0 | N
837 | MAIN STEM PS (ADDITIONAL EAST FORK) NTMWD | Main stem pump station (additional East Fork) NTMWD | C | 8 | REUSE | 7 | REUSE | 1 | NO INFRASTRUCTURE |  | 2329 | 1846 | INDIRECT REUSE | C | 57 | DALLAS | 8 | TRINITY | 2 | REUSE | 1 | NO WATER QUALITY IMPROVEMENTS |  | 4759 | 1 | Main stem pump station (additional East Fork) NTMWD | 108 | NORTH TEXAS MWD | C | WWP | WWP | N/A | N/A | All cost is under Dallas Water Utilities (City of Dallas) | N | 2020 | 2020 | 0 | 0 | 0 | 0 | 0 | 0 | 0 | 0 | 338 | CELINA | C | WUG | MUNICIPAL | 103 | CITY | C | 43 | COLLIN | 0 | 79 | 36 | 0 | 0 | 0 | N
837 | MAIN STEM PS (ADDITIONAL EAST FORK) NTMWD | Main stem pump station (additional East Fork) NTMWD | C | 8 | REUSE | 7 | REUSE | 1 | NO INFRASTRUCTURE |  | 2329 | 1846 | INDIRECT REUSE | C | 57 | DALLAS | 8 | TRINITY | 2 | REUSE | 1 | NO WATER QUALITY IMPROVEMENTS |  | 4759 | 1 | Main stem pump station (additional East Fork) NTMWD | 108 | NORTH TEXAS MWD | C | WWP | WWP | N/A | N/A | All cost is under Dallas Water Utilities (City of Dallas) | N | 2020 | 2020 | 0 | 0 | 0 | 0 | 0 | 0 | 0 | 0 | 380 | COLLEGE MOUND WSC | C | WUG | MUNICIPAL | 4065 | UTILITY | C | 129 | KAUFMAN | 0 | 62 | 20 | 0 | 0 | 0 | N
837 | MAIN STEM PS (ADDITIONAL EAST FORK) NTMWD | Main stem pump station (additional East Fork) NTMWD | C | 8 | REUSE | 7 | REUSE | 1 | NO INFRASTRUCTURE |  | 2329 | 1846 | INDIRECT REUSE | C | 57 | DALLAS | 8 | TRINITY | 2 | REUSE | 1 | NO WATER QUALITY IMPROVEMENTS |  | 4759 | 1 | Main stem pump station (additional East Fork) NTMWD | 108 | NORTH TEXAS MWD | C | WWP | WWP | N/A | N/A | All cost is under Dallas Water Utilities (City of Dallas) | N | 2020 | 2020 | 0 | 0 | 0 | 0 | 0 | 0 | 0 | 0 | 454 | COUNTY-OTHER, COLLIN | C | WUG | MUNICIPAL | 757 | COUNTY-OTHER | C | 43 | COLLIN | 0 | 40 | 8 | 0 | 0 | 0 | N
837 | MAIN STEM PS (ADDITIONAL EAST FORK) NTMWD | Main stem pump station (additional East Fork) NTMWD | C | 8 | REUSE | 7 | REUSE | 1 | NO INFRASTRUCTURE |  | 2329 | 1846 | INDIRECT REUSE | C | 57 | DALLAS | 8 | TRINITY | 2 | REUSE | 1 | NO WATER QUALITY IMPROVEMENTS |  | 4759 | 1 | Main stem pump station (additional East Fork) NTMWD | 108 | NORTH TEXAS MWD | C | WWP | WWP | N/A | N/A | All cost is under Dallas Water Utilities (City of Dallas) | N | 2020 | 2020 | 0 | 0 | 0 | 0 | 0 | 0 | 0 | 0 | 527 | COUNTY-OTHER, HUNT | D | WUG | MUNICIPAL | 757 | COUNTY-OTHER | D | 116 | HUNT | 0 | 9 | 2 | 0 | 0 | 0 | N
837 | MAIN STEM PS (ADDITIONAL EAST FORK) NTMWD | Main stem pump station (additional East Fork) NTMWD | C | 8 | REUSE | 7 | REUSE | 1 | NO INFRASTRUCTURE |  | 2329 | 1846 | INDIRECT REUSE | C | 57 | DALLAS | 8 | TRINITY | 2 | REUSE | 1 | NO WATER QUALITY IMPROVEMENTS |  | 4759 | 1 | Main stem pump station (additional East Fork) NTMWD | 108 | NORTH TEXAS MWD | C | WWP | WWP | N/A | N/A | All cost is under Dallas Water Utilities (City of Dallas) | N | 2020 | 2020 | 0 | 0 | 0 | 0 | 0 | 0 | 0 | 0 | 540 | COUNTY-OTHER, KAUFMAN | C | WUG | MUNICIPAL | 757 | COUNTY-OTHER | C | 129 | KAUFMAN | 0 | 83 | 18 | 0 | 0 | 0 | N
837 | MAIN STEM PS (ADDITIONAL EAST FORK) NTMWD | Main stem pump station (additional East Fork) NTMWD | C | 8 | REUSE | 7 | REUSE | 1 | NO INFRASTRUCTURE |  | 2329 | 1846 | INDIRECT REUSE | C | 57 | DALLAS | 8 | TRINITY | 2 | REUSE | 1 | NO WATER QUALITY IMPROVEMENTS |  | 4759 | 1 | Main stem pump station (additional East Fork) NTMWD | 108 | NORTH TEXAS MWD | C | WWP | WWP | N/A | N/A | All cost is under Dallas Water Utilities (City of Dallas) | N | 2020 | 2020 | 0 | 0 | 0 | 0 | 0 | 0 | 0 | 0 | 610 | COUNTY-OTHER, ROCKWALL | C | WUG | MUNICIPAL | 757 | COUNTY-OTHER | C | 199 | ROCKWALL | 0 | 20 | 5 | 0 | 0 | 0 | N
837 | MAIN STEM PS (ADDITIONAL EAST FORK) NTMWD | Main stem pump station (additional East Fork) NTMWD | C | 8 | REUSE | 7 | REUSE | 1 | NO INFRASTRUCTURE |  | 2329 | 1846 | INDIRECT REUSE | C | 57 | DALLAS | 8 | TRINITY | 2 | REUSE | 1 | NO WATER QUALITY IMPROVEMENTS |  | 4759 | 1 | Main stem pump station (additional East Fork) NTMWD | 108 | NORTH TEXAS MWD | C | WWP | WWP | N/A | N/A | All cost is under Dallas Water Utilities (City of Dallas) | N | 2020 | 2020 | 0 | 0 | 0 | 0 | 0 | 0 | 0 | 0 | 667 | CRANDALL | C | WUG | MUNICIPAL | 767 | CITY | C | 129 | KAUFMAN | 0 | 28 | 6 | 0 | 0 | 0 | N
837 | MAIN STEM PS (ADDITIONAL EAST FORK) NTMWD | Main stem pump station (additional East Fork) NTMWD | C | 8 | REUSE | 7 | REUSE | 1 | NO INFRASTRUCTURE |  | 2329 | 1846 | INDIRECT REUSE | C | 57 | DALLAS | 8 | TRINITY | 2 | REUSE | 1 | NO WATER QUALITY IMPROVEMENTS |  | 4759 | 1 | Main stem pump station (additional East Fork) NTMWD | 108 | NORTH TEXAS MWD | C | WWP | WWP | N/A | N/A | All cost is under Dallas Water Utilities (City of Dallas) | N | 2020 | 2020 | 0 | 0 | 0 | 0 | 0 | 0 | 0 | 0 | 685 | CULLEOKA WSC | C | WUG | MUNICIPAL | 4083 | UTILITY | C | 43 | COLLIN | 0 | 69 | 19 | 0 | 0 | 0 | N
837 | MAIN STEM PS (ADDITIONAL EAST FORK) NTMWD | Main stem pump station (additional East Fork) NTMWD | C | 8 | REUSE | 7 | REUSE | 1 | NO INFRASTRUCTURE |  | 2329 | 1846 | INDIRECT REUSE | C | 57 | DALLAS | 8 | TRINITY | 2 | REUSE | 1 | NO WATER QUALITY IMPROVEMENTS |  | 4759 | 1 | Main stem pump station (additional East Fork) NTMWD | 108 | NORTH TEXAS MWD | C | WWP | WWP | N/A | N/A | All cost is under Dallas Water Utilities (City of Dallas) | N | 2020 | 2020 | 0 | 0 | 0 | 0 | 0 | 0 | 0 | 0 | 696 | DANVILLE WSC | C | WUG | MUNICIPAL | 4086 | UTILITY | C | 43 | COLLIN | 0 | 56 | 16 | 0 | 0 | 0 | N
837 | MAIN STEM PS (ADDITIONAL EAST FORK) NTMWD | Main stem pump station (additional East Fork) NTMWD | C | 8 | REUSE | 7 | REUSE | 1 | NO INFRASTRUCTURE |  | 2329 | 1846 | INDIRECT REUSE | C | 57 | DALLAS | 8 | TRINITY | 2 | REUSE | 1 | NO WATER QUALITY IMPROVEMENTS |  | 4759 | 1 | Main stem pump station (additional East Fork) NTMWD | 108 | NORTH TEXAS MWD | C | WWP | WWP | N/A | N/A | All cost is under Dallas Water Utilities (City of Dallas) | N | 2020 | 2020 | 0 | 0 | 0 | 0 | 0 | 0 | 0 | 0 | 730 | EAST FORK SUD | C | WUG | MUNICIPAL | 4096 | UTILITY | C | 43 | COLLIN | 0 | 74 | 19 | 0 | 0 | 0 | N
837 | MAIN STEM PS (ADDITIONAL EAST FORK) NTMWD | Main stem pump station (additional East Fork) NTMWD | C | 8 | REUSE | 7 | REUSE | 1 | NO INFRASTRUCTURE |  | 2329 | 1846 | INDIRECT REUSE | C | 57 | DALLAS | 8 | TRINITY | 2 | REUSE | 1 | NO WATER QUALITY IMPROVEMENTS |  | 4759 | 1 | Main stem pump station (additional East Fork) NTMWD | 108 | NORTH TEXAS MWD | C | WWP | WWP | N/A | N/A | All cost is under Dallas Water Utilities (City of Dallas) | N | 2020 | 2020 | 0 | 0 | 0 | 0 | 0 | 0 | 0 | 0 | 769 | FAIRVIEW | C | WUG | MUNICIPAL | 772 | CITY | C | 43 | COLLIN | 0 | 190 | 55 | 0 | 0 | 0 | N
837 | MAIN STEM PS (ADDITIONAL EAST FORK) NTMWD | Main stem pump station (additional East Fork) NTMWD | C | 8 | REUSE | 7 | REUSE | 1 | NO INFRASTRUCTURE |  | 2329 | 1846 | INDIRECT REUSE | C | 57 | DALLAS | 8 | TRINITY | 2 | REUSE | 1 | NO WATER QUALITY IMPROVEMENTS |  | 4759 | 1 | Main stem pump station (additional East Fork) NTMWD | 108 | NORTH TEXAS MWD | C | WWP | WWP | N/A | N/A | All cost is under Dallas Water Utilities (City of Dallas) | N | 2020 | 2020 | 0 | 0 | 0 | 0 | 0 | 0 | 0 | 0 | 774 | FARMERSVILLE | C | WUG | MUNICIPAL | 199 | CITY | C | 43 | COLLIN | 0 | 62 | 20 | 0 | 0 | 0 | N
837 | MAIN STEM PS (ADDITIONAL EAST FORK) NTMWD | Main stem pump station (additional East Fork) NTMWD | C | 8 | REUSE | 7 | REUSE | 1 | NO INFRASTRUCTURE |  | 2329 | 1846 | INDIRECT REUSE | C | 57 | DALLAS | 8 | TRINITY | 2 | REUSE | 1 | NO WATER QUALITY IMPROVEMENTS |  | 4759 | 1 | Main stem pump station (additional East Fork) NTMWD | 108 | NORTH TEXAS MWD | C | WWP | WWP | N/A | N/A | All cost is under Dallas Water Utilities (City of Dallas) | N | 2020 | 2020 | 0 | 0 | 0 | 0 | 0 | 0 | 0 | 0 | 2679 | FATE | C | WUG | MUNICIPAL | 1084 | CITY | C | 199 | ROCKWALL | 0 | 223 | 62 | 0 | 0 | 0 | N
837 | MAIN STEM PS (ADDITIONAL EAST FORK) NTMWD | Main stem pump station (additional East Fork) NTMWD | C | 8 | REUSE | 7 | REUSE | 1 | NO INFRASTRUCTURE |  | 2329 | 1846 | INDIRECT REUSE | C | 57 | DALLAS | 8 | TRINITY | 2 | REUSE | 1 | NO WATER QUALITY IMPROVEMENTS |  | 4759 | 1 | Main stem pump station (additional East Fork) NTMWD | 108 | NORTH TEXAS MWD | C | WWP | WWP | N/A | N/A | All cost is under Dallas Water Utilities (City of Dallas) | N | 2020 | 2020 | 0 | 0 | 0 | 0 | 0 | 0 | 0 | 0 | 52 | FORNEY | C | BOTH | MUNICIPAL | 207 | CITY | C | 129 | KAUFMAN | 0 | 202 | 58 | 0 | 0 | 0 | N
837 | MAIN STEM PS (ADDITIONAL EAST FORK) NTMWD | Main stem pump station (additional East Fork) NTMWD | C | 8 | REUSE | 7 | REUSE | 1 | NO INFRASTRUCTURE |  | 2329 | 1846 | INDIRECT REUSE | C | 57 | DALLAS | 8 | TRINITY | 2 | REUSE | 1 | NO WATER QUALITY IMPROVEMENTS |  | 4759 | 1 | Main stem pump station (additional East Fork) NTMWD | 108 | NORTH TEXAS MWD | C | WWP | WWP | N/A | N/A | All cost is under Dallas Water Utilities (City of Dallas) | N | 2020 | 2020 | 0 | 0 | 0 | 0 | 0 | 0 | 0 | 0 | 788 | FORNEY LAKE WSC | C | WUG | MUNICIPAL | 4115 | UTILITY | C | 129 | KAUFMAN | 0 | 49 | 13 | 0 | 0 | 0 | N
837 | MAIN STEM PS (ADDITIONAL EAST FORK) NTMWD | Main stem pump station (additional East Fork) NTMWD | C | 8 | REUSE | 7 | REUSE | 1 | NO INFRASTRUCTURE |  | 2329 | 1846 | INDIRECT REUSE | C | 57 | DALLAS | 8 | TRINITY | 2 | REUSE | 1 | NO WATER QUALITY IMPROVEMENTS |  | 4759 | 1 | Main stem pump station (additional East Fork) NTMWD | 108 | NORTH TEXAS MWD | C | WWP | WWP | N/A | N/A | All cost is under Dallas Water Utilities (City of Dallas) | N | 2020 | 2020 | 0 | 0 | 0 | 0 | 0 | 0 | 0 | 0 | 788 | FORNEY LAKE WSC | C | WUG | MUNICIPAL | 4115 | UTILITY | C | 199 | ROCKWALL | 0 | 40 | 12 | 0 | 0 | 0 | N
837 | MAIN STEM PS (ADDITIONAL EAST FORK) NTMWD | Main stem pump station (additional East Fork) NTMWD | C | 8 | REUSE | 7 | REUSE | 1 | NO INFRASTRUCTURE |  | 2329 | 1846 | INDIRECT REUSE | C | 57 | DALLAS | 8 | TRINITY | 2 | REUSE | 1 | NO WATER QUALITY IMPROVEMENTS |  | 4759 | 1 | Main stem pump station (additional East Fork) NTMWD | 108 | NORTH TEXAS MWD | C | WWP | WWP | N/A | N/A | All cost is under Dallas Water Utilities (City of Dallas) | N | 2020 | 2020 | 0 | 0 | 0 | 0 | 0 | 0 | 0 | 0 | 819 | FRISCO | C | WUG | MUNICIPAL | 221 | CITY | C | 43 | COLLIN | 0 | 132 | 150 | 0 | 0 | 0 | N
837 | MAIN STEM PS (ADDITIONAL EAST FORK) NTMWD | Main stem pump station (additional East Fork) NTMWD | C | 8 | REUSE | 7 | REUSE | 1 | NO INFRASTRUCTURE |  | 2329 | 1846 | INDIRECT REUSE | C | 57 | DALLAS | 8 | TRINITY | 2 | REUSE | 1 | NO WATER QUALITY IMPROVEMENTS |  | 4759 | 1 | Main stem pump station (additional East Fork) NTMWD | 108 | NORTH TEXAS MWD | C | WWP | WWP | N/A | N/A | All cost is under Dallas Water Utilities (City of Dallas) | N | 2020 | 2020 | 0 | 0 | 0 | 0 | 0 | 0 | 0 | 0 | 819 | FRISCO | C | WUG | MUNICIPAL | 221 | CITY | C | 61 | DENTON | 0 | 49 | 85 | 0 | 0 | 0 | N
837 | MAIN STEM PS (ADDITIONAL EAST FORK) NTMWD | Main stem pump station (additional East Fork) NTMWD | C | 8 | REUSE | 7 | REUSE | 1 | NO INFRASTRUCTURE |  | 2329 | 1846 | INDIRECT REUSE | C | 57 | DALLAS | 8 | TRINITY | 2 | REUSE | 1 | NO WATER QUALITY IMPROVEMENTS |  | 4759 | 1 | Main stem pump station (additional East Fork) NTMWD | 108 | NORTH TEXAS MWD | C | WWP | WWP | N/A | N/A | All cost is under Dallas Water Utilities (City of Dallas) | N | 2020 | 2020 | 0 | 0 | 0 | 0 | 0 | 0 | 0 | 0 | 60 | GARLAND | C | BOTH | MUNICIPAL | 230 | CITY | C | 57 | DALLAS | 0 | 1946 | 446 | 0 | 0 | 0 | N
837 | MAIN STEM PS (ADDITIONAL EAST FORK) NTMWD | Main stem pump station (additional East Fork) NTMWD | C | 8 | REUSE | 7 | REUSE | 1 | NO INFRASTRUCTURE |  | 2329 | 1846 | INDIRECT REUSE | C | 57 | DALLAS | 8 | TRINITY | 2 | REUSE | 1 | NO WATER QUALITY IMPROVEMENTS |  | 4759 | 1 | Main stem pump station (additional East Fork) NTMWD | 108 | NORTH TEXAS MWD | C | WWP | WWP | N/A | N/A | All cost is under Dallas Water Utilities (City of Dallas) | N | 2020 | 2020 | 0 | 0 | 0 | 0 | 0 | 0 | 0 | 0 | 831 | GASTONIA-SCURRY SUD | C | WUG | MUNICIPAL | 4137 | UTILITY | C | 129 | KAUFMAN | 0 | 62 | 16 | 0 | 0 | 0 | N
837 | MAIN STEM PS (ADDITIONAL EAST FORK) NTMWD | Main stem pump station (additional East Fork) NTMWD | C | 8 | REUSE | 7 | REUSE | 1 | NO INFRASTRUCTURE |  | 2329 | 1846 | INDIRECT REUSE | C | 57 | DALLAS | 8 | TRINITY | 2 | REUSE | 1 | NO WATER QUALITY IMPROVEMENTS |  | 4759 | 1 | Main stem pump station (additional East Fork) NTMWD | 108 | NORTH TEXAS MWD | C | WWP | WWP | N/A | N/A | All cost is under Dallas Water Utilities (City of Dallas) | N | 2020 | 2020 | 0 | 0 | 0 | 0 | 0 | 0 | 0 | 0 | 873 | HACKBERRY | C | WUG | MUNICIPAL | 1023 | CITY | C | 61 | DENTON | 0 | 6 | 2 | 0 | 0 | 0 | N
837 | MAIN STEM PS (ADDITIONAL EAST FORK) NTMWD | Main stem pump station (additional East Fork) NTMWD | C | 8 | REUSE | 7 | REUSE | 1 | NO INFRASTRUCTURE |  | 2329 | 1846 | INDIRECT REUSE | C | 57 | DALLAS | 8 | TRINITY | 2 | REUSE | 1 | NO WATER QUALITY IMPROVEMENTS |  | 4759 | 1 | Main stem pump station (additional East Fork) NTMWD | 108 | NORTH TEXAS MWD | C | WWP | WWP | N/A | N/A | All cost is under Dallas Water Utilities (City of Dallas) | N | 2020 | 2020 | 0 | 0 | 0 | 0 | 0 | 0 | 0 | 0 | 925 | HEATH | C | WUG | MUNICIPAL | 702 | CITY | C | 199 | ROCKWALL | 0 | 153 | 42 | 0 | 0 | 0 | N
837 | MAIN STEM PS (ADDITIONAL EAST FORK) NTMWD | Main stem pump station (additional East Fork) NTMWD | C | 8 | REUSE | 7 | REUSE | 1 | NO INFRASTRUCTURE |  | 2329 | 1846 | INDIRECT REUSE | C | 57 | DALLAS | 8 | TRINITY | 2 | REUSE | 1 | NO WATER QUALITY IMPROVEMENTS |  | 4759 | 1 | Main stem pump station (additional East Fork) NTMWD | 108 | NORTH TEXAS MWD | C | WWP | WWP | N/A | N/A | All cost is under Dallas Water Utilities (City of Dallas) | N | 2020 | 2020 | 0 | 0 | 0 | 0 | 0 | 0 | 0 | 0 | 942 | HIGH POINT WSC | C | WUG | MUNICIPAL | 4205 | UTILITY | C | 129 | KAUFMAN | 0 | 25 | 7 | 0 | 0 | 0 | N
837 | MAIN STEM PS (ADDITIONAL EAST FORK) NTMWD | Main stem pump station (additional East Fork) NTMWD | C | 8 | REUSE | 7 | REUSE | 1 | NO INFRASTRUCTURE |  | 2329 | 1846 | INDIRECT REUSE | C | 57 | DALLAS | 8 | TRINITY | 2 | REUSE | 1 | NO WATER QUALITY IMPROVEMENTS |  | 4759 | 1 | Main stem pump station (additional East Fork) NTMWD | 108 | NORTH TEXAS MWD | C | WWP | WWP | N/A | N/A | All cost is under Dallas Water Utilities (City of Dallas) | N | 2020 | 2020 | 0 | 0 | 0 | 0 | 0 | 0 | 0 | 0 | 942 | HIGH POINT WSC | C | WUG | MUNICIPAL | 4205 | UTILITY | C | 199 | ROCKWALL | 0 | 5 | 1 | 0 | 0 | 0 | N
837 | MAIN STEM PS (ADDITIONAL EAST FORK) NTMWD | Main stem pump station (additional East Fork) NTMWD | C | 8 | REUSE | 7 | REUSE | 1 | NO INFRASTRUCTURE |  | 2329 | 1846 | INDIRECT REUSE | C | 57 | DALLAS | 8 | TRINITY | 2 | REUSE | 1 | NO WATER QUALITY IMPROVEMENTS |  | 4759 | 1 | Main stem pump station (additional East Fork) NTMWD | 108 | NORTH TEXAS MWD | C | WWP | WWP | N/A | N/A | All cost is under Dallas Water Utilities (City of Dallas) | N | 2020 | 2020 | 0 | 0 | 0 | 0 | 0 | 0 | 0 | 0 | 960 | HOWE | C | WUG | MUNICIPAL | 286 | CITY | C | 91 | GRAYSON | 0 | 24 | 9 | 0 | 0 | 0 | N
837 | MAIN STEM PS (ADDITIONAL EAST FORK) NTMWD | Main stem pump station (additional East Fork) NTMWD | C | 8 | REUSE | 7 | REUSE | 1 | NO INFRASTRUCTURE |  | 2329 | 1846 | INDIRECT REUSE | C | 57 | DALLAS | 8 | TRINITY | 2 | REUSE | 1 | NO WATER QUALITY IMPROVEMENTS |  | 4759 | 1 | Main stem pump station (additional East Fork) NTMWD | 108 | NORTH TEXAS MWD | C | WWP | WWP | N/A | N/A | All cost is under Dallas Water Utilities (City of Dallas) | N | 2020 | 2020 | 0 | 0 | 0 | 0 | 0 | 0 | 0 | 0 | 1101 | IRRIGATION, KAUFMAN | C | WUG | IRRIGATION | 1004 | N/A | C | 129 | KAUFMAN | 0 | 113 | 23 | 0 | 0 | 0 | N
837 | MAIN STEM PS (ADDITIONAL EAST FORK) NTMWD | Main stem pump station (additional East Fork) NTMWD | C | 8 | REUSE | 7 | REUSE | 1 | NO INFRASTRUCTURE |  | 2329 | 1846 | INDIRECT REUSE | C | 57 | DALLAS | 8 | TRINITY | 2 | REUSE | 1 | NO WATER QUALITY IMPROVEMENTS |  | 4759 | 1 | Main stem pump station (additional East Fork) NTMWD | 108 | NORTH TEXAS MWD | C | WWP | WWP | N/A | N/A | All cost is under Dallas Water Utilities (City of Dallas) | N | 2020 | 2020 | 0 | 0 | 0 | 0 | 0 | 0 | 0 | 0 | 1242 | JOSEPHINE | C | WUG | MUNICIPAL | 1031 | CITY | C | 43 | COLLIN | 0 | 19 | 5 | 0 | 0 | 0 | N
837 | MAIN STEM PS (ADDITIONAL EAST FORK) NTMWD | Main stem pump station (additional East Fork) NTMWD | C | 8 | REUSE | 7 | REUSE | 1 | NO INFRASTRUCTURE |  | 2329 | 1846 | INDIRECT REUSE | C | 57 | DALLAS | 8 | TRINITY | 2 | REUSE | 1 | NO WATER QUALITY IMPROVEMENTS |  | 4759 | 1 | Main stem pump station (additional East Fork) NTMWD | 108 | NORTH TEXAS MWD | C | WWP | WWP | N/A | N/A | All cost is under Dallas Water Utilities (City of Dallas) | N | 2020 | 2020 | 0 | 0 | 0 | 0 | 0 | 0 | 0 | 0 | 1249 | KAUFMAN | C | WUG | MUNICIPAL | 313 | CITY | C | 129 | KAUFMAN | 0 | 78 | 26 | 0 | 0 | 0 | N
837 | MAIN STEM PS (ADDITIONAL EAST FORK) NTMWD | Main stem pump station (additional East Fork) NTMWD | C | 8 | REUSE | 7 | REUSE | 1 | NO INFRASTRUCTURE |  | 2329 | 1846 | INDIRECT REUSE | C | 57 | DALLAS | 8 | TRINITY | 2 | REUSE | 1 | NO WATER QUALITY IMPROVEMENTS |  | 4759 | 1 | Main stem pump station (additional East Fork) NTMWD | 108 | NORTH TEXAS MWD | C | WWP | WWP | N/A | N/A | All cost is under Dallas Water Utilities (City of Dallas) | N | 2020 | 2020 | 0 | 0 | 0 | 0 | 0 | 0 | 0 | 0 | 1308 | LAVON WSC | C | WUG | MUNICIPAL | 4230 | UTILITY | C | 43 | COLLIN | 0 | 45 | 15 | 0 | 0 | 0 | N
837 | MAIN STEM PS (ADDITIONAL EAST FORK) NTMWD | Main stem pump station (additional East Fork) NTMWD | C | 8 | REUSE | 7 | REUSE | 1 | NO INFRASTRUCTURE |  | 2329 | 1846 | INDIRECT REUSE | C | 57 | DALLAS | 8 | TRINITY | 2 | REUSE | 1 | NO WATER QUALITY IMPROVEMENTS |  | 4759 | 1 | Main stem pump station (additional East Fork) NTMWD | 108 | NORTH TEXAS MWD | C | WWP | WWP | N/A | N/A | All cost is under Dallas Water Utilities (City of Dallas) | N | 2020 | 2020 | 0 | 0 | 0 | 0 | 0 | 0 | 0 | 0 | 1308 | LAVON WSC | C | WUG | MUNICIPAL | 4230 | UTILITY | C | 199 | ROCKWALL | 0 | 44 | 14 | 0 | 0 | 0 | N
837 | MAIN STEM PS (ADDITIONAL EAST FORK) NTMWD | Main stem pump station (additional East Fork) NTMWD | C | 8 | REUSE | 7 | REUSE | 1 | NO INFRASTRUCTURE |  | 2329 | 1846 | INDIRECT REUSE | C | 57 | DALLAS | 8 | TRINITY | 2 | REUSE | 1 | NO WATER QUALITY IMPROVEMENTS |  | 4759 | 1 | Main stem pump station (additional East Fork) NTMWD | 108 | NORTH TEXAS MWD | C | WWP | WWP | N/A | N/A | All cost is under Dallas Water Utilities (City of Dallas) | N | 2020 | 2020 | 0 | 0 | 0 | 0 | 0 | 0 | 0 | 0 | 1328 | LITTLE ELM | C | WUG | MUNICIPAL | 790 | CITY | C | 61 | DENTON | 0 | 214 | 69 | 0 | 0 | 0 | N
837 | MAIN STEM PS (ADDITIONAL EAST FORK) NTMWD | Main stem pump station (additional East Fork) NTMWD | C | 8 | REUSE | 7 | REUSE | 1 | NO INFRASTRUCTURE |  | 2329 | 1846 | INDIRECT REUSE | C | 57 | DALLAS | 8 | TRINITY | 2 | REUSE | 1 | NO WATER QUALITY IMPROVEMENTS |  | 4759 | 1 | Main stem pump station (additional East Fork) NTMWD | 108 | NORTH TEXAS MWD | C | WWP | WWP | N/A | N/A | All cost is under Dallas Water Utilities (City of Dallas) | N | 2020 | 2020 | 0 | 0 | 0 | 0 | 0 | 0 | 0 | 0 | 1604 | LOWRY CROSSING | C | WUG | MUNICIPAL | 1041 | CITY | C | 43 | COLLIN | 0 | 24 | 7 | 0 | 0 | 0 | N
837 | MAIN STEM PS (ADDITIONAL EAST FORK) NTMWD | Main stem pump station (additional East Fork) NTMWD | C | 8 | REUSE | 7 | REUSE | 1 | NO INFRASTRUCTURE |  | 2329 | 1846 | INDIRECT REUSE | C | 57 | DALLAS | 8 | TRINITY | 2 | REUSE | 1 | NO WATER QUALITY IMPROVEMENTS |  | 4759 | 1 | Main stem pump station (additional East Fork) NTMWD | 108 | NORTH TEXAS MWD | C | WWP | WWP | N/A | N/A | All cost is under Dallas Water Utilities (City of Dallas) | N | 2020 | 2020 | 0 | 0 | 0 | 0 | 0 | 0 | 0 | 0 | 1605 | LUCAS | C | WUG | MUNICIPAL | 718 | CITY | C | 43 | COLLIN | 0 | 89 | 24 | 0 | 0 | 0 | N
837 | MAIN STEM PS (ADDITIONAL EAST FORK) NTMWD | Main stem pump station (additional East Fork) NTMWD | C | 8 | REUSE | 7 | REUSE | 1 | NO INFRASTRUCTURE |  | 2329 | 1846 | INDIRECT REUSE | C | 57 | DALLAS | 8 | TRINITY | 2 | REUSE | 1 | NO WATER QUALITY IMPROVEMENTS |  | 4759 | 1 | Main stem pump station (additional East Fork) NTMWD | 108 | NORTH TEXAS MWD | C | WWP | WWP | N/A | N/A | All cost is under Dallas Water Utilities (City of Dallas) | N | 2020 | 2020 | 0 | 0 | 0 | 0 | 0 | 0 | 0 | 0 | 1650 | MANUFACTURING, COLLIN | C | WUG | MANUFACTURING | 1001 | N/A | C | 43 | COLLIN | 0 | 273 | 62 | 0 | 0 | 0 | N
837 | MAIN STEM PS (ADDITIONAL EAST FORK) NTMWD | Main stem pump station (additional East Fork) NTMWD | C | 8 | REUSE | 7 | REUSE | 1 | NO INFRASTRUCTURE |  | 2329 | 1846 | INDIRECT REUSE | C | 57 | DALLAS | 8 | TRINITY | 2 | REUSE | 1 | NO WATER QUALITY IMPROVEMENTS |  | 4759 | 1 | Main stem pump station (additional East Fork) NTMWD | 108 | NORTH TEXAS MWD | C | WWP | WWP | N/A | N/A | All cost is under Dallas Water Utilities (City of Dallas) | N | 2020 | 2020 | 0 | 0 | 0 | 0 | 0 | 0 | 0 | 0 | 1657 | MANUFACTURING, DALLAS | C | WUG | MANUFACTURING | 1001 | N/A | C | 57 | DALLAS | 0 | 514 | 112 | 0 | 0 | 0 | N
837 | MAIN STEM PS (ADDITIONAL EAST FORK) NTMWD | Main stem pump station (additional East Fork) NTMWD | C | 8 | REUSE | 7 | REUSE | 1 | NO INFRASTRUCTURE |  | 2329 | 1846 | INDIRECT REUSE | C | 57 | DALLAS | 8 | TRINITY | 2 | REUSE | 1 | NO WATER QUALITY IMPROVEMENTS |  | 4759 | 1 | Main stem pump station (additional East Fork) NTMWD | 108 | NORTH TEXAS MWD | C | WWP | WWP | N/A | N/A | All cost is under Dallas Water Utilities (City of Dallas) | N | 2020 | 2020 | 0 | 0 | 0 | 0 | 0 | 0 | 0 | 0 | 1660 | MANUFACTURING, DENTON | C | WUG | MANUFACTURING | 1001 | N/A | C | 61 | DENTON | 0 | 5 | 1 | 0 | 0 | 0 | N
837 | MAIN STEM PS (ADDITIONAL EAST FORK) NTMWD | Main stem pump station (additional East Fork) NTMWD | C | 8 | REUSE | 7 | REUSE | 1 | NO INFRASTRUCTURE |  | 2329 | 1846 | INDIRECT REUSE | C | 57 | DALLAS | 8 | TRINITY | 2 | REUSE | 1 | NO WATER QUALITY IMPROVEMENTS |  | 4759 | 1 | Main stem pump station (additional East Fork) NTMWD | 108 | NORTH TEXAS MWD | C | WWP | WWP | N/A | N/A | All cost is under Dallas Water Utilities (City of Dallas) | N | 2020 | 2020 | 0 | 0 | 0 | 0 | 0 | 0 | 0 | 0 | 1678 | MANUFACTURING, GRAYSON | C | WUG | MANUFACTURING | 1001 | N/A | C | 91 | GRAYSON | 0 | 6 | 1 | 0 | 0 | 0 | N
837 | MAIN STEM PS (ADDITIONAL EAST FORK) NTMWD | Main stem pump station (additional East Fork) NTMWD | C | 8 | REUSE | 7 | REUSE | 1 | NO INFRASTRUCTURE |  | 2329 | 1846 | INDIRECT REUSE | C | 57 | DALLAS | 8 | TRINITY | 2 | REUSE | 1 | NO WATER QUALITY IMPROVEMENTS |  | 4759 | 1 | Main stem pump station (additional East Fork) NTMWD | 108 | NORTH TEXAS MWD | C | WWP | WWP | N/A | N/A | All cost is under Dallas Water Utilities (City of Dallas) | N | 2020 | 2020 | 0 | 0 | 0 | 0 | 0 | 0 | 0 | 0 | 1709 | MANUFACTURING, KAUFMAN | C | WUG | MANUFACTURING | 1001 | N/A | C | 129 | KAUFMAN | 0 | 58 | 12 | 0 | 0 | 0 | N
837 | MAIN STEM PS (ADDITIONAL EAST FORK) NTMWD | Main stem pump station (additional East Fork) NTMWD | C | 8 | REUSE | 7 | REUSE | 1 | NO INFRASTRUCTURE |  | 2329 | 1846 | INDIRECT REUSE | C | 57 | DALLAS | 8 | TRINITY | 2 | REUSE | 1 | NO WATER QUALITY IMPROVEMENTS |  | 4759 | 1 | Main stem pump station (additional East Fork) NTMWD | 108 | NORTH TEXAS MWD | C | WWP | WWP | N/A | N/A | All cost is under Dallas Water Utilities (City of Dallas) | N | 2020 | 2020 | 0 | 0 | 0 | 0 | 0 | 0 | 0 | 0 | 1758 | MANUFACTURING, ROCKWALL | C | WUG | MANUFACTURING | 1001 | N/A | C | 199 | ROCKWALL | 0 | 2 | 0 | 0 | 0 | 0 | N
837 | MAIN STEM PS (ADDITIONAL EAST FORK) NTMWD | Main stem pump station (additional East Fork) NTMWD | C | 8 | REUSE | 7 | REUSE | 1 | NO INFRASTRUCTURE |  | 2329 | 1846 | INDIRECT REUSE | C | 57 | DALLAS | 8 | TRINITY | 2 | REUSE | 1 | NO WATER QUALITY IMPROVEMENTS |  | 4759 | 1 | Main stem pump station (additional East Fork) NTMWD | 108 | NORTH TEXAS MWD | C | WWP | WWP | N/A | N/A | All cost is under Dallas Water Utilities (City of Dallas) | N | 2020 | 2020 | 0 | 0 | 0 | 0 | 0 | 0 | 0 | 0 | 1817 | MCKINNEY | C | WUG | MUNICIPAL | 379 | CITY | C | 43 | COLLIN | 0 | 240 | 352 | 0 | 0 | 0 | N
837 | MAIN STEM PS (ADDITIONAL EAST FORK) NTMWD | Main stem pump station (additional East Fork) NTMWD | C | 8 | REUSE | 7 | REUSE | 1 | NO INFRASTRUCTURE |  | 2329 | 1846 | INDIRECT REUSE | C | 57 | DALLAS | 8 | TRINITY | 2 | REUSE | 1 | NO WATER QUALITY IMPROVEMENTS |  | 4759 | 1 | Main stem pump station (additional East Fork) NTMWD | 108 | NORTH TEXAS MWD | C | WWP | WWP | N/A | N/A | All cost is under Dallas Water Utilities (City of Dallas) | N | 2020 | 2020 | 0 | 0 | 0 | 0 | 0 | 0 | 0 | 0 | 1819 | MCLENDON-CHISHOLM | C | WUG | MUNICIPAL | 1042 | CITY | C | 199 | ROCKWALL | 0 | 17 | 4 | 0 | 0 | 0 | N
837 | MAIN STEM PS (ADDITIONAL EAST FORK) NTMWD | Main stem pump station (additional East Fork) NTMWD | C | 8 | REUSE | 7 | REUSE | 1 | NO INFRASTRUCTURE |  | 2329 | 1846 | INDIRECT REUSE | C | 57 | DALLAS | 8 | TRINITY | 2 | REUSE | 1 | NO WATER QUALITY IMPROVEMENTS |  | 4759 | 1 | Main stem pump station (additional East Fork) NTMWD | 108 | NORTH TEXAS MWD | C | WWP | WWP | N/A | N/A | All cost is under Dallas Water Utilities (City of Dallas) | N | 2020 | 2020 | 0 | 0 | 0 | 0 | 0 | 0 | 0 | 0 | 1824 | MELISSA | C | WUG | MUNICIPAL | 914 | CITY | C | 43 | COLLIN | 0 | 295 | 100 | 0 | 0 | 0 | N
837 | MAIN STEM PS (ADDITIONAL EAST FORK) NTMWD | Main stem pump station (additional East Fork) NTMWD | C | 8 | REUSE | 7 | REUSE | 1 | NO INFRASTRUCTURE |  | 2329 | 1846 | INDIRECT REUSE | C | 57 | DALLAS | 8 | TRINITY | 2 | REUSE | 1 | NO WATER QUALITY IMPROVEMENTS |  | 4759 | 1 | Main stem pump station (additional East Fork) NTMWD | 108 | NORTH TEXAS MWD | C | WWP | WWP | N/A | N/A | All cost is under Dallas Water Utilities (City of Dallas) | N | 2020 | 2020 | 0 | 0 | 0 | 0 | 0 | 0 | 0 | 0 | 1832 | MESQUITE | C | WUG | MUNICIPAL | 401 | CITY | C | 57 | DALLAS | 0 | 1536 | 379 | 0 | 0 | 0 | N
837 | MAIN STEM PS (ADDITIONAL EAST FORK) NTMWD | Main stem pump station (additional East Fork) NTMWD | C | 8 | REUSE | 7 | REUSE | 1 | NO INFRASTRUCTURE |  | 2329 | 1846 | INDIRECT REUSE | C | 57 | DALLAS | 8 | TRINITY | 2 | REUSE | 1 | NO WATER QUALITY IMPROVEMENTS |  | 4759 | 1 | Main stem pump station (additional East Fork) NTMWD | 108 | NORTH TEXAS MWD | C | WWP | WWP | N/A | N/A | All cost is under Dallas Water Utilities (City of Dallas) | N | 2020 | 2020 | 0 | 0 | 0 | 0 | 0 | 0 | 0 | 0 | 1841 | MILLIGAN WSC | C | WUG | MUNICIPAL | 4257 | UTILITY | C | 43 | COLLIN | 0 | 10 | 2 | 0 | 0 | 0 | N
837 | MAIN STEM PS (ADDITIONAL EAST FORK) NTMWD | Main stem pump station (additional East Fork) NTMWD | C | 8 | REUSE | 7 | REUSE | 1 | NO INFRASTRUCTURE |  | 2329 | 1846 | INDIRECT REUSE | C | 57 | DALLAS | 8 | TRINITY | 2 | REUSE | 1 | NO WATER QUALITY IMPROVEMENTS |  | 4759 | 1 | Main stem pump station (additional East Fork) NTMWD | 108 | NORTH TEXAS MWD | C | WWP | WWP | N/A | N/A | All cost is under Dallas Water Utilities (City of Dallas) | N | 2020 | 2020 | 0 | 0 | 0 | 0 | 0 | 0 | 0 | 0 | 1882 | MINING, COLLIN | C | WUG | MINING | 1003 | N/A | C | 43 | COLLIN | 0 | 11 | 2 | 0 | 0 | 0 | N
837 | MAIN STEM PS (ADDITIONAL EAST FORK) NTMWD | Main stem pump station (additional East Fork) NTMWD | C | 8 | REUSE | 7 | REUSE | 1 | NO INFRASTRUCTURE |  | 2329 | 1846 | INDIRECT REUSE | C | 57 | DALLAS | 8 | TRINITY | 2 | REUSE | 1 | NO WATER QUALITY IMPROVEMENTS |  | 4759 | 1 | Main stem pump station (additional East Fork) NTMWD | 108 | NORTH TEXAS MWD | C | WWP | WWP | N/A | N/A | All cost is under Dallas Water Utilities (City of Dallas) | N | 2020 | 2020 | 0 | 0 | 0 | 0 | 0 | 0 | 0 | 0 | 2091 | MT ZION WSC | C | WUG | MUNICIPAL | 4270 | UTILITY | C | 199 | ROCKWALL | 0 | 23 | 5 | 0 | 0 | 0 | N
837 | MAIN STEM PS (ADDITIONAL EAST FORK) NTMWD | Main stem pump station (additional East Fork) NTMWD | C | 8 | REUSE | 7 | REUSE | 1 | NO INFRASTRUCTURE |  | 2329 | 1846 | INDIRECT REUSE | C | 57 | DALLAS | 8 | TRINITY | 2 | REUSE | 1 | NO WATER QUALITY IMPROVEMENTS |  | 4759 | 1 | Main stem pump station (additional East Fork) NTMWD | 108 | NORTH TEXAS MWD | C | WWP | WWP | N/A | N/A | All cost is under Dallas Water Utilities (City of Dallas) | N | 2020 | 2020 | 0 | 0 | 0 | 0 | 0 | 0 | 0 | 0 | 2096 | MURPHY | C | WUG | MUNICIPAL | 724 | CITY | C | 43 | COLLIN | 0 | 459 | 104 | 0 | 0 | 0 | N
837 | MAIN STEM PS (ADDITIONAL EAST FORK) NTMWD | Main stem pump station (additional East Fork) NTMWD | C | 8 | REUSE | 7 | REUSE | 1 | NO INFRASTRUCTURE |  | 2329 | 1846 | INDIRECT REUSE | C | 57 | DALLAS | 8 | TRINITY | 2 | REUSE | 1 | NO WATER QUALITY IMPROVEMENTS |  | 4759 | 1 | Main stem pump station (additional East Fork) NTMWD | 108 | NORTH TEXAS MWD | C | WWP | WWP | N/A | N/A | All cost is under Dallas Water Utilities (City of Dallas) | N | 2020 | 2020 | 0 | 0 | 0 | 0 | 0 | 0 | 0 | 0 | 2107 | NEVADA | C | WUG | MUNICIPAL | 1045 | CITY | C | 43 | COLLIN | 0 | 30 | 8 | 0 | 0 | 0 | N
837 | MAIN STEM PS (ADDITIONAL EAST FORK) NTMWD | Main stem pump station (additional East Fork) NTMWD | C | 8 | REUSE | 7 | REUSE | 1 | NO INFRASTRUCTURE |  | 2329 | 1846 | INDIRECT REUSE | C | 57 | DALLAS | 8 | TRINITY | 2 | REUSE | 1 | NO WATER QUALITY IMPROVEMENTS |  | 4759 | 1 | Main stem pump station (additional East Fork) NTMWD | 108 | NORTH TEXAS MWD | C | WWP | WWP | N/A | N/A | All cost is under Dallas Water Utilities (City of Dallas) | N | 2020 | 2020 | 0 | 0 | 0 | 0 | 0 | 0 | 0 | 0 | 2114 | NEW HOPE | C | WUG | MUNICIPAL | 923 | CITY | C | 43 | COLLIN | 0 | 21 | 8 | 0 | 0 | 0 | N
837 | MAIN STEM PS (ADDITIONAL EAST FORK) NTMWD | Main stem pump station (additional East Fork) NTMWD | C | 8 | REUSE | 7 | REUSE | 1 | NO INFRASTRUCTURE |  | 2329 | 1846 | INDIRECT REUSE | C | 57 | DALLAS | 8 | TRINITY | 2 | REUSE | 1 | NO WATER QUALITY IMPROVEMENTS |  | 4759 | 1 | Main stem pump station (additional East Fork) NTMWD | 108 | NORTH TEXAS MWD | C | WWP | WWP | N/A | N/A | All cost is under Dallas Water Utilities (City of Dallas) | N | 2020 | 2020 | 0 | 0 | 0 | 0 | 0 | 0 | 0 | 0 | 2133 | NORTH COLLIN WSC | C | WUG | MUNICIPAL | 4278 | UTILITY | C | 43 | COLLIN | 0 | 53 | 15 | 0 | 0 | 0 | N
837 | MAIN STEM PS (ADDITIONAL EAST FORK) NTMWD | Main stem pump station (additional East Fork) NTMWD | C | 8 | REUSE | 7 | REUSE | 1 | NO INFRASTRUCTURE |  | 2329 | 1846 | INDIRECT REUSE | C | 57 | DALLAS | 8 | TRINITY | 2 | REUSE | 1 | NO WATER QUALITY IMPROVEMENTS |  | 4759 | 1 | Main stem pump station (additional East Fork) NTMWD | 108 | NORTH TEXAS MWD | C | WWP | WWP | N/A | N/A | All cost is under Dallas Water Utilities (City of Dallas) | N | 2020 | 2020 | 0 | 0 | 0 | 0 | 0 | 0 | 0 | 0 | 108 | NORTH TEXAS MWD - FUTURE CUSTOMER/SURPLUS SUPPLY | C | WWP | MUNICIPAL | N/A | N/A | C | 43 | COLLIN | 0 | 19311 | 10039 | 0 | 0 | 0 | N
837 | MAIN STEM PS (ADDITIONAL EAST FORK) NTMWD | Main stem pump station (additional East Fork) NTMWD | C | 8 | REUSE | 7 | REUSE | 1 | NO INFRASTRUCTURE |  | 2329 | 1846 | INDIRECT REUSE | C | 57 | DALLAS | 8 | TRINITY | 2 | REUSE | 1 | NO WATER QUALITY IMPROVEMENTS |  | 4759 | 1 | Main stem pump station (additional East Fork) NTMWD | 108 | NORTH TEXAS MWD | C | WWP | WWP | N/A | N/A | All cost is under Dallas Water Utilities (City of Dallas) | N | 2020 | 2020 | 0 | 0 | 0 | 0 | 0 | 0 | 0 | 0 | 2145 | OAK GROVE | C | WUG | MUNICIPAL | 928 | CITY | C | 129 | KAUFMAN | 0 | 8 | 2 | 0 | 0 | 0 | N
837 | MAIN STEM PS (ADDITIONAL EAST FORK) NTMWD | Main stem pump station (additional East Fork) NTMWD | C | 8 | REUSE | 7 | REUSE | 1 | NO INFRASTRUCTURE |  | 2329 | 1846 | INDIRECT REUSE | C | 57 | DALLAS | 8 | TRINITY | 2 | REUSE | 1 | NO WATER QUALITY IMPROVEMENTS |  | 4759 | 1 | Main stem pump station (additional East Fork) NTMWD | 108 | NORTH TEXAS MWD | C | WWP | WWP | N/A | N/A | All cost is under Dallas Water Utilities (City of Dallas) | N | 2020 | 2020 | 0 | 0 | 0 | 0 | 0 | 0 | 0 | 0 | 2179 | PARKER | C | WUG | MUNICIPAL | 733 | CITY | C | 43 | COLLIN | 0 | 223 | 74 | 0 | 0 | 0 | N
837 | MAIN STEM PS (ADDITIONAL EAST FORK) NTMWD | Main stem pump station (additional East Fork) NTMWD | C | 8 | REUSE | 7 | REUSE | 1 | NO INFRASTRUCTURE |  | 2329 | 1846 | INDIRECT REUSE | C | 57 | DALLAS | 8 | TRINITY | 2 | REUSE | 1 | NO WATER QUALITY IMPROVEMENTS |  | 4759 | 1 | Main stem pump station (additional East Fork) NTMWD | 108 | NORTH TEXAS MWD | C | WWP | WWP | N/A | N/A | All cost is under Dallas Water Utilities (City of Dallas) | N | 2020 | 2020 | 0 | 0 | 0 | 0 | 0 | 0 | 0 | 0 | 2208 | PLANO | C | WUG | MUNICIPAL | 472 | CITY | C | 43 | COLLIN | 0 | 447 | 498 | 0 | 0 | 0 | N
837 | MAIN STEM PS (ADDITIONAL EAST FORK) NTMWD | Main stem pump station (additional East Fork) NTMWD | C | 8 | REUSE | 7 | REUSE | 1 | NO INFRASTRUCTURE |  | 2329 | 1846 | INDIRECT REUSE | C | 57 | DALLAS | 8 | TRINITY | 2 | REUSE | 1 | NO WATER QUALITY IMPROVEMENTS |  | 4759 | 1 | Main stem pump station (additional East Fork) NTMWD | 108 | NORTH TEXAS MWD | C | WWP | WWP | N/A | N/A | All cost is under Dallas Water Utilities (City of Dallas) | N | 2020 | 2020 | 0 | 0 | 0 | 0 | 0 | 0 | 0 | 0 | 2681 | POST OAK BEND CITY | C | WUG | MUNICIPAL | 1086 | CITY | C | 129 | KAUFMAN | 0 | 7 | 3 | 0 | 0 | 0 | N
837 | MAIN STEM PS (ADDITIONAL EAST FORK) NTMWD | Main stem pump station (additional East Fork) NTMWD | C | 8 | REUSE | 7 | REUSE | 1 | NO INFRASTRUCTURE |  | 2329 | 1846 | INDIRECT REUSE | C | 57 | DALLAS | 8 | TRINITY | 2 | REUSE | 1 | NO WATER QUALITY IMPROVEMENTS |  | 4759 | 1 | Main stem pump station (additional East Fork) NTMWD | 108 | NORTH TEXAS MWD | C | WWP | WWP | N/A | N/A | All cost is under Dallas Water Utilities (City of Dallas) | N | 2020 | 2020 | 0 | 0 | 0 | 0 | 0 | 0 | 0 | 0 | 2236 | PRINCETON | C | BOTH | MUNICIPAL | 487 | CITY | C | 43 | COLLIN | 0 | 145 | 48 | 0 | 0 | 0 | N
837 | MAIN STEM PS (ADDITIONAL EAST FORK) NTMWD | Main stem pump station (additional East Fork) NTMWD | C | 8 | REUSE | 7 | REUSE | 1 | NO INFRASTRUCTURE |  | 2329 | 1846 | INDIRECT REUSE | C | 57 | DALLAS | 8 | TRINITY | 2 | REUSE | 1 | NO WATER QUALITY IMPROVEMENTS |  | 4759 | 1 | Main stem pump station (additional East Fork) NTMWD | 108 | NORTH TEXAS MWD | C | WWP | WWP | N/A | N/A | All cost is under Dallas Water Utilities (City of Dallas) | N | 2020 | 2020 | 0 | 0 | 0 | 0 | 0 | 0 | 0 | 0 | 2239 | PROSPER | C | WUG | MUNICIPAL | 799 | CITY | C | 61 | DENTON | 0 | 154 | 65 | 0 | 0 | 0 | N
837 | MAIN STEM PS (ADDITIONAL EAST FORK) NTMWD | Main stem pump station (additional East Fork) NTMWD | C | 8 | REUSE | 7 | REUSE | 1 | NO INFRASTRUCTURE |  | 2329 | 1846 | INDIRECT REUSE | C | 57 | DALLAS | 8 | TRINITY | 2 | REUSE | 1 | NO WATER QUALITY IMPROVEMENTS |  | 4759 | 1 | Main stem pump station (additional East Fork) NTMWD | 108 | NORTH TEXAS MWD | C | WWP | WWP | N/A | N/A | All cost is under Dallas Water Utilities (City of Dallas) | N | 2020 | 2020 | 0 | 0 | 0 | 0 | 0 | 0 | 0 | 0 | 2245 | R-C-H WSC | C | WUG | MUNICIPAL | 4313 | UTILITY | C | 199 | ROCKWALL | 0 | 47 | 11 | 0 | 0 | 0 | N
837 | MAIN STEM PS (ADDITIONAL EAST FORK) NTMWD | Main stem pump station (additional East Fork) NTMWD | C | 8 | REUSE | 7 | REUSE | 1 | NO INFRASTRUCTURE |  | 2329 | 1846 | INDIRECT REUSE | C | 57 | DALLAS | 8 | TRINITY | 2 | REUSE | 1 | NO WATER QUALITY IMPROVEMENTS |  | 4759 | 1 | Main stem pump station (additional East Fork) NTMWD | 108 | NORTH TEXAS MWD | C | WWP | WWP | N/A | N/A | All cost is under Dallas Water Utilities (City of Dallas) | N | 2020 | 2020 | 0 | 0 | 0 | 0 | 0 | 0 | 0 | 0 | 2264 | RICHARDSON | C | WUG | MUNICIPAL | 498 | CITY | C | 43 | COLLIN | 0 | 536 | 124 | 0 | 0 | 0 | N
837 | MAIN STEM PS (ADDITIONAL EAST FORK) NTMWD | Main stem pump station (additional East Fork) NTMWD | C | 8 | REUSE | 7 | REUSE | 1 | NO INFRASTRUCTURE |  | 2329 | 1846 | INDIRECT REUSE | C | 57 | DALLAS | 8 | TRINITY | 2 | REUSE | 1 | NO WATER QUALITY IMPROVEMENTS |  | 4759 | 1 | Main stem pump station (additional East Fork) NTMWD | 108 | NORTH TEXAS MWD | C | WWP | WWP | N/A | N/A | All cost is under Dallas Water Utilities (City of Dallas) | N | 2020 | 2020 | 0 | 0 | 0 | 0 | 0 | 0 | 0 | 0 | 2264 | RICHARDSON | C | WUG | MUNICIPAL | 498 | CITY | C | 57 | DALLAS | 0 | 1293 | 294 | 0 | 0 | 0 | N
837 | MAIN STEM PS (ADDITIONAL EAST FORK) NTMWD | Main stem pump station (additional East Fork) NTMWD | C | 8 | REUSE | 7 | REUSE | 1 | NO INFRASTRUCTURE |  | 2329 | 1846 | INDIRECT REUSE | C | 57 | DALLAS | 8 | TRINITY | 2 | REUSE | 1 | NO WATER QUALITY IMPROVEMENTS |  | 4759 | 1 | Main stem pump station (additional East Fork) NTMWD | 108 | NORTH TEXAS MWD | C | WWP | WWP | N/A | N/A | All cost is under Dallas Water Utilities (City of Dallas) | N | 2020 | 2020 | 0 | 0 | 0 | 0 | 0 | 0 | 0 | 0 | 122 | ROCKWALL | C | BOTH | MUNICIPAL | 513 | CITY | C | 199 | ROCKWALL | 0 | 953 | 264 | 0 | 0 | 0 | N
837 | MAIN STEM PS (ADDITIONAL EAST FORK) NTMWD | Main stem pump station (additional East Fork) NTMWD | C | 8 | REUSE | 7 | REUSE | 1 | NO INFRASTRUCTURE |  | 2329 | 1846 | INDIRECT REUSE | C | 57 | DALLAS | 8 | TRINITY | 2 | REUSE | 1 | NO WATER QUALITY IMPROVEMENTS |  | 4759 | 1 | Main stem pump station (additional East Fork) NTMWD | 108 | NORTH TEXAS MWD | C | WWP | WWP | N/A | N/A | All cost is under Dallas Water Utilities (City of Dallas) | N | 2020 | 2020 | 0 | 0 | 0 | 0 | 0 | 0 | 0 | 0 | 2302 | ROWLETT | C | WUG | MUNICIPAL | 521 | CITY | C | 57 | DALLAS | 0 | 634 | 164 | 0 | 0 | 0 | N
837 | MAIN STEM PS (ADDITIONAL EAST FORK) NTMWD | Main stem pump station (additional East Fork) NTMWD | C | 8 | REUSE | 7 | REUSE | 1 | NO INFRASTRUCTURE |  | 2329 | 1846 | INDIRECT REUSE | C | 57 | DALLAS | 8 | TRINITY | 2 | REUSE | 1 | NO WATER QUALITY IMPROVEMENTS |  | 4759 | 1 | Main stem pump station (additional East Fork) NTMWD | 108 | NORTH TEXAS MWD | C | WWP | WWP | N/A | N/A | All cost is under Dallas Water Utilities (City of Dallas) | N | 2020 | 2020 | 0 | 0 | 0 | 0 | 0 | 0 | 0 | 0 | 2302 | ROWLETT | C | WUG | MUNICIPAL | 521 | CITY | C | 199 | ROCKWALL | 0 | 77 | 18 | 0 | 0 | 0 | N
837 | MAIN STEM PS (ADDITIONAL EAST FORK) NTMWD | Main stem pump station (additional East Fork) NTMWD | C | 8 | REUSE | 7 | REUSE | 1 | NO INFRASTRUCTURE |  | 2329 | 1846 | INDIRECT REUSE | C | 57 | DALLAS | 8 | TRINITY | 2 | REUSE | 1 | NO WATER QUALITY IMPROVEMENTS |  | 4759 | 1 | Main stem pump station (additional East Fork) NTMWD | 108 | NORTH TEXAS MWD | C | WWP | WWP | N/A | N/A | All cost is under Dallas Water Utilities (City of Dallas) | N | 2020 | 2020 | 0 | 0 | 0 | 0 | 0 | 0 | 0 | 0 | 2304 | ROYSE CITY | C | WUG | MUNICIPAL | 522 | CITY | C | 43 | COLLIN | 0 | 45 | 19 | 0 | 0 | 0 | N
837 | MAIN STEM PS (ADDITIONAL EAST FORK) NTMWD | Main stem pump station (additional East Fork) NTMWD | C | 8 | REUSE | 7 | REUSE | 1 | NO INFRASTRUCTURE |  | 2329 | 1846 | INDIRECT REUSE | C | 57 | DALLAS | 8 | TRINITY | 2 | REUSE | 1 | NO WATER QUALITY IMPROVEMENTS |  | 4759 | 1 | Main stem pump station (additional East Fork) NTMWD | 108 | NORTH TEXAS MWD | C | WWP | WWP | N/A | N/A | All cost is under Dallas Water Utilities (City of Dallas) | N | 2020 | 2020 | 0 | 0 | 0 | 0 | 0 | 0 | 0 | 0 | 2304 | ROYSE CITY | C | WUG | MUNICIPAL | 522 | CITY | C | 199 | ROCKWALL | 0 | 185 | 52 | 0 | 0 | 0 | N
837 | MAIN STEM PS (ADDITIONAL EAST FORK) NTMWD | Main stem pump station (additional East Fork) NTMWD | C | 8 | REUSE | 7 | REUSE | 1 | NO INFRASTRUCTURE |  | 2329 | 1846 | INDIRECT REUSE | C | 57 | DALLAS | 8 | TRINITY | 2 | REUSE | 1 | NO WATER QUALITY IMPROVEMENTS |  | 4759 | 1 | Main stem pump station (additional East Fork) NTMWD | 108 | NORTH TEXAS MWD | C | WWP | WWP | N/A | N/A | All cost is under Dallas Water Utilities (City of Dallas) | N | 2020 | 2020 | 0 | 0 | 0 | 0 | 0 | 0 | 0 | 0 | 2311 | SACHSE | C | WUG | MUNICIPAL | 742 | CITY | C | 43 | COLLIN | 0 | 71 | 16 | 0 | 0 | 0 | N
837 | MAIN STEM PS (ADDITIONAL EAST FORK) NTMWD | Main stem pump station (additional East Fork) NTMWD | C | 8 | REUSE | 7 | REUSE | 1 | NO INFRASTRUCTURE |  | 2329 | 1846 | INDIRECT REUSE | C | 57 | DALLAS | 8 | TRINITY | 2 | REUSE | 1 | NO WATER QUALITY IMPROVEMENTS |  | 4759 | 1 | Main stem pump station (additional East Fork) NTMWD | 108 | NORTH TEXAS MWD | C | WWP | WWP | N/A | N/A | All cost is under Dallas Water Utilities (City of Dallas) | N | 2020 | 2020 | 0 | 0 | 0 | 0 | 0 | 0 | 0 | 0 | 2311 | SACHSE | C | WUG | MUNICIPAL | 742 | CITY | C | 57 | DALLAS | 0 | 184 | 49 | 0 | 0 | 0 | N
837 | MAIN STEM PS (ADDITIONAL EAST FORK) NTMWD | Main stem pump station (additional East Fork) NTMWD | C | 8 | REUSE | 7 | REUSE | 1 | NO INFRASTRUCTURE |  | 2329 | 1846 | INDIRECT REUSE | C | 57 | DALLAS | 8 | TRINITY | 2 | REUSE | 1 | NO WATER QUALITY IMPROVEMENTS |  | 4759 | 1 | Main stem pump station (additional East Fork) NTMWD | 108 | NORTH TEXAS MWD | C | WWP | WWP | N/A | N/A | All cost is under Dallas Water Utilities (City of Dallas) | N | 2020 | 2020 | 0 | 0 | 0 | 0 | 0 | 0 | 0 | 0 | 2314 | SAINT PAUL | C | WUG | MUNICIPAL | 1072 | CITY | C | 43 | COLLIN | 0 | 25 | 11 | 0 | 0 | 0 | N
837 | MAIN STEM PS (ADDITIONAL EAST FORK) NTMWD | Main stem pump station (additional East Fork) NTMWD | C | 8 | REUSE | 7 | REUSE | 1 | NO INFRASTRUCTURE |  | 2329 | 1846 | INDIRECT REUSE | C | 57 | DALLAS | 8 | TRINITY | 2 | REUSE | 1 | NO WATER QUALITY IMPROVEMENTS |  | 4759 | 1 | Main stem pump station (additional East Fork) NTMWD | 108 | NORTH TEXAS MWD | C | WWP | WWP | N/A | N/A | All cost is under Dallas Water Utilities (City of Dallas) | N | 2020 | 2020 | 0 | 0 | 0 | 0 | 0 | 0 | 0 | 0 | 2683 | SCURRY | C | WUG | MUNICIPAL | 1088 | CITY | C | 129 | KAUFMAN | 0 | 6 | 2 | 0 | 0 | 0 | N
837 | MAIN STEM PS (ADDITIONAL EAST FORK) NTMWD | Main stem pump station (additional East Fork) NTMWD | C | 8 | REUSE | 7 | REUSE | 1 | NO INFRASTRUCTURE |  | 2329 | 1846 | INDIRECT REUSE | C | 57 | DALLAS | 8 | TRINITY | 2 | REUSE | 1 | NO WATER QUALITY IMPROVEMENTS |  | 4759 | 1 | Main stem pump station (additional East Fork) NTMWD | 108 | NORTH TEXAS MWD | C | WWP | WWP | N/A | N/A | All cost is under Dallas Water Utilities (City of Dallas) | N | 2020 | 2020 | 0 | 0 | 0 | 0 | 0 | 0 | 0 | 0 | 2376 | SOUTH GRAYSON WSC | C | WUG | MUNICIPAL | 4336 | UTILITY | C | 91 | GRAYSON | 0 | 37 | 5 | 0 | 0 | 0 | N
837 | MAIN STEM PS (ADDITIONAL EAST FORK) NTMWD | Main stem pump station (additional East Fork) NTMWD | C | 8 | REUSE | 7 | REUSE | 1 | NO INFRASTRUCTURE |  | 2329 | 1846 | INDIRECT REUSE | C | 57 | DALLAS | 8 | TRINITY | 2 | REUSE | 1 | NO WATER QUALITY IMPROVEMENTS |  | 4759 | 1 | Main stem pump station (additional East Fork) NTMWD | 108 | NORTH TEXAS MWD | C | WWP | WWP | N/A | N/A | All cost is under Dallas Water Utilities (City of Dallas) | N | 2020 | 2020 | 0 | 0 | 0 | 0 | 0 | 0 | 0 | 0 | 2413 | STEAM ELECTRIC POWER, COLLIN | C | WUG | STEAM ELECTRIC | 1002 | N/A | C | 43 | COLLIN | 0 | 278 | 52 | 0 | 0 | 0 | N
837 | MAIN STEM PS (ADDITIONAL EAST FORK) NTMWD | Main stem pump station (additional East Fork) NTMWD | C | 8 | REUSE | 7 | REUSE | 1 | NO INFRASTRUCTURE |  | 2329 | 1846 | INDIRECT REUSE | C | 57 | DALLAS | 8 | TRINITY | 2 | REUSE | 1 | NO WATER QUALITY IMPROVEMENTS |  | 4759 | 1 | Main stem pump station (additional East Fork) NTMWD | 108 | NORTH TEXAS MWD | C | WWP | WWP | N/A | N/A | All cost is under Dallas Water Utilities (City of Dallas) | N | 2020 | 2020 | 0 | 0 | 0 | 0 | 0 | 0 | 0 | 0 | 2415 | STEAM ELECTRIC POWER, DALLAS | C | WUG | STEAM ELECTRIC | 1002 | N/A | C | 57 | DALLAS | 0 | 6 | 4 | 0 | 0 | 0 | N
837 | MAIN STEM PS (ADDITIONAL EAST FORK) NTMWD | Main stem pump station (additional East Fork) NTMWD | C | 8 | REUSE | 7 | REUSE | 1 | NO INFRASTRUCTURE |  | 2329 | 1846 | INDIRECT REUSE | C | 57 | DALLAS | 8 | TRINITY | 2 | REUSE | 1 | NO WATER QUALITY IMPROVEMENTS |  | 4759 | 1 | Main stem pump station (additional East Fork) NTMWD | 108 | NORTH TEXAS MWD | C | WWP | WWP | N/A | N/A | All cost is under Dallas Water Utilities (City of Dallas) | N | 2020 | 2020 | 0 | 0 | 0 | 0 | 0 | 0 | 0 | 0 | 2443 | STEAM ELECTRIC POWER, KAUFMAN | C | WUG | STEAM ELECTRIC | 1002 | N/A | C | 129 | KAUFMAN | 0 | 81 | 17 | 0 | 0 | 0 | N
837 | MAIN STEM PS (ADDITIONAL EAST FORK) NTMWD | Main stem pump station (additional East Fork) NTMWD | C | 8 | REUSE | 7 | REUSE | 1 | NO INFRASTRUCTURE |  | 2329 | 1846 | INDIRECT REUSE | C | 57 | DALLAS | 8 | TRINITY | 2 | REUSE | 1 | NO WATER QUALITY IMPROVEMENTS |  | 4759 | 1 | Main stem pump station (additional East Fork) NTMWD | 108 | NORTH TEXAS MWD | C | WWP | WWP | N/A | N/A | All cost is under Dallas Water Utilities (City of Dallas) | N | 2020 | 2020 | 0 | 0 | 0 | 0 | 0 | 0 | 0 | 0 | 2498 | SUNNYVALE | C | WUG | MUNICIPAL | 749 | CITY | C | 57 | DALLAS | 0 | 135 | 39 | 0 | 0 | 0 | N
837 | MAIN STEM PS (ADDITIONAL EAST FORK) NTMWD | Main stem pump station (additional East Fork) NTMWD | C | 8 | REUSE | 7 | REUSE | 1 | NO INFRASTRUCTURE |  | 2329 | 1846 | INDIRECT REUSE | C | 57 | DALLAS | 8 | TRINITY | 2 | REUSE | 1 | NO WATER QUALITY IMPROVEMENTS |  | 4759 | 1 | Main stem pump station (additional East Fork) NTMWD | 108 | NORTH TEXAS MWD | C | WWP | WWP | N/A | N/A | All cost is under Dallas Water Utilities (City of Dallas) | N | 2020 | 2020 | 0 | 0 | 0 | 0 | 0 | 0 | 0 | 0 | 2507 | TALTY | C | WUG | MUNICIPAL | 1065 | CITY | C | 129 | KAUFMAN | 0 | 99 | 30 | 0 | 0 | 0 | N
837 | MAIN STEM PS (ADDITIONAL EAST FORK) NTMWD | Main stem pump station (additional East Fork) NTMWD | C | 8 | REUSE | 7 | REUSE | 1 | NO INFRASTRUCTURE |  | 2329 | 1846 | INDIRECT REUSE | C | 57 | DALLAS | 8 | TRINITY | 2 | REUSE | 1 | NO WATER QUALITY IMPROVEMENTS |  | 4759 | 1 | Main stem pump station (additional East Fork) NTMWD | 108 | NORTH TEXAS MWD | C | WWP | WWP | N/A | N/A | All cost is under Dallas Water Utilities (City of Dallas) | N | 2020 | 2020 | 0 | 0 | 0 | 0 | 0 | 0 | 0 | 0 | 139 | TERRELL | C | BOTH | MUNICIPAL | 599 | CITY | C | 129 | KAUFMAN | 0 | 534 | 169 | 0 | 0 | 0 | N
837 | MAIN STEM PS (ADDITIONAL EAST FORK) NTMWD | Main stem pump station (additional East Fork) NTMWD | C | 8 | REUSE | 7 | REUSE | 1 | NO INFRASTRUCTURE |  | 2329 | 1846 | INDIRECT REUSE | C | 57 | DALLAS | 8 | TRINITY | 2 | REUSE | 1 | NO WATER QUALITY IMPROVEMENTS |  | 4759 | 1 | Main stem pump station (additional East Fork) NTMWD | 108 | NORTH TEXAS MWD | C | WWP | WWP | N/A | N/A | All cost is under Dallas Water Utilities (City of Dallas) | N | 2020 | 2020 | 0 | 0 | 0 | 0 | 0 | 0 | 0 | 0 | 2518 | THE COLONY | C | WUG | MUNICIPAL | 752 | CITY | C | 61 | DENTON | 0 | 45 | 11 | 0 | 0 | 0 | N
837 | MAIN STEM PS (ADDITIONAL EAST FORK) NTMWD | Main stem pump station (additional East Fork) NTMWD | C | 8 | REUSE | 7 | REUSE | 1 | NO INFRASTRUCTURE |  | 2329 | 1846 | INDIRECT REUSE | C | 57 | DALLAS | 8 | TRINITY | 2 | REUSE | 1 | NO WATER QUALITY IMPROVEMENTS |  | 4759 | 1 | Main stem pump station (additional East Fork) NTMWD | 108 | NORTH TEXAS MWD | C | WWP | WWP | N/A | N/A | All cost is under Dallas Water Utilities (City of Dallas) | N | 2020 | 2020 | 0 | 0 | 0 | 0 | 0 | 0 | 0 | 0 | 2562 | VAN ALSTYNE | C | WUG | MUNICIPAL | 619 | CITY | C | 91 | GRAYSON | 0 | 38 | 22 | 0 | 0 | 0 | N
837 | MAIN STEM PS (ADDITIONAL EAST FORK) NTMWD | Main stem pump station (additional East Fork) NTMWD | C | 8 | REUSE | 7 | REUSE | 1 | NO INFRASTRUCTURE |  | 2329 | 1846 | INDIRECT REUSE | C | 57 | DALLAS | 8 | TRINITY | 2 | REUSE | 1 | NO WATER QUALITY IMPROVEMENTS |  | 4759 | 1 | Main stem pump station (additional East Fork) NTMWD | 108 | NORTH TEXAS MWD | C | WWP | WWP | N/A | N/A | All cost is under Dallas Water Utilities (City of Dallas) | N | 2020 | 2020 | 0 | 0 | 0 | 0 | 0 | 0 | 0 | 0 | 2606 | WESTON | C | WUG | MUNICIPAL | 1069 | CITY | C | 43 | COLLIN | 0 | 162 | 63 | 0 | 0 | 0 | N
837 | MAIN STEM PS (ADDITIONAL EAST FORK) NTMWD | Main stem pump station (additional East Fork) NTMWD | C | 8 | REUSE | 7 | REUSE | 1 | NO INFRASTRUCTURE |  | 2329 | 1846 | INDIRECT REUSE | C | 57 | DALLAS | 8 | TRINITY | 2 | REUSE | 1 | NO WATER QUALITY IMPROVEMENTS |  | 4759 | 1 | Main stem pump station (additional East Fork) NTMWD | 108 | NORTH TEXAS MWD | C | WWP | WWP | N/A | N/A | All cost is under Dallas Water Utilities (City of Dallas) | N | 2020 | 2020 | 0 | 0 | 0 | 0 | 0 | 0 | 0 | 0 | 2650 | WYLIE | C | WUG | MUNICIPAL | 669 | CITY | C | 43 | COLLIN | 0 | 370 | 98 | 0 | 0 | 0 | N
836 | MAIN STEM TRINITY PUMP STATION (LAKE RAY HUBBARD INDIRECT REUSE - DWU) | Main Stem Trinity pump station (Lake Ray Hubbard indirect reuse - DWU) | C | 8 | REUSE | 7 | REUSE | 1 | NO INFRASTRUCTURE |  | 2328 | 1846 | INDIRECT REUSE | C | 57 | DALLAS | 8 | TRINITY | 2 | REUSE | 1 | NO WATER QUALITY IMPROVEMENTS |  | 4759 | 1 | Main stem pump station (additional East Fork) NTMWD | 36 | DALLAS | C | BOTH | MUNICIPAL | 151 | CITY |  | N | 2020 | 2020 | 0 | 12534000 | 12534000 | 12534000 | 2177000 | 2177000 | 142567000 | 30 | 36 | DALLAS | C | BOTH | MUNICIPAL | 151 | CITY | C | 57 | DALLAS | 0 | 16124 | 14207 | 19205 | 12569 | 10023 | N
836 | MAIN STEM TRINITY PUMP STATION (LAKE RAY HUBBARD INDIRECT REUSE - DWU) | Main Stem Trinity pump station (Lake Ray Hubbard indirect reuse - DWU) | C | 8 | REUSE | 7 | REUSE | 1 | NO INFRASTRUCTURE |  | 2328 | 1846 | INDIRECT REUSE | C | 57 | DALLAS | 8 | TRINITY | 2 | REUSE | 1 | NO WATER QUALITY IMPROVEMENTS |  | 4759 | 1 | Main stem pump station (additional East Fork) NTMWD | 36 | DALLAS | C | BOTH | MUNICIPAL | 151 | CITY |  | N | 2020 | 2020 | 0 | 12534000 | 12534000 | 12534000 | 2177000 | 2177000 | 142567000 | 30 | 853 | GRAND PRAIRIE | C | BOTH | MUNICIPAL | 245 | CITY | C | 57 | DALLAS | 0 | 376 | 615 | 651 | 948 | 913 | N
836 | MAIN STEM TRINITY PUMP STATION (LAKE RAY HUBBARD INDIRECT REUSE - DWU) | Main Stem Trinity pump station (Lake Ray Hubbard indirect reuse - DWU) | C | 8 | REUSE | 7 | REUSE | 1 | NO INFRASTRUCTURE |  | 2328 | 1846 | INDIRECT REUSE | C | 57 | DALLAS | 8 | TRINITY | 2 | REUSE | 1 | NO WATER QUALITY IMPROVEMENTS |  | 4759 | 1 | Main stem pump station (additional East Fork) NTMWD | 36 | DALLAS | C | BOTH | MUNICIPAL | 151 | CITY |  | N | 2020 | 2020 | 0 | 12534000 | 12534000 | 12534000 | 2177000 | 2177000 | 142567000 | 30 | 1219 | IRVING | C | WUG | MUNICIPAL | 298 | CITY | C | 57 | DALLAS | 0 | 668 | 182 | 154 | 183 | 169 | N
197 | MANUFACTURING CONSERVATION | Manufacturing conservation | C | 3 | CONSERVATION | 3 | OTHER CONSERVATION | 1 | NO INFRASTRUCTURE |  | 665 | 2498 | CONSERVATION | C | 43 | COLLIN | 8 | TRINITY | 3 | CONSERVATION | 1 | NO WATER QUALITY IMPROVEMENTS |  | 4129 | 1 | Manufacturing conservation | 1650 | MANUFACTURING, COLLIN | C | WUG | MANUFACTURING | 1001 | N/A |  | N | 2020 | 2020 | 0 | 1311 | 15320 | 22855 | 25216 | 27466 | 0 | 0 | 1650 | MANUFACTURING, COLLIN | C | WUG | MANUFACTURING | 1001 | N/A | C | 43 | COLLIN | 0 | 6 | 72 | 108 | 119 | 130 | N
197 | MANUFACTURING CONSERVATION | Manufacturing conservation | C | 3 | CONSERVATION | 3 | OTHER CONSERVATION | 1 | NO INFRASTRUCTURE |  | 673 | 2499 | CONSERVATION | C | 49 | COOKE | 8 | TRINITY | 3 | CONSERVATION | 1 | NO WATER QUALITY IMPROVEMENTS |  | 4192 | 1 | Manufacturing conservation | 1654 | MANUFACTURING, COOKE | C | WUG | MANUFACTURING | 1001 | N/A |  | N | 2020 | 2020 | 0 | 126 | 1457 | 2131 | 2301 | 2474 | 0 | 0 | 1654 | MANUFACTURING, COOKE | C | WUG | MANUFACTURING | 1001 | N/A | C | 49 | COOKE | 0 | 1 | 7 | 10 | 11 | 12 | N
197 | MANUFACTURING CONSERVATION | Manufacturing conservation | C | 3 | CONSERVATION | 3 | OTHER CONSERVATION | 1 | NO INFRASTRUCTURE |  | 677 | 2500 | CONSERVATION | C | 57 | DALLAS | 8 | TRINITY | 3 | CONSERVATION | 1 | NO WATER QUALITY IMPROVEMENTS |  | 4203 | 1 | Manufacturing conservation | 1657 | MANUFACTURING, DALLAS | C | WUG | MANUFACTURING | 1001 | N/A |  | N | 2020 | 2020 | 0 | 14371 | 165106 | 239855 | 256248 | 266045 | 0 | 0 | 1657 | MANUFACTURING, DALLAS | C | WUG | MANUFACTURING | 1001 | N/A | C | 57 | DALLAS | 0 | 68 | 781 | 1135 | 1212 | 1258 | N
197 | MANUFACTURING CONSERVATION | Manufacturing conservation | C | 3 | CONSERVATION | 3 | OTHER CONSERVATION | 1 | NO INFRASTRUCTURE |  | 683 | 2501 | CONSERVATION | C | 61 | DENTON | 8 | TRINITY | 3 | CONSERVATION | 1 | NO WATER QUALITY IMPROVEMENTS |  | 4259 | 1 | Manufacturing conservation | 1660 | MANUFACTURING, DENTON | C | WUG | MANUFACTURING | 1001 | N/A |  | N | 2020 | 2020 | 0 | 524 | 6156 | 9256 | 10296 | 11261 | 0 | 0 | 1660 | MANUFACTURING, DENTON | C | WUG | MANUFACTURING | 1001 | N/A | C | 61 | DENTON | 0 | 2 | 29 | 44 | 49 | 53 | N
197 | MANUFACTURING CONSERVATION | Manufacturing conservation | C | 3 | CONSERVATION | 3 | OTHER CONSERVATION | 1 | NO INFRASTRUCTURE |  | 679 | 2404 | CONSERVATION | C | 91 | GRAYSON | 2 | RED | 3 | CONSERVATION | 1 | NO WATER QUALITY IMPROVEMENTS |  | 5133 | 1 | Manufacturing conservation | 1678 | MANUFACTURING, GRAYSON | C | WUG | MANUFACTURING | 1001 | N/A |  | N | 2010 | 2010 | 0 | 3231 | 37080 | 53829 | 57568 | 61594 | 0 | 0 | 1678 | MANUFACTURING, GRAYSON | C | WUG | MANUFACTURING | 1001 | N/A | C | 91 | GRAYSON | 1 | 15 | 175 | 255 | 272 | 291 | N
197 | MANUFACTURING CONSERVATION | Manufacturing conservation | C | 3 | CONSERVATION | 3 | OTHER CONSERVATION | 1 | NO INFRASTRUCTURE |  | 667 | 2508 | CONSERVATION | C | 107 | HENDERSON | 8 | TRINITY | 3 | CONSERVATION | 1 | NO WATER QUALITY IMPROVEMENTS |  | 4410 | 1 | Manufacturing conservation | 1692 | MANUFACTURING, HENDERSON | C | WUG | MANUFACTURING | 1001 | N/A |  | N | 2030 | 2030 | 0 | 50 | 584 | 879 | 999 | 1136 | 0 | 0 | 1692 | MANUFACTURING, HENDERSON | C | WUG | MANUFACTURING | 1001 | N/A | C | 107 | HENDERSON | 0 | 0 | 3 | 4 | 5 | 5 | N
197 | MANUFACTURING CONSERVATION | Manufacturing conservation | C | 3 | CONSERVATION | 3 | OTHER CONSERVATION | 1 | NO INFRASTRUCTURE |  | 685 | 2515 | CONSERVATION | C | 129 | KAUFMAN | 8 | TRINITY | 3 | CONSERVATION | 1 | NO WATER QUALITY IMPROVEMENTS |  | 4435 | 1 | Manufacturing conservation | 1709 | MANUFACTURING, KAUFMAN | C | WUG | MANUFACTURING | 1001 | N/A |  | N | 2020 | 2020 | 0 | 282 | 3213 | 4620 | 4938 | 5280 | 0 | 0 | 1709 | MANUFACTURING, KAUFMAN | C | WUG | MANUFACTURING | 1001 | N/A | C | 129 | KAUFMAN | 0 | 1 | 15 | 22 | 23 | 25 | N
197 | MANUFACTURING CONSERVATION | Manufacturing conservation | C | 3 | CONSERVATION | 3 | OTHER CONSERVATION | 1 | NO INFRASTRUCTURE |  | 669 | 2521 | CONSERVATION | C | 175 | NAVARRO | 8 | TRINITY | 3 | CONSERVATION | 1 | NO WATER QUALITY IMPROVEMENTS |  | 4466 | 1 | Manufacturing conservation | 1741 | MANUFACTURING, NAVARRO | C | WUG | MANUFACTURING | 1001 | N/A |  | N | 2020 | 2020 | 0 | 286 | 3316 | 4883 | 5314 | 5738 | 0 | 0 | 1741 | MANUFACTURING, NAVARRO | C | WUG | MANUFACTURING | 1001 | N/A | C | 175 | NAVARRO | 0 | 1 | 16 | 23 | 25 | 27 | N
197 | MANUFACTURING CONSERVATION | Manufacturing conservation | C | 3 | CONSERVATION | 3 | OTHER CONSERVATION | 1 | NO INFRASTRUCTURE |  | 671 | 2604 | CONSERVATION | C | 184 | PARKER | 12 | BRAZOS | 3 | CONSERVATION | 1 | NO WATER QUALITY IMPROVEMENTS |  | 2055 | 1 | Manufacturing conservation | 1748 | MANUFACTURING, PARKER | C | WUG | MANUFACTURING | 1001 | N/A |  | N | 2020 | 2020 | 0 | 32 | 369 | 545 | 593 | 641 | 0 | 0 | 1748 | MANUFACTURING, PARKER | C | WUG | MANUFACTURING | 1001 | N/A | C | 184 | PARKER | 0 | 1 | 2 | 3 | 3 | 3 | N
197 | MANUFACTURING CONSERVATION | Manufacturing conservation | C | 3 | CONSERVATION | 3 | OTHER CONSERVATION | 1 | NO INFRASTRUCTURE |  | 675 | 2522 | CONSERVATION | C | 184 | PARKER | 8 | TRINITY | 3 | CONSERVATION | 1 | NO WATER QUALITY IMPROVEMENTS |  | 4483 | 1 | Manufacturing conservation | 1748 | MANUFACTURING, PARKER | C | WUG | MANUFACTURING | 1001 | N/A |  | N | 2030 | 2030 | 0 | 75 | 875 | 1291 | 1407 | 1522 | 0 | 0 | 1748 | MANUFACTURING, PARKER | C | WUG | MANUFACTURING | 1001 | N/A | C | 184 | PARKER | 0 | 0 | 4 | 6 | 7 | 7 | N
197 | MANUFACTURING CONSERVATION | Manufacturing conservation | C | 3 | CONSERVATION | 3 | OTHER CONSERVATION | 1 | NO INFRASTRUCTURE |  | 681 | 2524 | CONSERVATION | C | 199 | ROCKWALL | 8 | TRINITY | 3 | CONSERVATION | 1 | NO WATER QUALITY IMPROVEMENTS |  | 4506 | 1 | Manufacturing conservation | 1758 | MANUFACTURING, ROCKWALL | C | WUG | MANUFACTURING | 1001 | N/A |  | N | 2030 | 2030 | 0 | 6 | 70 | 100 | 113 | 125 | 0 | 0 | 1758 | MANUFACTURING, ROCKWALL | C | WUG | MANUFACTURING | 1001 | N/A | C | 199 | ROCKWALL | 0 | 0 | 1 | 1 | 1 | 2 | N
197 | MANUFACTURING CONSERVATION | Manufacturing conservation | C | 3 | CONSERVATION | 3 | OTHER CONSERVATION | 1 | NO INFRASTRUCTURE |  | 686 | 2526 | CONSERVATION | C | 220 | TARRANT | 8 | TRINITY | 3 | CONSERVATION | 1 | NO WATER QUALITY IMPROVEMENTS |  | 4529 | 1 | Manufacturing conservation | 1770 | MANUFACTURING, TARRANT | C | WUG | MANUFACTURING | 1001 | N/A |  | N | 2020 | 2020 | 0 | 7367 | 87348 | 133102 | 150274 | 165665 | 0 | 0 | 1770 | MANUFACTURING, TARRANT | C | WUG | MANUFACTURING | 1001 | N/A | C | 220 | TARRANT | 0 | 35 | 413 | 630 | 711 | 784 | N
197 | MANUFACTURING CONSERVATION | Manufacturing conservation | C | 3 | CONSERVATION | 3 | OTHER CONSERVATION | 1 | NO INFRASTRUCTURE |  | 688 | 2530 | CONSERVATION | C | 249 | WISE | 8 | TRINITY | 3 | CONSERVATION | 1 | NO WATER QUALITY IMPROVEMENTS |  | 4593 | 1 | Manufacturing conservation | 1792 | MANUFACTURING, WISE | C | WUG | MANUFACTURING | 1001 | N/A |  | N | 2020 | 2020 | 0 | 216 | 2521 | 3739 | 4088 | 4436 | 0 | 0 | 1792 | MANUFACTURING, WISE | C | WUG | MANUFACTURING | 1001 | N/A | C | 249 | WISE | 0 | 1 | 12 | 18 | 19 | 21 | N
170 | MANUFACTURING WATER CONSERVATION | Manufacturing water conservation | G | 3 | CONSERVATION | 3 | OTHER CONSERVATION | 1 | NO INFRASTRUCTURE |  | 826 | 2586 | CONSERVATION | G | 126 | JOHNSON | 12 | BRAZOS | 3 | CONSERVATION | 1 | NO WATER QUALITY IMPROVEMENTS |  | 2079 | 1 | Manufacturing water conservation | 1707 | MANUFACTURING, JOHNSON | G | WUG | MANUFACTURING | 1001 | N/A |  | N | 2010 | 2010 | 0 | 0 | 0 | 0 | 0 | 0 | 0 | 0 | 1707 | MANUFACTURING, JOHNSON | G | WUG | MANUFACTURING | 1001 | N/A | G | 126 | JOHNSON | 64 | 126 | 203 | 231 | 255 | 280 | N
170 | MANUFACTURING WATER CONSERVATION | Manufacturing water conservation | G | 3 | CONSERVATION | 3 | OTHER CONSERVATION | 1 | NO INFRASTRUCTURE |  | 918 | 2592 | CONSERVATION | G | 141 | LAMPASAS | 12 | BRAZOS | 3 | CONSERVATION | 1 | NO WATER QUALITY IMPROVEMENTS |  | 2087 | 1 | Manufacturing water conservation | 1714 | MANUFACTURING, LAMPASAS | G | WUG | MANUFACTURING | 1001 | N/A |  | N | 2010 | 2010 | 0 | 0 | 0 | 0 | 0 | 0 | 0 | 0 | 1714 | MANUFACTURING, LAMPASAS | G | WUG | MANUFACTURING | 1001 | N/A | G | 141 | LAMPASAS | 4 | 7 | 11 | 11 | 12 | 13 | N
170 | MANUFACTURING WATER CONSERVATION | Manufacturing water conservation | G | 3 | CONSERVATION | 3 | OTHER CONSERVATION | 1 | NO INFRASTRUCTURE |  | 927 | 2595 | CONSERVATION | G | 147 | LIMESTONE | 12 | BRAZOS | 3 | CONSERVATION | 1 | NO WATER QUALITY IMPROVEMENTS |  | 2088 | 1 | Manufacturing water conservation | 1719 | MANUFACTURING, LIMESTONE | G | WUG | MANUFACTURING | 1001 | N/A | This WMS represents a reduction in demand. | N | 2010 | 2010 | 0 | 0 | 0 | 0 | 0 | 0 | 0 | 0 | 1719 | MANUFACTURING, LIMESTONE | G | WUG | MANUFACTURING | 1001 | N/A | G | 147 | LIMESTONE | 1 | 3 | 4 | 4 | 5 | 5 | N
170 | MANUFACTURING WATER CONSERVATION | Manufacturing water conservation | G | 3 | CONSERVATION | 3 | OTHER CONSERVATION | 1 | NO INFRASTRUCTURE |  | 1100 | 2602 | CONSERVATION | G | 177 | NOLAN | 12 | BRAZOS | 3 | CONSERVATION | 1 | NO WATER QUALITY IMPROVEMENTS |  | 2095 | 1 | Manufacturing water conservation | 1743 | MANUFACTURING, NOLAN | G | WUG | MANUFACTURING | 1001 | N/A | Costs TBD | N | 2010 | 2010 | 0 | 0 | 0 | 0 | 0 | 0 | 0 | 0 | 1743 | MANUFACTURING, NOLAN | G | WUG | MANUFACTURING | 1001 | N/A | G | 177 | NOLAN | 23 | 46 | 73 | 81 | 89 | 96 | N
170 | MANUFACTURING WATER CONSERVATION | Manufacturing water conservation | G | 3 | CONSERVATION | 3 | OTHER CONSERVATION | 1 | NO INFRASTRUCTURE |  | 1068 | 2618 | CONSERVATION | G | 246 | WILLIAMSON | 12 | BRAZOS | 3 | CONSERVATION | 1 | NO WATER QUALITY IMPROVEMENTS |  | 2107 | 1 | Manufacturing water conservation | 1790 | MANUFACTURING, WILLIAMSON | G | WUG | MANUFACTURING | 1001 | N/A |  | N | 2010 | 2010 | 0 | 0 | 0 | 0 | 0 | 0 | 0 | 0 | 1790 | MANUFACTURING, WILLIAMSON | G | WUG | MANUFACTURING | 1001 | N/A | G | 246 | WILLIAMSON | 48 | 93 | 149 | 167 | 184 | 200 | N
77 | MANUFACTURING WATER CONSERVATION | Manufacturing water conservation | N | 3 | CONSERVATION | 3 | OTHER CONSERVATION | 1 | NO INFRASTRUCTURE |  | 2064 | 4251 | CONSERVATION | N | 178 | NUECES | 22 | NUECES-RIO GRANDE | 3 | CONSERVATION | 1 | NO WATER QUALITY IMPROVEMENTS |  | 4119 | 1 | Manufacturing water conservation | 1744 | MANUFACTURING, NUECES | N | WUG | MANUFACTURING | 1001 | N/A |  | N | 2010 | 2010 | 0 | 0 | 0 | 0 | 0 | 0 | 0 | 0 | 1744 | MANUFACTURING, NUECES | N | WUG | MANUFACTURING | 1001 | N/A | N | 178 | NUECES | 1260 | 1418 | 1576 | 1734 | 1892 | 2050 | N
311 | MARVIN NICHOLS RESERVOIR | Marvin Nichols Reservoir | C | 6 | NEW SURFACE WATER OR NEW GROUNDWATER SOURCE | 4 | NEW MAJOR RESERVOIR | 6 | OTHER INFRASTRUCTURE |  | 1244 | 4165 | MARVIN NICHOLS LAKE/RESERVOIR | D | 999 | RESERVOIR | 3 | SULPHUR | 0 | SURFACE WATER | 1 | NO WATER QUALITY IMPROVEMENTS |  | 4984 | 1 | Marvin Nichols Reservoir | 108 | NORTH TEXAS MWD | C | WWP | WWP | N/A | N/A |  | Y | 2030 | 2030 | 0 | 0 | 82833000 | 82833000 | 82833000 | 22469000 | 830894000 | 30 | 164 | ABLES SPRINGS WSC | C | WUG | MUNICIPAL | 4001 | UTILITY | C | 129 | KAUFMAN | 0 | 0 | 299 | 394 | 539 | 627 | N
311 | MARVIN NICHOLS RESERVOIR | Marvin Nichols Reservoir | C | 6 | NEW SURFACE WATER OR NEW GROUNDWATER SOURCE | 4 | NEW MAJOR RESERVOIR | 6 | OTHER INFRASTRUCTURE |  | 1244 | 4165 | MARVIN NICHOLS LAKE/RESERVOIR | D | 999 | RESERVOIR | 3 | SULPHUR | 0 | SURFACE WATER | 1 | NO WATER QUALITY IMPROVEMENTS |  | 4984 | 1 | Marvin Nichols Reservoir | 108 | NORTH TEXAS MWD | C | WWP | WWP | N/A | N/A |  | Y | 2030 | 2030 | 0 | 0 | 82833000 | 82833000 | 82833000 | 22469000 | 830894000 | 30 | 173 | ALLEN | C | WUG | MUNICIPAL | 8 | CITY | C | 43 | COLLIN | 0 | 0 | 947 | 1701 | 3223 | 3238 | N
311 | MARVIN NICHOLS RESERVOIR | Marvin Nichols Reservoir | C | 6 | NEW SURFACE WATER OR NEW GROUNDWATER SOURCE | 4 | NEW MAJOR RESERVOIR | 6 | OTHER INFRASTRUCTURE |  | 1244 | 4165 | MARVIN NICHOLS LAKE/RESERVOIR | D | 999 | RESERVOIR | 3 | SULPHUR | 0 | SURFACE WATER | 1 | NO WATER QUALITY IMPROVEMENTS |  | 4984 | 1 | Marvin Nichols Reservoir | 108 | NORTH TEXAS MWD | C | WWP | WWP | N/A | N/A |  | Y | 2030 | 2030 | 0 | 0 | 82833000 | 82833000 | 82833000 | 22469000 | 830894000 | 30 | 187 | ANNA | C | WUG | MUNICIPAL | 813 | CITY | C | 43 | COLLIN | 0 | 0 | 280 | 521 | 868 | 1472 | N
311 | MARVIN NICHOLS RESERVOIR | Marvin Nichols Reservoir | C | 6 | NEW SURFACE WATER OR NEW GROUNDWATER SOURCE | 4 | NEW MAJOR RESERVOIR | 6 | OTHER INFRASTRUCTURE |  | 1244 | 4165 | MARVIN NICHOLS LAKE/RESERVOIR | D | 999 | RESERVOIR | 3 | SULPHUR | 0 | SURFACE WATER | 1 | NO WATER QUALITY IMPROVEMENTS |  | 4984 | 1 | Marvin Nichols Reservoir | 108 | NORTH TEXAS MWD | C | WWP | WWP | N/A | N/A |  | Y | 2030 | 2030 | 0 | 0 | 82833000 | 82833000 | 82833000 | 22469000 | 830894000 | 30 | 260 | BLACKLAND WSC | C | WUG | MUNICIPAL | 4024 | UTILITY | C | 199 | ROCKWALL | 0 | 0 | 61 | 100 | 154 | 186 | N
311 | MARVIN NICHOLS RESERVOIR | Marvin Nichols Reservoir | C | 6 | NEW SURFACE WATER OR NEW GROUNDWATER SOURCE | 4 | NEW MAJOR RESERVOIR | 6 | OTHER INFRASTRUCTURE |  | 1244 | 4165 | MARVIN NICHOLS LAKE/RESERVOIR | D | 999 | RESERVOIR | 3 | SULPHUR | 0 | SURFACE WATER | 1 | NO WATER QUALITY IMPROVEMENTS |  | 4984 | 1 | Marvin Nichols Reservoir | 108 | NORTH TEXAS MWD | C | WWP | WWP | N/A | N/A |  | Y | 2030 | 2030 | 0 | 0 | 82833000 | 82833000 | 82833000 | 22469000 | 830894000 | 30 | 267 | BLUE RIDGE | C | WUG | MUNICIPAL | 829 | CITY | C | 43 | COLLIN | 0 | 0 | 255 | 479 | 772 | 797 | N
311 | MARVIN NICHOLS RESERVOIR | Marvin Nichols Reservoir | C | 6 | NEW SURFACE WATER OR NEW GROUNDWATER SOURCE | 4 | NEW MAJOR RESERVOIR | 6 | OTHER INFRASTRUCTURE |  | 1244 | 4165 | MARVIN NICHOLS LAKE/RESERVOIR | D | 999 | RESERVOIR | 3 | SULPHUR | 0 | SURFACE WATER | 1 | NO WATER QUALITY IMPROVEMENTS |  | 4984 | 1 | Marvin Nichols Reservoir | 108 | NORTH TEXAS MWD | C | WWP | WWP | N/A | N/A |  | Y | 2010 | 2030 | 0 | 0 | 82833000 | 82833000 | 82833000 | 22469000 | 830894000 | 30 | 272 | BONHAM | C | WUG | MUNICIPAL | 65 | CITY | C | 74 | FANNIN | 0 | 0 | 0 | 0 | 0 | 0 | N
311 | MARVIN NICHOLS RESERVOIR | Marvin Nichols Reservoir | C | 6 | NEW SURFACE WATER OR NEW GROUNDWATER SOURCE | 4 | NEW MAJOR RESERVOIR | 6 | OTHER INFRASTRUCTURE |  | 1244 | 4165 | MARVIN NICHOLS LAKE/RESERVOIR | D | 999 | RESERVOIR | 3 | SULPHUR | 0 | SURFACE WATER | 1 | NO WATER QUALITY IMPROVEMENTS |  | 4984 | 1 | Marvin Nichols Reservoir | 108 | NORTH TEXAS MWD | C | WWP | WWP | N/A | N/A |  | Y | 2030 | 2030 | 0 | 0 | 82833000 | 82833000 | 82833000 | 22469000 | 830894000 | 30 | 317 | CADDO BASIN SUD | D | WUG | MUNICIPAL | 4041 | UTILITY | C | 43 | COLLIN | 0 | 0 | 151 | 263 | 474 | 681 | N
311 | MARVIN NICHOLS RESERVOIR | Marvin Nichols Reservoir | C | 6 | NEW SURFACE WATER OR NEW GROUNDWATER SOURCE | 4 | NEW MAJOR RESERVOIR | 6 | OTHER INFRASTRUCTURE |  | 1244 | 4165 | MARVIN NICHOLS LAKE/RESERVOIR | D | 999 | RESERVOIR | 3 | SULPHUR | 0 | SURFACE WATER | 1 | NO WATER QUALITY IMPROVEMENTS |  | 4984 | 1 | Marvin Nichols Reservoir | 108 | NORTH TEXAS MWD | C | WWP | WWP | N/A | N/A |  | Y | 2030 | 2030 | 0 | 0 | 82833000 | 82833000 | 82833000 | 22469000 | 830894000 | 30 | 23 | CASH SUD | D | BOTH | MUNICIPAL | 4045 | UTILITY | C | 199 | ROCKWALL | 0 | 0 | 87 | 155 | 163 | 113 | N
311 | MARVIN NICHOLS RESERVOIR | Marvin Nichols Reservoir | C | 6 | NEW SURFACE WATER OR NEW GROUNDWATER SOURCE | 4 | NEW MAJOR RESERVOIR | 6 | OTHER INFRASTRUCTURE |  | 1244 | 4165 | MARVIN NICHOLS LAKE/RESERVOIR | D | 999 | RESERVOIR | 3 | SULPHUR | 0 | SURFACE WATER | 1 | NO WATER QUALITY IMPROVEMENTS |  | 4984 | 1 | Marvin Nichols Reservoir | 108 | NORTH TEXAS MWD | C | WWP | WWP | N/A | N/A |  | Y | 2050 | 2050 | 0 | 0 | 82833000 | 82833000 | 82833000 | 22469000 | 830894000 | 30 | 23 | CASH SUD | D | BOTH | MUNICIPAL | 4045 | UTILITY | D | 116 | HUNT | 0 | 0 | 0 | 0 | 100 | 150 | N
311 | MARVIN NICHOLS RESERVOIR | Marvin Nichols Reservoir | C | 6 | NEW SURFACE WATER OR NEW GROUNDWATER SOURCE | 4 | NEW MAJOR RESERVOIR | 6 | OTHER INFRASTRUCTURE |  | 1244 | 4165 | MARVIN NICHOLS LAKE/RESERVOIR | D | 999 | RESERVOIR | 3 | SULPHUR | 0 | SURFACE WATER | 1 | NO WATER QUALITY IMPROVEMENTS |  | 4984 | 1 | Marvin Nichols Reservoir | 108 | NORTH TEXAS MWD | C | WWP | WWP | N/A | N/A |  | Y | 2030 | 2030 | 0 | 0 | 82833000 | 82833000 | 82833000 | 22469000 | 830894000 | 30 | 338 | CELINA | C | WUG | MUNICIPAL | 103 | CITY | C | 43 | COLLIN | 0 | 0 | 188 | 426 | 544 | 544 | N
311 | MARVIN NICHOLS RESERVOIR | Marvin Nichols Reservoir | C | 6 | NEW SURFACE WATER OR NEW GROUNDWATER SOURCE | 4 | NEW MAJOR RESERVOIR | 6 | OTHER INFRASTRUCTURE |  | 1244 | 4165 | MARVIN NICHOLS LAKE/RESERVOIR | D | 999 | RESERVOIR | 3 | SULPHUR | 0 | SURFACE WATER | 1 | NO WATER QUALITY IMPROVEMENTS |  | 4984 | 1 | Marvin Nichols Reservoir | 108 | NORTH TEXAS MWD | C | WWP | WWP | N/A | N/A |  | Y | 2030 | 2030 | 0 | 0 | 82833000 | 82833000 | 82833000 | 22469000 | 830894000 | 30 | 338 | CELINA | C | WUG | MUNICIPAL | 103 | CITY | C | 61 | DENTON | 0 | 0 | 23 | 51 | 66 | 66 | N
311 | MARVIN NICHOLS RESERVOIR | Marvin Nichols Reservoir | C | 6 | NEW SURFACE WATER OR NEW GROUNDWATER SOURCE | 4 | NEW MAJOR RESERVOIR | 6 | OTHER INFRASTRUCTURE |  | 1244 | 4165 | MARVIN NICHOLS LAKE/RESERVOIR | D | 999 | RESERVOIR | 3 | SULPHUR | 0 | SURFACE WATER | 1 | NO WATER QUALITY IMPROVEMENTS |  | 4984 | 1 | Marvin Nichols Reservoir | 108 | NORTH TEXAS MWD | C | WWP | WWP | N/A | N/A |  | Y | 2030 | 2030 | 0 | 0 | 82833000 | 82833000 | 82833000 | 22469000 | 830894000 | 30 | 380 | COLLEGE MOUND WSC | C | WUG | MUNICIPAL | 4065 | UTILITY | C | 129 | KAUFMAN | 0 | 0 | 114 | 184 | 278 | 337 | N
311 | MARVIN NICHOLS RESERVOIR | Marvin Nichols Reservoir | C | 6 | NEW SURFACE WATER OR NEW GROUNDWATER SOURCE | 4 | NEW MAJOR RESERVOIR | 6 | OTHER INFRASTRUCTURE |  | 1244 | 4165 | MARVIN NICHOLS LAKE/RESERVOIR | D | 999 | RESERVOIR | 3 | SULPHUR | 0 | SURFACE WATER | 1 | NO WATER QUALITY IMPROVEMENTS |  | 4984 | 1 | Marvin Nichols Reservoir | 108 | NORTH TEXAS MWD | C | WWP | WWP | N/A | N/A |  | Y | 2030 | 2030 | 0 | 0 | 82833000 | 82833000 | 82833000 | 22469000 | 830894000 | 30 | 454 | COUNTY-OTHER, COLLIN | C | WUG | MUNICIPAL | 757 | COUNTY-OTHER | C | 43 | COLLIN | 0 | 0 | 23 | 29 | 34 | 41 | N
311 | MARVIN NICHOLS RESERVOIR | Marvin Nichols Reservoir | C | 6 | NEW SURFACE WATER OR NEW GROUNDWATER SOURCE | 4 | NEW MAJOR RESERVOIR | 6 | OTHER INFRASTRUCTURE |  | 1244 | 4165 | MARVIN NICHOLS LAKE/RESERVOIR | D | 999 | RESERVOIR | 3 | SULPHUR | 0 | SURFACE WATER | 1 | NO WATER QUALITY IMPROVEMENTS |  | 4984 | 1 | Marvin Nichols Reservoir | 108 | NORTH TEXAS MWD | C | WWP | WWP | N/A | N/A |  | Y | 2030 | 2030 | 0 | 0 | 82833000 | 82833000 | 82833000 | 22469000 | 830894000 | 30 | 527 | COUNTY-OTHER, HUNT | D | WUG | MUNICIPAL | 757 | COUNTY-OTHER | D | 116 | HUNT | 0 | 0 | 15 | 24 | 47 | 73 | N
311 | MARVIN NICHOLS RESERVOIR | Marvin Nichols Reservoir | C | 6 | NEW SURFACE WATER OR NEW GROUNDWATER SOURCE | 4 | NEW MAJOR RESERVOIR | 6 | OTHER INFRASTRUCTURE |  | 1244 | 4165 | MARVIN NICHOLS LAKE/RESERVOIR | D | 999 | RESERVOIR | 3 | SULPHUR | 0 | SURFACE WATER | 1 | NO WATER QUALITY IMPROVEMENTS |  | 4984 | 1 | Marvin Nichols Reservoir | 108 | NORTH TEXAS MWD | C | WWP | WWP | N/A | N/A |  | Y | 2030 | 2030 | 0 | 0 | 82833000 | 82833000 | 82833000 | 22469000 | 830894000 | 30 | 540 | COUNTY-OTHER, KAUFMAN | C | WUG | MUNICIPAL | 757 | COUNTY-OTHER | C | 129 | KAUFMAN | 0 | 0 | 105 | 142 | 182 | 182 | N
311 | MARVIN NICHOLS RESERVOIR | Marvin Nichols Reservoir | C | 6 | NEW SURFACE WATER OR NEW GROUNDWATER SOURCE | 4 | NEW MAJOR RESERVOIR | 6 | OTHER INFRASTRUCTURE |  | 1244 | 4165 | MARVIN NICHOLS LAKE/RESERVOIR | D | 999 | RESERVOIR | 3 | SULPHUR | 0 | SURFACE WATER | 1 | NO WATER QUALITY IMPROVEMENTS |  | 4984 | 1 | Marvin Nichols Reservoir | 108 | NORTH TEXAS MWD | C | WWP | WWP | N/A | N/A |  | Y | 2030 | 2030 | 0 | 0 | 82833000 | 82833000 | 82833000 | 22469000 | 830894000 | 30 | 610 | COUNTY-OTHER, ROCKWALL | C | WUG | MUNICIPAL | 757 | COUNTY-OTHER | C | 199 | ROCKWALL | 0 | 0 | 30 | 41 | 52 | 52 | N
311 | MARVIN NICHOLS RESERVOIR | Marvin Nichols Reservoir | C | 6 | NEW SURFACE WATER OR NEW GROUNDWATER SOURCE | 4 | NEW MAJOR RESERVOIR | 6 | OTHER INFRASTRUCTURE |  | 1244 | 4165 | MARVIN NICHOLS LAKE/RESERVOIR | D | 999 | RESERVOIR | 3 | SULPHUR | 0 | SURFACE WATER | 1 | NO WATER QUALITY IMPROVEMENTS |  | 4984 | 1 | Marvin Nichols Reservoir | 108 | NORTH TEXAS MWD | C | WWP | WWP | N/A | N/A |  | Y | 2030 | 2030 | 0 | 0 | 82833000 | 82833000 | 82833000 | 22469000 | 830894000 | 30 | 667 | CRANDALL | C | WUG | MUNICIPAL | 767 | CITY | C | 129 | KAUFMAN | 0 | 0 | 40 | 74 | 95 | 96 | N
311 | MARVIN NICHOLS RESERVOIR | Marvin Nichols Reservoir | C | 6 | NEW SURFACE WATER OR NEW GROUNDWATER SOURCE | 4 | NEW MAJOR RESERVOIR | 6 | OTHER INFRASTRUCTURE |  | 1244 | 4165 | MARVIN NICHOLS LAKE/RESERVOIR | D | 999 | RESERVOIR | 3 | SULPHUR | 0 | SURFACE WATER | 1 | NO WATER QUALITY IMPROVEMENTS |  | 4984 | 1 | Marvin Nichols Reservoir | 108 | NORTH TEXAS MWD | C | WWP | WWP | N/A | N/A |  | Y | 2030 | 2030 | 0 | 0 | 82833000 | 82833000 | 82833000 | 22469000 | 830894000 | 30 | 685 | CULLEOKA WSC | C | WUG | MUNICIPAL | 4083 | UTILITY | C | 43 | COLLIN | 0 | 0 | 113 | 181 | 272 | 315 | N
311 | MARVIN NICHOLS RESERVOIR | Marvin Nichols Reservoir | C | 6 | NEW SURFACE WATER OR NEW GROUNDWATER SOURCE | 4 | NEW MAJOR RESERVOIR | 6 | OTHER INFRASTRUCTURE |  | 1244 | 4165 | MARVIN NICHOLS LAKE/RESERVOIR | D | 999 | RESERVOIR | 3 | SULPHUR | 0 | SURFACE WATER | 1 | NO WATER QUALITY IMPROVEMENTS |  | 4984 | 1 | Marvin Nichols Reservoir | 108 | NORTH TEXAS MWD | C | WWP | WWP | N/A | N/A |  | Y | 2030 | 2030 | 0 | 0 | 82833000 | 82833000 | 82833000 | 22469000 | 830894000 | 30 | 696 | DANVILLE WSC | C | WUG | MUNICIPAL | 4086 | UTILITY | C | 43 | COLLIN | 0 | 0 | 93 | 153 | 232 | 271 | N
311 | MARVIN NICHOLS RESERVOIR | Marvin Nichols Reservoir | C | 6 | NEW SURFACE WATER OR NEW GROUNDWATER SOURCE | 4 | NEW MAJOR RESERVOIR | 6 | OTHER INFRASTRUCTURE |  | 1244 | 4165 | MARVIN NICHOLS LAKE/RESERVOIR | D | 999 | RESERVOIR | 3 | SULPHUR | 0 | SURFACE WATER | 1 | NO WATER QUALITY IMPROVEMENTS |  | 4984 | 1 | Marvin Nichols Reservoir | 108 | NORTH TEXAS MWD | C | WWP | WWP | N/A | N/A |  | Y | 2030 | 2030 | 0 | 0 | 82833000 | 82833000 | 82833000 | 22469000 | 830894000 | 30 | 730 | EAST FORK SUD | C | WUG | MUNICIPAL | 4096 | UTILITY | C | 43 | COLLIN | 0 | 0 | 98 | 148 | 208 | 231 | N
311 | MARVIN NICHOLS RESERVOIR | Marvin Nichols Reservoir | C | 6 | NEW SURFACE WATER OR NEW GROUNDWATER SOURCE | 4 | NEW MAJOR RESERVOIR | 6 | OTHER INFRASTRUCTURE |  | 1244 | 4165 | MARVIN NICHOLS LAKE/RESERVOIR | D | 999 | RESERVOIR | 3 | SULPHUR | 0 | SURFACE WATER | 1 | NO WATER QUALITY IMPROVEMENTS |  | 4984 | 1 | Marvin Nichols Reservoir | 108 | NORTH TEXAS MWD | C | WWP | WWP | N/A | N/A |  | Y | 2030 | 2030 | 0 | 0 | 82833000 | 82833000 | 82833000 | 22469000 | 830894000 | 30 | 730 | EAST FORK SUD | C | WUG | MUNICIPAL | 4096 | UTILITY | C | 57 | DALLAS | 0 | 0 | 9 | 12 | 16 | 17 | N
311 | MARVIN NICHOLS RESERVOIR | Marvin Nichols Reservoir | C | 6 | NEW SURFACE WATER OR NEW GROUNDWATER SOURCE | 4 | NEW MAJOR RESERVOIR | 6 | OTHER INFRASTRUCTURE |  | 1244 | 4165 | MARVIN NICHOLS LAKE/RESERVOIR | D | 999 | RESERVOIR | 3 | SULPHUR | 0 | SURFACE WATER | 1 | NO WATER QUALITY IMPROVEMENTS |  | 4984 | 1 | Marvin Nichols Reservoir | 108 | NORTH TEXAS MWD | C | WWP | WWP | N/A | N/A |  | Y | 2030 | 2030 | 0 | 0 | 82833000 | 82833000 | 82833000 | 22469000 | 830894000 | 30 | 730 | EAST FORK SUD | C | WUG | MUNICIPAL | 4096 | UTILITY | C | 199 | ROCKWALL | 0 | 0 | 1 | 1 | 1 | 1 | N
311 | MARVIN NICHOLS RESERVOIR | Marvin Nichols Reservoir | C | 6 | NEW SURFACE WATER OR NEW GROUNDWATER SOURCE | 4 | NEW MAJOR RESERVOIR | 6 | OTHER INFRASTRUCTURE |  | 1244 | 4165 | MARVIN NICHOLS LAKE/RESERVOIR | D | 999 | RESERVOIR | 3 | SULPHUR | 0 | SURFACE WATER | 1 | NO WATER QUALITY IMPROVEMENTS |  | 4984 | 1 | Marvin Nichols Reservoir | 108 | NORTH TEXAS MWD | C | WWP | WWP | N/A | N/A |  | Y | 2030 | 2030 | 0 | 0 | 82833000 | 82833000 | 82833000 | 22469000 | 830894000 | 30 | 769 | FAIRVIEW | C | WUG | MUNICIPAL | 772 | CITY | C | 43 | COLLIN | 0 | 0 | 320 | 584 | 754 | 758 | N
311 | MARVIN NICHOLS RESERVOIR | Marvin Nichols Reservoir | C | 6 | NEW SURFACE WATER OR NEW GROUNDWATER SOURCE | 4 | NEW MAJOR RESERVOIR | 6 | OTHER INFRASTRUCTURE |  | 1244 | 4165 | MARVIN NICHOLS LAKE/RESERVOIR | D | 999 | RESERVOIR | 3 | SULPHUR | 0 | SURFACE WATER | 1 | NO WATER QUALITY IMPROVEMENTS |  | 4984 | 1 | Marvin Nichols Reservoir | 108 | NORTH TEXAS MWD | C | WWP | WWP | N/A | N/A |  | Y | 2030 | 2030 | 0 | 0 | 82833000 | 82833000 | 82833000 | 22469000 | 830894000 | 30 | 774 | FARMERSVILLE | C | WUG | MUNICIPAL | 199 | CITY | C | 43 | COLLIN | 0 | 0 | 117 | 240 | 449 | 614 | N
311 | MARVIN NICHOLS RESERVOIR | Marvin Nichols Reservoir | C | 6 | NEW SURFACE WATER OR NEW GROUNDWATER SOURCE | 4 | NEW MAJOR RESERVOIR | 6 | OTHER INFRASTRUCTURE |  | 1244 | 4165 | MARVIN NICHOLS LAKE/RESERVOIR | D | 999 | RESERVOIR | 3 | SULPHUR | 0 | SURFACE WATER | 1 | NO WATER QUALITY IMPROVEMENTS |  | 4984 | 1 | Marvin Nichols Reservoir | 108 | NORTH TEXAS MWD | C | WWP | WWP | N/A | N/A |  | Y | 2030 | 2030 | 0 | 0 | 82833000 | 82833000 | 82833000 | 22469000 | 830894000 | 30 | 2679 | FATE | C | WUG | MUNICIPAL | 1084 | CITY | C | 199 | ROCKWALL | 0 | 0 | 360 | 576 | 812 | 868 | N
311 | MARVIN NICHOLS RESERVOIR | Marvin Nichols Reservoir | C | 6 | NEW SURFACE WATER OR NEW GROUNDWATER SOURCE | 4 | NEW MAJOR RESERVOIR | 6 | OTHER INFRASTRUCTURE |  | 1244 | 4165 | MARVIN NICHOLS LAKE/RESERVOIR | D | 999 | RESERVOIR | 3 | SULPHUR | 0 | SURFACE WATER | 1 | NO WATER QUALITY IMPROVEMENTS |  | 4984 | 1 | Marvin Nichols Reservoir | 108 | NORTH TEXAS MWD | C | WWP | WWP | N/A | N/A |  | Y | 2030 | 2030 | 0 | 0 | 82833000 | 82833000 | 82833000 | 22469000 | 830894000 | 30 | 52 | FORNEY | C | BOTH | MUNICIPAL | 207 | CITY | C | 129 | KAUFMAN | 0 | 0 | 334 | 533 | 761 | 838 | N
311 | MARVIN NICHOLS RESERVOIR | Marvin Nichols Reservoir | C | 6 | NEW SURFACE WATER OR NEW GROUNDWATER SOURCE | 4 | NEW MAJOR RESERVOIR | 6 | OTHER INFRASTRUCTURE |  | 1244 | 4165 | MARVIN NICHOLS LAKE/RESERVOIR | D | 999 | RESERVOIR | 3 | SULPHUR | 0 | SURFACE WATER | 1 | NO WATER QUALITY IMPROVEMENTS |  | 4984 | 1 | Marvin Nichols Reservoir | 108 | NORTH TEXAS MWD | C | WWP | WWP | N/A | N/A |  | Y | 2030 | 2030 | 0 | 0 | 82833000 | 82833000 | 82833000 | 22469000 | 830894000 | 30 | 788 | FORNEY LAKE WSC | C | WUG | MUNICIPAL | 4115 | UTILITY | C | 129 | KAUFMAN | 0 | 0 | 72 | 122 | 194 | 243 | N
311 | MARVIN NICHOLS RESERVOIR | Marvin Nichols Reservoir | C | 6 | NEW SURFACE WATER OR NEW GROUNDWATER SOURCE | 4 | NEW MAJOR RESERVOIR | 6 | OTHER INFRASTRUCTURE |  | 1244 | 4165 | MARVIN NICHOLS LAKE/RESERVOIR | D | 999 | RESERVOIR | 3 | SULPHUR | 0 | SURFACE WATER | 1 | NO WATER QUALITY IMPROVEMENTS |  | 4984 | 1 | Marvin Nichols Reservoir | 108 | NORTH TEXAS MWD | C | WWP | WWP | N/A | N/A |  | Y | 2030 | 2030 | 0 | 0 | 82833000 | 82833000 | 82833000 | 22469000 | 830894000 | 30 | 788 | FORNEY LAKE WSC | C | WUG | MUNICIPAL | 4115 | UTILITY | C | 199 | ROCKWALL | 0 | 0 | 72 | 122 | 194 | 243 | N
311 | MARVIN NICHOLS RESERVOIR | Marvin Nichols Reservoir | C | 6 | NEW SURFACE WATER OR NEW GROUNDWATER SOURCE | 4 | NEW MAJOR RESERVOIR | 6 | OTHER INFRASTRUCTURE |  | 1244 | 4165 | MARVIN NICHOLS LAKE/RESERVOIR | D | 999 | RESERVOIR | 3 | SULPHUR | 0 | SURFACE WATER | 1 | NO WATER QUALITY IMPROVEMENTS |  | 4984 | 1 | Marvin Nichols Reservoir | 108 | NORTH TEXAS MWD | C | WWP | WWP | N/A | N/A |  | Y | 2030 | 2030 | 0 | 0 | 82833000 | 82833000 | 82833000 | 22469000 | 830894000 | 30 | 819 | FRISCO | C | WUG | MUNICIPAL | 221 | CITY | C | 43 | COLLIN | 0 | 0 | 863 | 2015 | 4606 | 4678 | N
311 | MARVIN NICHOLS RESERVOIR | Marvin Nichols Reservoir | C | 6 | NEW SURFACE WATER OR NEW GROUNDWATER SOURCE | 4 | NEW MAJOR RESERVOIR | 6 | OTHER INFRASTRUCTURE |  | 1244 | 4165 | MARVIN NICHOLS LAKE/RESERVOIR | D | 999 | RESERVOIR | 3 | SULPHUR | 0 | SURFACE WATER | 1 | NO WATER QUALITY IMPROVEMENTS |  | 4984 | 1 | Marvin Nichols Reservoir | 108 | NORTH TEXAS MWD | C | WWP | WWP | N/A | N/A |  | Y | 2030 | 2030 | 0 | 0 | 82833000 | 82833000 | 82833000 | 22469000 | 830894000 | 30 | 819 | FRISCO | C | WUG | MUNICIPAL | 221 | CITY | C | 61 | DENTON | 0 | 0 | 487 | 1231 | 2898 | 3031 | N
311 | MARVIN NICHOLS RESERVOIR | Marvin Nichols Reservoir | C | 6 | NEW SURFACE WATER OR NEW GROUNDWATER SOURCE | 4 | NEW MAJOR RESERVOIR | 6 | OTHER INFRASTRUCTURE |  | 1244 | 4165 | MARVIN NICHOLS LAKE/RESERVOIR | D | 999 | RESERVOIR | 3 | SULPHUR | 0 | SURFACE WATER | 1 | NO WATER QUALITY IMPROVEMENTS |  | 4984 | 1 | Marvin Nichols Reservoir | 108 | NORTH TEXAS MWD | C | WWP | WWP | N/A | N/A |  | Y | 2030 | 2030 | 0 | 0 | 82833000 | 82833000 | 82833000 | 22469000 | 830894000 | 30 | 60 | GARLAND | C | BOTH | MUNICIPAL | 230 | CITY | C | 57 | DALLAS | 0 | 0 | 2579 | 3584 | 4632 | 4678 | N
311 | MARVIN NICHOLS RESERVOIR | Marvin Nichols Reservoir | C | 6 | NEW SURFACE WATER OR NEW GROUNDWATER SOURCE | 4 | NEW MAJOR RESERVOIR | 6 | OTHER INFRASTRUCTURE |  | 1244 | 4165 | MARVIN NICHOLS LAKE/RESERVOIR | D | 999 | RESERVOIR | 3 | SULPHUR | 0 | SURFACE WATER | 1 | NO WATER QUALITY IMPROVEMENTS |  | 4984 | 1 | Marvin Nichols Reservoir | 108 | NORTH TEXAS MWD | C | WWP | WWP | N/A | N/A |  | Y | 2030 | 2030 | 0 | 0 | 82833000 | 82833000 | 82833000 | 22469000 | 830894000 | 30 | 831 | GASTONIA-SCURRY SUD | C | WUG | MUNICIPAL | 4137 | UTILITY | C | 129 | KAUFMAN | 0 | 0 | 91 | 149 | 234 | 290 | N
311 | MARVIN NICHOLS RESERVOIR | Marvin Nichols Reservoir | C | 6 | NEW SURFACE WATER OR NEW GROUNDWATER SOURCE | 4 | NEW MAJOR RESERVOIR | 6 | OTHER INFRASTRUCTURE |  | 1244 | 4165 | MARVIN NICHOLS LAKE/RESERVOIR | D | 999 | RESERVOIR | 3 | SULPHUR | 0 | SURFACE WATER | 1 | NO WATER QUALITY IMPROVEMENTS |  | 4984 | 1 | Marvin Nichols Reservoir | 108 | NORTH TEXAS MWD | C | WWP | WWP | N/A | N/A |  | Y | 2030 | 2030 | 0 | 0 | 82833000 | 82833000 | 82833000 | 22469000 | 830894000 | 30 | 873 | HACKBERRY | C | WUG | MUNICIPAL | 1023 | CITY | C | 61 | DENTON | 0 | 0 | 14 | 22 | 47 | 58 | N
311 | MARVIN NICHOLS RESERVOIR | Marvin Nichols Reservoir | C | 6 | NEW SURFACE WATER OR NEW GROUNDWATER SOURCE | 4 | NEW MAJOR RESERVOIR | 6 | OTHER INFRASTRUCTURE |  | 1244 | 4165 | MARVIN NICHOLS LAKE/RESERVOIR | D | 999 | RESERVOIR | 3 | SULPHUR | 0 | SURFACE WATER | 1 | NO WATER QUALITY IMPROVEMENTS |  | 4984 | 1 | Marvin Nichols Reservoir | 108 | NORTH TEXAS MWD | C | WWP | WWP | N/A | N/A |  | Y | 2030 | 2030 | 0 | 0 | 82833000 | 82833000 | 82833000 | 22469000 | 830894000 | 30 | 925 | HEATH | C | WUG | MUNICIPAL | 702 | CITY | C | 199 | ROCKWALL | 0 | 0 | 245 | 403 | 617 | 743 | N
311 | MARVIN NICHOLS RESERVOIR | Marvin Nichols Reservoir | C | 6 | NEW SURFACE WATER OR NEW GROUNDWATER SOURCE | 4 | NEW MAJOR RESERVOIR | 6 | OTHER INFRASTRUCTURE |  | 1244 | 4165 | MARVIN NICHOLS LAKE/RESERVOIR | D | 999 | RESERVOIR | 3 | SULPHUR | 0 | SURFACE WATER | 1 | NO WATER QUALITY IMPROVEMENTS |  | 4984 | 1 | Marvin Nichols Reservoir | 108 | NORTH TEXAS MWD | C | WWP | WWP | N/A | N/A |  | Y | 2030 | 2030 | 0 | 0 | 82833000 | 82833000 | 82833000 | 22469000 | 830894000 | 30 | 942 | HIGH POINT WSC | C | WUG | MUNICIPAL | 4205 | UTILITY | C | 129 | KAUFMAN | 0 | 0 | 40 | 65 | 99 | 121 | N
311 | MARVIN NICHOLS RESERVOIR | Marvin Nichols Reservoir | C | 6 | NEW SURFACE WATER OR NEW GROUNDWATER SOURCE | 4 | NEW MAJOR RESERVOIR | 6 | OTHER INFRASTRUCTURE |  | 1244 | 4165 | MARVIN NICHOLS LAKE/RESERVOIR | D | 999 | RESERVOIR | 3 | SULPHUR | 0 | SURFACE WATER | 1 | NO WATER QUALITY IMPROVEMENTS |  | 4984 | 1 | Marvin Nichols Reservoir | 108 | NORTH TEXAS MWD | C | WWP | WWP | N/A | N/A |  | Y | 2030 | 2030 | 0 | 0 | 82833000 | 82833000 | 82833000 | 22469000 | 830894000 | 30 | 942 | HIGH POINT WSC | C | WUG | MUNICIPAL | 4205 | UTILITY | C | 199 | ROCKWALL | 0 | 0 | 4 | 7 | 11 | 13 | N
311 | MARVIN NICHOLS RESERVOIR | Marvin Nichols Reservoir | C | 6 | NEW SURFACE WATER OR NEW GROUNDWATER SOURCE | 4 | NEW MAJOR RESERVOIR | 6 | OTHER INFRASTRUCTURE |  | 1244 | 4165 | MARVIN NICHOLS LAKE/RESERVOIR | D | 999 | RESERVOIR | 3 | SULPHUR | 0 | SURFACE WATER | 1 | NO WATER QUALITY IMPROVEMENTS |  | 4984 | 1 | Marvin Nichols Reservoir | 108 | NORTH TEXAS MWD | C | WWP | WWP | N/A | N/A |  | Y | 2030 | 2030 | 0 | 0 | 82833000 | 82833000 | 82833000 | 22469000 | 830894000 | 30 | 960 | HOWE | C | WUG | MUNICIPAL | 286 | CITY | C | 91 | GRAYSON | 0 | 0 | 49 | 93 | 139 | 158 | N
311 | MARVIN NICHOLS RESERVOIR | Marvin Nichols Reservoir | C | 6 | NEW SURFACE WATER OR NEW GROUNDWATER SOURCE | 4 | NEW MAJOR RESERVOIR | 6 | OTHER INFRASTRUCTURE |  | 1244 | 4165 | MARVIN NICHOLS LAKE/RESERVOIR | D | 999 | RESERVOIR | 3 | SULPHUR | 0 | SURFACE WATER | 1 | NO WATER QUALITY IMPROVEMENTS |  | 4984 | 1 | Marvin Nichols Reservoir | 108 | NORTH TEXAS MWD | C | WWP | WWP | N/A | N/A |  | Y | 2010 | 2030 | 0 | 0 | 82833000 | 82833000 | 82833000 | 22469000 | 830894000 | 30 | 1020 | IRRIGATION, COLLIN | C | WUG | IRRIGATION | 1004 | N/A | C | 43 | COLLIN | 0 | 0 | 0 | 0 | 0 | 0 | N
311 | MARVIN NICHOLS RESERVOIR | Marvin Nichols Reservoir | C | 6 | NEW SURFACE WATER OR NEW GROUNDWATER SOURCE | 4 | NEW MAJOR RESERVOIR | 6 | OTHER INFRASTRUCTURE |  | 1244 | 4165 | MARVIN NICHOLS LAKE/RESERVOIR | D | 999 | RESERVOIR | 3 | SULPHUR | 0 | SURFACE WATER | 1 | NO WATER QUALITY IMPROVEMENTS |  | 4984 | 1 | Marvin Nichols Reservoir | 108 | NORTH TEXAS MWD | C | WWP | WWP | N/A | N/A |  | Y | 2030 | 2030 | 0 | 0 | 82833000 | 82833000 | 82833000 | 22469000 | 830894000 | 30 | 1101 | IRRIGATION, KAUFMAN | C | WUG | IRRIGATION | 1004 | N/A | C | 129 | KAUFMAN | 0 | 0 | 133 | 177 | 223 | 221 | N
311 | MARVIN NICHOLS RESERVOIR | Marvin Nichols Reservoir | C | 6 | NEW SURFACE WATER OR NEW GROUNDWATER SOURCE | 4 | NEW MAJOR RESERVOIR | 6 | OTHER INFRASTRUCTURE |  | 1244 | 4165 | MARVIN NICHOLS LAKE/RESERVOIR | D | 999 | RESERVOIR | 3 | SULPHUR | 0 | SURFACE WATER | 1 | NO WATER QUALITY IMPROVEMENTS |  | 4984 | 1 | Marvin Nichols Reservoir | 108 | NORTH TEXAS MWD | C | WWP | WWP | N/A | N/A |  | Y | 2010 | 2030 | 0 | 0 | 82833000 | 82833000 | 82833000 | 22469000 | 830894000 | 30 | 1165 | IRRIGATION, ROCKWALL | C | WUG | IRRIGATION | 1004 | N/A | C | 199 | ROCKWALL | 0 | 0 | 0 | 0 | 0 | 0 | N
311 | MARVIN NICHOLS RESERVOIR | Marvin Nichols Reservoir | C | 6 | NEW SURFACE WATER OR NEW GROUNDWATER SOURCE | 4 | NEW MAJOR RESERVOIR | 6 | OTHER INFRASTRUCTURE |  | 1244 | 4165 | MARVIN NICHOLS LAKE/RESERVOIR | D | 999 | RESERVOIR | 3 | SULPHUR | 0 | SURFACE WATER | 1 | NO WATER QUALITY IMPROVEMENTS |  | 4984 | 1 | Marvin Nichols Reservoir | 108 | NORTH TEXAS MWD | C | WWP | WWP | N/A | N/A |  | Y | 2030 | 2030 | 0 | 0 | 82833000 | 82833000 | 82833000 | 22469000 | 830894000 | 30 | 1242 | JOSEPHINE | C | WUG | MUNICIPAL | 1031 | CITY | C | 43 | COLLIN | 0 | 0 | 30 | 49 | 72 | 83 | N
311 | MARVIN NICHOLS RESERVOIR | Marvin Nichols Reservoir | C | 6 | NEW SURFACE WATER OR NEW GROUNDWATER SOURCE | 4 | NEW MAJOR RESERVOIR | 6 | OTHER INFRASTRUCTURE |  | 1244 | 4165 | MARVIN NICHOLS LAKE/RESERVOIR | D | 999 | RESERVOIR | 3 | SULPHUR | 0 | SURFACE WATER | 1 | NO WATER QUALITY IMPROVEMENTS |  | 4984 | 1 | Marvin Nichols Reservoir | 108 | NORTH TEXAS MWD | C | WWP | WWP | N/A | N/A |  | Y | 2030 | 2030 | 0 | 0 | 82833000 | 82833000 | 82833000 | 22469000 | 830894000 | 30 | 1249 | KAUFMAN | C | WUG | MUNICIPAL | 313 | CITY | C | 129 | KAUFMAN | 0 | 0 | 148 | 228 | 324 | 394 | N
311 | MARVIN NICHOLS RESERVOIR | Marvin Nichols Reservoir | C | 6 | NEW SURFACE WATER OR NEW GROUNDWATER SOURCE | 4 | NEW MAJOR RESERVOIR | 6 | OTHER INFRASTRUCTURE |  | 1244 | 4165 | MARVIN NICHOLS LAKE/RESERVOIR | D | 999 | RESERVOIR | 3 | SULPHUR | 0 | SURFACE WATER | 1 | NO WATER QUALITY IMPROVEMENTS |  | 4984 | 1 | Marvin Nichols Reservoir | 108 | NORTH TEXAS MWD | C | WWP | WWP | N/A | N/A |  | Y | 2030 | 2030 | 0 | 0 | 82833000 | 82833000 | 82833000 | 22469000 | 830894000 | 30 | 1308 | LAVON WSC | C | WUG | MUNICIPAL | 4230 | UTILITY | C | 43 | COLLIN | 0 | 0 | 89 | 179 | 329 | 454 | N
311 | MARVIN NICHOLS RESERVOIR | Marvin Nichols Reservoir | C | 6 | NEW SURFACE WATER OR NEW GROUNDWATER SOURCE | 4 | NEW MAJOR RESERVOIR | 6 | OTHER INFRASTRUCTURE |  | 1244 | 4165 | MARVIN NICHOLS LAKE/RESERVOIR | D | 999 | RESERVOIR | 3 | SULPHUR | 0 | SURFACE WATER | 1 | NO WATER QUALITY IMPROVEMENTS |  | 4984 | 1 | Marvin Nichols Reservoir | 108 | NORTH TEXAS MWD | C | WWP | WWP | N/A | N/A |  | Y | 2030 | 2030 | 0 | 0 | 82833000 | 82833000 | 82833000 | 22469000 | 830894000 | 30 | 1308 | LAVON WSC | C | WUG | MUNICIPAL | 4230 | UTILITY | C | 199 | ROCKWALL | 0 | 0 | 79 | 110 | 145 | 179 | N
311 | MARVIN NICHOLS RESERVOIR | Marvin Nichols Reservoir | C | 6 | NEW SURFACE WATER OR NEW GROUNDWATER SOURCE | 4 | NEW MAJOR RESERVOIR | 6 | OTHER INFRASTRUCTURE |  | 1244 | 4165 | MARVIN NICHOLS LAKE/RESERVOIR | D | 999 | RESERVOIR | 3 | SULPHUR | 0 | SURFACE WATER | 1 | NO WATER QUALITY IMPROVEMENTS |  | 4984 | 1 | Marvin Nichols Reservoir | 108 | NORTH TEXAS MWD | C | WWP | WWP | N/A | N/A |  | Y | 2030 | 2030 | 0 | 0 | 82833000 | 82833000 | 82833000 | 22469000 | 830894000 | 30 | 1328 | LITTLE ELM | C | WUG | MUNICIPAL | 790 | CITY | C | 61 | DENTON | 0 | 0 | 398 | 644 | 835 | 841 | N
311 | MARVIN NICHOLS RESERVOIR | Marvin Nichols Reservoir | C | 6 | NEW SURFACE WATER OR NEW GROUNDWATER SOURCE | 4 | NEW MAJOR RESERVOIR | 6 | OTHER INFRASTRUCTURE |  | 1244 | 4165 | MARVIN NICHOLS LAKE/RESERVOIR | D | 999 | RESERVOIR | 3 | SULPHUR | 0 | SURFACE WATER | 1 | NO WATER QUALITY IMPROVEMENTS |  | 4984 | 1 | Marvin Nichols Reservoir | 108 | NORTH TEXAS MWD | C | WWP | WWP | N/A | N/A |  | Y | 2030 | 2030 | 0 | 0 | 82833000 | 82833000 | 82833000 | 22469000 | 830894000 | 30 | 1604 | LOWRY CROSSING | C | WUG | MUNICIPAL | 1041 | CITY | C | 43 | COLLIN | 0 | 0 | 38 | 53 | 67 | 67 | N
311 | MARVIN NICHOLS RESERVOIR | Marvin Nichols Reservoir | C | 6 | NEW SURFACE WATER OR NEW GROUNDWATER SOURCE | 4 | NEW MAJOR RESERVOIR | 6 | OTHER INFRASTRUCTURE |  | 1244 | 4165 | MARVIN NICHOLS LAKE/RESERVOIR | D | 999 | RESERVOIR | 3 | SULPHUR | 0 | SURFACE WATER | 1 | NO WATER QUALITY IMPROVEMENTS |  | 4984 | 1 | Marvin Nichols Reservoir | 108 | NORTH TEXAS MWD | C | WWP | WWP | N/A | N/A |  | Y | 2030 | 2030 | 0 | 0 | 82833000 | 82833000 | 82833000 | 22469000 | 830894000 | 30 | 1605 | LUCAS | C | WUG | MUNICIPAL | 718 | CITY | C | 43 | COLLIN | 0 | 0 | 137 | 239 | 435 | 597 | N
311 | MARVIN NICHOLS RESERVOIR | Marvin Nichols Reservoir | C | 6 | NEW SURFACE WATER OR NEW GROUNDWATER SOURCE | 4 | NEW MAJOR RESERVOIR | 6 | OTHER INFRASTRUCTURE |  | 1244 | 4165 | MARVIN NICHOLS LAKE/RESERVOIR | D | 999 | RESERVOIR | 3 | SULPHUR | 0 | SURFACE WATER | 1 | NO WATER QUALITY IMPROVEMENTS |  | 4984 | 1 | Marvin Nichols Reservoir | 108 | NORTH TEXAS MWD | C | WWP | WWP | N/A | N/A |  | Y | 2030 | 2030 | 0 | 0 | 82833000 | 82833000 | 82833000 | 22469000 | 830894000 | 30 | 1650 | MANUFACTURING, COLLIN | C | WUG | MANUFACTURING | 1001 | N/A | C | 43 | COLLIN | 0 | 0 | 361 | 535 | 749 | 823 | N
311 | MARVIN NICHOLS RESERVOIR | Marvin Nichols Reservoir | C | 6 | NEW SURFACE WATER OR NEW GROUNDWATER SOURCE | 4 | NEW MAJOR RESERVOIR | 6 | OTHER INFRASTRUCTURE |  | 1244 | 4165 | MARVIN NICHOLS LAKE/RESERVOIR | D | 999 | RESERVOIR | 3 | SULPHUR | 0 | SURFACE WATER | 1 | NO WATER QUALITY IMPROVEMENTS |  | 4984 | 1 | Marvin Nichols Reservoir | 108 | NORTH TEXAS MWD | C | WWP | WWP | N/A | N/A |  | Y | 2030 | 2030 | 0 | 0 | 82833000 | 82833000 | 82833000 | 22469000 | 830894000 | 30 | 1657 | MANUFACTURING, DALLAS | C | WUG | MANUFACTURING | 1001 | N/A | C | 57 | DALLAS | 0 | 0 | 647 | 920 | 1241 | 1257 | N
311 | MARVIN NICHOLS RESERVOIR | Marvin Nichols Reservoir | C | 6 | NEW SURFACE WATER OR NEW GROUNDWATER SOURCE | 4 | NEW MAJOR RESERVOIR | 6 | OTHER INFRASTRUCTURE |  | 1244 | 4165 | MARVIN NICHOLS LAKE/RESERVOIR | D | 999 | RESERVOIR | 3 | SULPHUR | 0 | SURFACE WATER | 1 | NO WATER QUALITY IMPROVEMENTS |  | 4984 | 1 | Marvin Nichols Reservoir | 108 | NORTH TEXAS MWD | C | WWP | WWP | N/A | N/A |  | Y | 2030 | 2030 | 0 | 0 | 82833000 | 82833000 | 82833000 | 22469000 | 830894000 | 30 | 1660 | MANUFACTURING, DENTON | C | WUG | MANUFACTURING | 1001 | N/A | C | 61 | DENTON | 0 | 0 | 6 | 8 | 19 | 24 | N
311 | MARVIN NICHOLS RESERVOIR | Marvin Nichols Reservoir | C | 6 | NEW SURFACE WATER OR NEW GROUNDWATER SOURCE | 4 | NEW MAJOR RESERVOIR | 6 | OTHER INFRASTRUCTURE |  | 1244 | 4165 | MARVIN NICHOLS LAKE/RESERVOIR | D | 999 | RESERVOIR | 3 | SULPHUR | 0 | SURFACE WATER | 1 | NO WATER QUALITY IMPROVEMENTS |  | 4984 | 1 | Marvin Nichols Reservoir | 108 | NORTH TEXAS MWD | C | WWP | WWP | N/A | N/A |  | Y | 2010 | 2030 | 0 | 0 | 82833000 | 82833000 | 82833000 | 22469000 | 830894000 | 30 | 1668 | MANUFACTURING, FANNIN | C | WUG | MANUFACTURING | 1001 | N/A | C | 74 | FANNIN | 0 | 0 | 0 | 0 | 0 | 0 | N
311 | MARVIN NICHOLS RESERVOIR | Marvin Nichols Reservoir | C | 6 | NEW SURFACE WATER OR NEW GROUNDWATER SOURCE | 4 | NEW MAJOR RESERVOIR | 6 | OTHER INFRASTRUCTURE |  | 1244 | 4165 | MARVIN NICHOLS LAKE/RESERVOIR | D | 999 | RESERVOIR | 3 | SULPHUR | 0 | SURFACE WATER | 1 | NO WATER QUALITY IMPROVEMENTS |  | 4984 | 1 | Marvin Nichols Reservoir | 108 | NORTH TEXAS MWD | C | WWP | WWP | N/A | N/A |  | Y | 2030 | 2030 | 0 | 0 | 82833000 | 82833000 | 82833000 | 22469000 | 830894000 | 30 | 1678 | MANUFACTURING, GRAYSON | C | WUG | MANUFACTURING | 1001 | N/A | C | 91 | GRAYSON | 0 | 0 | 7 | 10 | 21 | 26 | N
311 | MARVIN NICHOLS RESERVOIR | Marvin Nichols Reservoir | C | 6 | NEW SURFACE WATER OR NEW GROUNDWATER SOURCE | 4 | NEW MAJOR RESERVOIR | 6 | OTHER INFRASTRUCTURE |  | 1244 | 4165 | MARVIN NICHOLS LAKE/RESERVOIR | D | 999 | RESERVOIR | 3 | SULPHUR | 0 | SURFACE WATER | 1 | NO WATER QUALITY IMPROVEMENTS |  | 4984 | 1 | Marvin Nichols Reservoir | 108 | NORTH TEXAS MWD | C | WWP | WWP | N/A | N/A |  | Y | 2030 | 2030 | 0 | 0 | 82833000 | 82833000 | 82833000 | 22469000 | 830894000 | 30 | 1709 | MANUFACTURING, KAUFMAN | C | WUG | MANUFACTURING | 1001 | N/A | C | 129 | KAUFMAN | 0 | 0 | 72 | 102 | 140 | 151 | N
311 | MARVIN NICHOLS RESERVOIR | Marvin Nichols Reservoir | C | 6 | NEW SURFACE WATER OR NEW GROUNDWATER SOURCE | 4 | NEW MAJOR RESERVOIR | 6 | OTHER INFRASTRUCTURE |  | 1244 | 4165 | MARVIN NICHOLS LAKE/RESERVOIR | D | 999 | RESERVOIR | 3 | SULPHUR | 0 | SURFACE WATER | 1 | NO WATER QUALITY IMPROVEMENTS |  | 4984 | 1 | Marvin Nichols Reservoir | 108 | NORTH TEXAS MWD | C | WWP | WWP | N/A | N/A |  | Y | 2030 | 2030 | 0 | 0 | 82833000 | 82833000 | 82833000 | 22469000 | 830894000 | 30 | 1758 | MANUFACTURING, ROCKWALL | C | WUG | MANUFACTURING | 1001 | N/A | C | 199 | ROCKWALL | 0 | 0 | 4 | 5 | 10 | 12 | N
311 | MARVIN NICHOLS RESERVOIR | Marvin Nichols Reservoir | C | 6 | NEW SURFACE WATER OR NEW GROUNDWATER SOURCE | 4 | NEW MAJOR RESERVOIR | 6 | OTHER INFRASTRUCTURE |  | 1244 | 4165 | MARVIN NICHOLS LAKE/RESERVOIR | D | 999 | RESERVOIR | 3 | SULPHUR | 0 | SURFACE WATER | 1 | NO WATER QUALITY IMPROVEMENTS |  | 4984 | 1 | Marvin Nichols Reservoir | 108 | NORTH TEXAS MWD | C | WWP | WWP | N/A | N/A |  | Y | 2030 | 2030 | 0 | 0 | 82833000 | 82833000 | 82833000 | 22469000 | 830894000 | 30 | 1817 | MCKINNEY | C | WUG | MUNICIPAL | 379 | CITY | C | 43 | COLLIN | 0 | 0 | 2035 | 4911 | 13023 | 11994 | N
311 | MARVIN NICHOLS RESERVOIR | Marvin Nichols Reservoir | C | 6 | NEW SURFACE WATER OR NEW GROUNDWATER SOURCE | 4 | NEW MAJOR RESERVOIR | 6 | OTHER INFRASTRUCTURE |  | 1244 | 4165 | MARVIN NICHOLS LAKE/RESERVOIR | D | 999 | RESERVOIR | 3 | SULPHUR | 0 | SURFACE WATER | 1 | NO WATER QUALITY IMPROVEMENTS |  | 4984 | 1 | Marvin Nichols Reservoir | 108 | NORTH TEXAS MWD | C | WWP | WWP | N/A | N/A |  | Y | 2030 | 2030 | 0 | 0 | 82833000 | 82833000 | 82833000 | 22469000 | 830894000 | 30 | 1819 | MCLENDON-CHISHOLM | C | WUG | MUNICIPAL | 1042 | CITY | C | 199 | ROCKWALL | 0 | 0 | 24 | 35 | 52 | 61 | N
311 | MARVIN NICHOLS RESERVOIR | Marvin Nichols Reservoir | C | 6 | NEW SURFACE WATER OR NEW GROUNDWATER SOURCE | 4 | NEW MAJOR RESERVOIR | 6 | OTHER INFRASTRUCTURE |  | 1244 | 4165 | MARVIN NICHOLS LAKE/RESERVOIR | D | 999 | RESERVOIR | 3 | SULPHUR | 0 | SURFACE WATER | 1 | NO WATER QUALITY IMPROVEMENTS |  | 4984 | 1 | Marvin Nichols Reservoir | 108 | NORTH TEXAS MWD | C | WWP | WWP | N/A | N/A |  | Y | 2030 | 2030 | 0 | 0 | 82833000 | 82833000 | 82833000 | 22469000 | 830894000 | 30 | 1824 | MELISSA | C | WUG | MUNICIPAL | 914 | CITY | C | 43 | COLLIN | 0 | 0 | 578 | 1125 | 1888 | 2070 | N
311 | MARVIN NICHOLS RESERVOIR | Marvin Nichols Reservoir | C | 6 | NEW SURFACE WATER OR NEW GROUNDWATER SOURCE | 4 | NEW MAJOR RESERVOIR | 6 | OTHER INFRASTRUCTURE |  | 1244 | 4165 | MARVIN NICHOLS LAKE/RESERVOIR | D | 999 | RESERVOIR | 3 | SULPHUR | 0 | SURFACE WATER | 1 | NO WATER QUALITY IMPROVEMENTS |  | 4984 | 1 | Marvin Nichols Reservoir | 108 | NORTH TEXAS MWD | C | WWP | WWP | N/A | N/A |  | Y | 2030 | 2030 | 0 | 0 | 82833000 | 82833000 | 82833000 | 22469000 | 830894000 | 30 | 1832 | MESQUITE | C | WUG | MUNICIPAL | 401 | CITY | C | 57 | DALLAS | 0 | 0 | 2195 | 3077 | 3972 | 3994 | N
311 | MARVIN NICHOLS RESERVOIR | Marvin Nichols Reservoir | C | 6 | NEW SURFACE WATER OR NEW GROUNDWATER SOURCE | 4 | NEW MAJOR RESERVOIR | 6 | OTHER INFRASTRUCTURE |  | 1244 | 4165 | MARVIN NICHOLS LAKE/RESERVOIR | D | 999 | RESERVOIR | 3 | SULPHUR | 0 | SURFACE WATER | 1 | NO WATER QUALITY IMPROVEMENTS |  | 4984 | 1 | Marvin Nichols Reservoir | 108 | NORTH TEXAS MWD | C | WWP | WWP | N/A | N/A |  | Y | 2010 | 2030 | 0 | 0 | 82833000 | 82833000 | 82833000 | 22469000 | 830894000 | 30 | 1832 | MESQUITE | C | WUG | MUNICIPAL | 401 | CITY | C | 129 | KAUFMAN | 0 | 0 | 0 | 0 | 0 | 0 | N
311 | MARVIN NICHOLS RESERVOIR | Marvin Nichols Reservoir | C | 6 | NEW SURFACE WATER OR NEW GROUNDWATER SOURCE | 4 | NEW MAJOR RESERVOIR | 6 | OTHER INFRASTRUCTURE |  | 1244 | 4165 | MARVIN NICHOLS LAKE/RESERVOIR | D | 999 | RESERVOIR | 3 | SULPHUR | 0 | SURFACE WATER | 1 | NO WATER QUALITY IMPROVEMENTS |  | 4984 | 1 | Marvin Nichols Reservoir | 108 | NORTH TEXAS MWD | C | WWP | WWP | N/A | N/A |  | Y | 2030 | 2030 | 0 | 0 | 82833000 | 82833000 | 82833000 | 22469000 | 830894000 | 30 | 1841 | MILLIGAN WSC | C | WUG | MUNICIPAL | 4257 | UTILITY | C | 43 | COLLIN | 0 | 0 | 13 | 18 | 36 | 43 | N
311 | MARVIN NICHOLS RESERVOIR | Marvin Nichols Reservoir | C | 6 | NEW SURFACE WATER OR NEW GROUNDWATER SOURCE | 4 | NEW MAJOR RESERVOIR | 6 | OTHER INFRASTRUCTURE |  | 1244 | 4165 | MARVIN NICHOLS LAKE/RESERVOIR | D | 999 | RESERVOIR | 3 | SULPHUR | 0 | SURFACE WATER | 1 | NO WATER QUALITY IMPROVEMENTS |  | 4984 | 1 | Marvin Nichols Reservoir | 108 | NORTH TEXAS MWD | C | WWP | WWP | N/A | N/A |  | Y | 2030 | 2030 | 0 | 0 | 82833000 | 82833000 | 82833000 | 22469000 | 830894000 | 30 | 1882 | MINING, COLLIN | C | WUG | MINING | 1003 | N/A | C | 43 | COLLIN | 0 | 0 | 13 | 17 | 34 | 40 | N
311 | MARVIN NICHOLS RESERVOIR | Marvin Nichols Reservoir | C | 6 | NEW SURFACE WATER OR NEW GROUNDWATER SOURCE | 4 | NEW MAJOR RESERVOIR | 6 | OTHER INFRASTRUCTURE |  | 1244 | 4165 | MARVIN NICHOLS LAKE/RESERVOIR | D | 999 | RESERVOIR | 3 | SULPHUR | 0 | SURFACE WATER | 1 | NO WATER QUALITY IMPROVEMENTS |  | 4984 | 1 | Marvin Nichols Reservoir | 108 | NORTH TEXAS MWD | C | WWP | WWP | N/A | N/A |  | Y | 2030 | 2030 | 0 | 0 | 82833000 | 82833000 | 82833000 | 22469000 | 830894000 | 30 | 2091 | MT ZION WSC | C | WUG | MUNICIPAL | 4270 | UTILITY | C | 199 | ROCKWALL | 0 | 0 | 30 | 41 | 51 | 51 | N
311 | MARVIN NICHOLS RESERVOIR | Marvin Nichols Reservoir | C | 6 | NEW SURFACE WATER OR NEW GROUNDWATER SOURCE | 4 | NEW MAJOR RESERVOIR | 6 | OTHER INFRASTRUCTURE |  | 1244 | 4165 | MARVIN NICHOLS LAKE/RESERVOIR | D | 999 | RESERVOIR | 3 | SULPHUR | 0 | SURFACE WATER | 1 | NO WATER QUALITY IMPROVEMENTS |  | 4984 | 1 | Marvin Nichols Reservoir | 108 | NORTH TEXAS MWD | C | WWP | WWP | N/A | N/A |  | Y | 2030 | 2030 | 0 | 0 | 82833000 | 82833000 | 82833000 | 22469000 | 830894000 | 30 | 2096 | MURPHY | C | WUG | MUNICIPAL | 724 | CITY | C | 43 | COLLIN | 0 | 0 | 604 | 821 | 1047 | 1047 | N
311 | MARVIN NICHOLS RESERVOIR | Marvin Nichols Reservoir | C | 6 | NEW SURFACE WATER OR NEW GROUNDWATER SOURCE | 4 | NEW MAJOR RESERVOIR | 6 | OTHER INFRASTRUCTURE |  | 1244 | 4165 | MARVIN NICHOLS LAKE/RESERVOIR | D | 999 | RESERVOIR | 3 | SULPHUR | 0 | SURFACE WATER | 1 | NO WATER QUALITY IMPROVEMENTS |  | 4984 | 1 | Marvin Nichols Reservoir | 108 | NORTH TEXAS MWD | C | WWP | WWP | N/A | N/A |  | Y | 2030 | 2030 | 0 | 0 | 82833000 | 82833000 | 82833000 | 22469000 | 830894000 | 30 | 2107 | NEVADA | C | WUG | MUNICIPAL | 1045 | CITY | C | 43 | COLLIN | 0 | 0 | 46 | 123 | 261 | 651 | N
311 | MARVIN NICHOLS RESERVOIR | Marvin Nichols Reservoir | C | 6 | NEW SURFACE WATER OR NEW GROUNDWATER SOURCE | 4 | NEW MAJOR RESERVOIR | 6 | OTHER INFRASTRUCTURE |  | 1244 | 4165 | MARVIN NICHOLS LAKE/RESERVOIR | D | 999 | RESERVOIR | 3 | SULPHUR | 0 | SURFACE WATER | 1 | NO WATER QUALITY IMPROVEMENTS |  | 4984 | 1 | Marvin Nichols Reservoir | 108 | NORTH TEXAS MWD | C | WWP | WWP | N/A | N/A |  | Y | 2030 | 2030 | 0 | 0 | 82833000 | 82833000 | 82833000 | 22469000 | 830894000 | 30 | 2114 | NEW HOPE | C | WUG | MUNICIPAL | 923 | CITY | C | 43 | COLLIN | 0 | 0 | 45 | 91 | 175 | 389 | N
311 | MARVIN NICHOLS RESERVOIR | Marvin Nichols Reservoir | C | 6 | NEW SURFACE WATER OR NEW GROUNDWATER SOURCE | 4 | NEW MAJOR RESERVOIR | 6 | OTHER INFRASTRUCTURE |  | 1244 | 4165 | MARVIN NICHOLS LAKE/RESERVOIR | D | 999 | RESERVOIR | 3 | SULPHUR | 0 | SURFACE WATER | 1 | NO WATER QUALITY IMPROVEMENTS |  | 4984 | 1 | Marvin Nichols Reservoir | 108 | NORTH TEXAS MWD | C | WWP | WWP | N/A | N/A |  | Y | 2030 | 2030 | 0 | 0 | 82833000 | 82833000 | 82833000 | 22469000 | 830894000 | 30 | 2133 | NORTH COLLIN WSC | C | WUG | MUNICIPAL | 4278 | UTILITY | C | 43 | COLLIN | 0 | 0 | 86 | 137 | 204 | 234 | N
311 | MARVIN NICHOLS RESERVOIR | Marvin Nichols Reservoir | C | 6 | NEW SURFACE WATER OR NEW GROUNDWATER SOURCE | 4 | NEW MAJOR RESERVOIR | 6 | OTHER INFRASTRUCTURE |  | 1244 | 4165 | MARVIN NICHOLS LAKE/RESERVOIR | D | 999 | RESERVOIR | 3 | SULPHUR | 0 | SURFACE WATER | 1 | NO WATER QUALITY IMPROVEMENTS |  | 4984 | 1 | Marvin Nichols Reservoir | 108 | NORTH TEXAS MWD | C | WWP | WWP | N/A | N/A |  | Y | 2030 | 2030 | 0 | 0 | 82833000 | 82833000 | 82833000 | 22469000 | 830894000 | 30 | 108 | NORTH TEXAS MWD - FUTURE CUSTOMER/SURPLUS SUPPLY | C | WWP | MUNICIPAL | N/A | N/A | C | 43 | COLLIN | 0 | 0 | 58140 | 37213 | 90304 | 84053 | N
311 | MARVIN NICHOLS RESERVOIR | Marvin Nichols Reservoir | C | 6 | NEW SURFACE WATER OR NEW GROUNDWATER SOURCE | 4 | NEW MAJOR RESERVOIR | 6 | OTHER INFRASTRUCTURE |  | 1244 | 4165 | MARVIN NICHOLS LAKE/RESERVOIR | D | 999 | RESERVOIR | 3 | SULPHUR | 0 | SURFACE WATER | 1 | NO WATER QUALITY IMPROVEMENTS |  | 4984 | 1 | Marvin Nichols Reservoir | 108 | NORTH TEXAS MWD | C | WWP | WWP | N/A | N/A |  | Y | 2030 | 2030 | 0 | 0 | 82833000 | 82833000 | 82833000 | 22469000 | 830894000 | 30 | 2145 | OAK GROVE | C | WUG | MUNICIPAL | 928 | CITY | C | 129 | KAUFMAN | 0 | 0 | 12 | 20 | 47 | 67 | N
311 | MARVIN NICHOLS RESERVOIR | Marvin Nichols Reservoir | C | 6 | NEW SURFACE WATER OR NEW GROUNDWATER SOURCE | 4 | NEW MAJOR RESERVOIR | 6 | OTHER INFRASTRUCTURE |  | 1244 | 4165 | MARVIN NICHOLS LAKE/RESERVOIR | D | 999 | RESERVOIR | 3 | SULPHUR | 0 | SURFACE WATER | 1 | NO WATER QUALITY IMPROVEMENTS |  | 4984 | 1 | Marvin Nichols Reservoir | 108 | NORTH TEXAS MWD | C | WWP | WWP | N/A | N/A |  | Y | 2030 | 2030 | 0 | 0 | 82833000 | 82833000 | 82833000 | 22469000 | 830894000 | 30 | 2179 | PARKER | C | WUG | MUNICIPAL | 733 | CITY | C | 43 | COLLIN | 0 | 0 | 426 | 940 | 1749 | 2391 | N
311 | MARVIN NICHOLS RESERVOIR | Marvin Nichols Reservoir | C | 6 | NEW SURFACE WATER OR NEW GROUNDWATER SOURCE | 4 | NEW MAJOR RESERVOIR | 6 | OTHER INFRASTRUCTURE |  | 1244 | 4165 | MARVIN NICHOLS LAKE/RESERVOIR | D | 999 | RESERVOIR | 3 | SULPHUR | 0 | SURFACE WATER | 1 | NO WATER QUALITY IMPROVEMENTS |  | 4984 | 1 | Marvin Nichols Reservoir | 108 | NORTH TEXAS MWD | C | WWP | WWP | N/A | N/A |  | Y | 2030 | 2030 | 0 | 0 | 82833000 | 82833000 | 82833000 | 22469000 | 830894000 | 30 | 2208 | PLANO | C | WUG | MUNICIPAL | 472 | CITY | C | 43 | COLLIN | 0 | 0 | 2798 | 4953 | 9322 | 9353 | N
311 | MARVIN NICHOLS RESERVOIR | Marvin Nichols Reservoir | C | 6 | NEW SURFACE WATER OR NEW GROUNDWATER SOURCE | 4 | NEW MAJOR RESERVOIR | 6 | OTHER INFRASTRUCTURE |  | 1244 | 4165 | MARVIN NICHOLS LAKE/RESERVOIR | D | 999 | RESERVOIR | 3 | SULPHUR | 0 | SURFACE WATER | 1 | NO WATER QUALITY IMPROVEMENTS |  | 4984 | 1 | Marvin Nichols Reservoir | 108 | NORTH TEXAS MWD | C | WWP | WWP | N/A | N/A |  | Y | 2030 | 2030 | 0 | 0 | 82833000 | 82833000 | 82833000 | 22469000 | 830894000 | 30 | 2208 | PLANO | C | WUG | MUNICIPAL | 472 | CITY | C | 61 | DENTON | 0 | 0 | 82 | 144 | 268 | 268 | N
311 | MARVIN NICHOLS RESERVOIR | Marvin Nichols Reservoir | C | 6 | NEW SURFACE WATER OR NEW GROUNDWATER SOURCE | 4 | NEW MAJOR RESERVOIR | 6 | OTHER INFRASTRUCTURE |  | 1244 | 4165 | MARVIN NICHOLS LAKE/RESERVOIR | D | 999 | RESERVOIR | 3 | SULPHUR | 0 | SURFACE WATER | 1 | NO WATER QUALITY IMPROVEMENTS |  | 4984 | 1 | Marvin Nichols Reservoir | 108 | NORTH TEXAS MWD | C | WWP | WWP | N/A | N/A |  | Y | 2030 | 2030 | 0 | 0 | 82833000 | 82833000 | 82833000 | 22469000 | 830894000 | 30 | 2681 | POST OAK BEND CITY | C | WUG | MUNICIPAL | 1086 | CITY | C | 129 | KAUFMAN | 0 | 0 | 17 | 37 | 78 | 128 | N
311 | MARVIN NICHOLS RESERVOIR | Marvin Nichols Reservoir | C | 6 | NEW SURFACE WATER OR NEW GROUNDWATER SOURCE | 4 | NEW MAJOR RESERVOIR | 6 | OTHER INFRASTRUCTURE |  | 1244 | 4165 | MARVIN NICHOLS LAKE/RESERVOIR | D | 999 | RESERVOIR | 3 | SULPHUR | 0 | SURFACE WATER | 1 | NO WATER QUALITY IMPROVEMENTS |  | 4984 | 1 | Marvin Nichols Reservoir | 108 | NORTH TEXAS MWD | C | WWP | WWP | N/A | N/A |  | Y | 2030 | 2030 | 0 | 0 | 82833000 | 82833000 | 82833000 | 22469000 | 830894000 | 30 | 2236 | PRINCETON | C | BOTH | MUNICIPAL | 487 | CITY | C | 43 | COLLIN | 0 | 0 | 277 | 627 | 1330 | 1994 | N
311 | MARVIN NICHOLS RESERVOIR | Marvin Nichols Reservoir | C | 6 | NEW SURFACE WATER OR NEW GROUNDWATER SOURCE | 4 | NEW MAJOR RESERVOIR | 6 | OTHER INFRASTRUCTURE |  | 1244 | 4165 | MARVIN NICHOLS LAKE/RESERVOIR | D | 999 | RESERVOIR | 3 | SULPHUR | 0 | SURFACE WATER | 1 | NO WATER QUALITY IMPROVEMENTS |  | 4984 | 1 | Marvin Nichols Reservoir | 108 | NORTH TEXAS MWD | C | WWP | WWP | N/A | N/A |  | Y | 2030 | 2030 | 0 | 0 | 82833000 | 82833000 | 82833000 | 22469000 | 830894000 | 30 | 2239 | PROSPER | C | WUG | MUNICIPAL | 799 | CITY | C | 43 | COLLIN | 0 | 0 | 225 | 414 | 998 | 1057 | N
311 | MARVIN NICHOLS RESERVOIR | Marvin Nichols Reservoir | C | 6 | NEW SURFACE WATER OR NEW GROUNDWATER SOURCE | 4 | NEW MAJOR RESERVOIR | 6 | OTHER INFRASTRUCTURE |  | 1244 | 4165 | MARVIN NICHOLS LAKE/RESERVOIR | D | 999 | RESERVOIR | 3 | SULPHUR | 0 | SURFACE WATER | 1 | NO WATER QUALITY IMPROVEMENTS |  | 4984 | 1 | Marvin Nichols Reservoir | 108 | NORTH TEXAS MWD | C | WWP | WWP | N/A | N/A |  | Y | 2030 | 2030 | 0 | 0 | 82833000 | 82833000 | 82833000 | 22469000 | 830894000 | 30 | 2239 | PROSPER | C | WUG | MUNICIPAL | 799 | CITY | C | 61 | DENTON | 0 | 0 | 150 | 300 | 488 | 528 | N
311 | MARVIN NICHOLS RESERVOIR | Marvin Nichols Reservoir | C | 6 | NEW SURFACE WATER OR NEW GROUNDWATER SOURCE | 4 | NEW MAJOR RESERVOIR | 6 | OTHER INFRASTRUCTURE |  | 1244 | 4165 | MARVIN NICHOLS LAKE/RESERVOIR | D | 999 | RESERVOIR | 3 | SULPHUR | 0 | SURFACE WATER | 1 | NO WATER QUALITY IMPROVEMENTS |  | 4984 | 1 | Marvin Nichols Reservoir | 108 | NORTH TEXAS MWD | C | WWP | WWP | N/A | N/A |  | Y | 2030 | 2030 | 0 | 0 | 82833000 | 82833000 | 82833000 | 22469000 | 830894000 | 30 | 2245 | R-C-H WSC | C | WUG | MUNICIPAL | 4313 | UTILITY | C | 199 | ROCKWALL | 0 | 0 | 62 | 85 | 108 | 109 | N
311 | MARVIN NICHOLS RESERVOIR | Marvin Nichols Reservoir | C | 6 | NEW SURFACE WATER OR NEW GROUNDWATER SOURCE | 4 | NEW MAJOR RESERVOIR | 6 | OTHER INFRASTRUCTURE |  | 1244 | 4165 | MARVIN NICHOLS LAKE/RESERVOIR | D | 999 | RESERVOIR | 3 | SULPHUR | 0 | SURFACE WATER | 1 | NO WATER QUALITY IMPROVEMENTS |  | 4984 | 1 | Marvin Nichols Reservoir | 108 | NORTH TEXAS MWD | C | WWP | WWP | N/A | N/A |  | Y | 2030 | 2030 | 0 | 0 | 82833000 | 82833000 | 82833000 | 22469000 | 830894000 | 30 | 2264 | RICHARDSON | C | WUG | MUNICIPAL | 498 | CITY | C | 43 | COLLIN | 0 | 0 | 709 | 963 | 1226 | 1230 | N
311 | MARVIN NICHOLS RESERVOIR | Marvin Nichols Reservoir | C | 6 | NEW SURFACE WATER OR NEW GROUNDWATER SOURCE | 4 | NEW MAJOR RESERVOIR | 6 | OTHER INFRASTRUCTURE |  | 1244 | 4165 | MARVIN NICHOLS LAKE/RESERVOIR | D | 999 | RESERVOIR | 3 | SULPHUR | 0 | SURFACE WATER | 1 | NO WATER QUALITY IMPROVEMENTS |  | 4984 | 1 | Marvin Nichols Reservoir | 108 | NORTH TEXAS MWD | C | WWP | WWP | N/A | N/A |  | Y | 2030 | 2030 | 0 | 0 | 82833000 | 82833000 | 82833000 | 22469000 | 830894000 | 30 | 2264 | RICHARDSON | C | WUG | MUNICIPAL | 498 | CITY | C | 57 | DALLAS | 0 | 0 | 1709 | 2323 | 2957 | 2966 | N
311 | MARVIN NICHOLS RESERVOIR | Marvin Nichols Reservoir | C | 6 | NEW SURFACE WATER OR NEW GROUNDWATER SOURCE | 4 | NEW MAJOR RESERVOIR | 6 | OTHER INFRASTRUCTURE |  | 1244 | 4165 | MARVIN NICHOLS LAKE/RESERVOIR | D | 999 | RESERVOIR | 3 | SULPHUR | 0 | SURFACE WATER | 1 | NO WATER QUALITY IMPROVEMENTS |  | 4984 | 1 | Marvin Nichols Reservoir | 108 | NORTH TEXAS MWD | C | WWP | WWP | N/A | N/A |  | Y | 2030 | 2030 | 0 | 0 | 82833000 | 82833000 | 82833000 | 22469000 | 830894000 | 30 | 122 | ROCKWALL | C | BOTH | MUNICIPAL | 513 | CITY | C | 199 | ROCKWALL | 0 | 0 | 1529 | 2420 | 3166 | 3166 | N
311 | MARVIN NICHOLS RESERVOIR | Marvin Nichols Reservoir | C | 6 | NEW SURFACE WATER OR NEW GROUNDWATER SOURCE | 4 | NEW MAJOR RESERVOIR | 6 | OTHER INFRASTRUCTURE |  | 1244 | 4165 | MARVIN NICHOLS LAKE/RESERVOIR | D | 999 | RESERVOIR | 3 | SULPHUR | 0 | SURFACE WATER | 1 | NO WATER QUALITY IMPROVEMENTS |  | 4984 | 1 | Marvin Nichols Reservoir | 108 | NORTH TEXAS MWD | C | WWP | WWP | N/A | N/A |  | Y | 2030 | 2030 | 0 | 0 | 82833000 | 82833000 | 82833000 | 22469000 | 830894000 | 30 | 2302 | ROWLETT | C | WUG | MUNICIPAL | 521 | CITY | C | 57 | DALLAS | 0 | 0 | 952 | 1431 | 1947 | 2064 | N
311 | MARVIN NICHOLS RESERVOIR | Marvin Nichols Reservoir | C | 6 | NEW SURFACE WATER OR NEW GROUNDWATER SOURCE | 4 | NEW MAJOR RESERVOIR | 6 | OTHER INFRASTRUCTURE |  | 1244 | 4165 | MARVIN NICHOLS LAKE/RESERVOIR | D | 999 | RESERVOIR | 3 | SULPHUR | 0 | SURFACE WATER | 1 | NO WATER QUALITY IMPROVEMENTS |  | 4984 | 1 | Marvin Nichols Reservoir | 108 | NORTH TEXAS MWD | C | WWP | WWP | N/A | N/A |  | Y | 2030 | 2030 | 0 | 0 | 82833000 | 82833000 | 82833000 | 22469000 | 830894000 | 30 | 2302 | ROWLETT | C | WUG | MUNICIPAL | 521 | CITY | C | 199 | ROCKWALL | 0 | 0 | 101 | 138 | 174 | 175 | N
311 | MARVIN NICHOLS RESERVOIR | Marvin Nichols Reservoir | C | 6 | NEW SURFACE WATER OR NEW GROUNDWATER SOURCE | 4 | NEW MAJOR RESERVOIR | 6 | OTHER INFRASTRUCTURE |  | 1244 | 4165 | MARVIN NICHOLS LAKE/RESERVOIR | D | 999 | RESERVOIR | 3 | SULPHUR | 0 | SURFACE WATER | 1 | NO WATER QUALITY IMPROVEMENTS |  | 4984 | 1 | Marvin Nichols Reservoir | 108 | NORTH TEXAS MWD | C | WWP | WWP | N/A | N/A |  | Y | 2030 | 2030 | 0 | 0 | 82833000 | 82833000 | 82833000 | 22469000 | 830894000 | 30 | 2304 | ROYSE CITY | C | WUG | MUNICIPAL | 522 | CITY | C | 43 | COLLIN | 0 | 0 | 116 | 237 | 404 | 520 | N
311 | MARVIN NICHOLS RESERVOIR | Marvin Nichols Reservoir | C | 6 | NEW SURFACE WATER OR NEW GROUNDWATER SOURCE | 4 | NEW MAJOR RESERVOIR | 6 | OTHER INFRASTRUCTURE |  | 1244 | 4165 | MARVIN NICHOLS LAKE/RESERVOIR | D | 999 | RESERVOIR | 3 | SULPHUR | 0 | SURFACE WATER | 1 | NO WATER QUALITY IMPROVEMENTS |  | 4984 | 1 | Marvin Nichols Reservoir | 108 | NORTH TEXAS MWD | C | WWP | WWP | N/A | N/A |  | Y | 2030 | 2030 | 0 | 0 | 82833000 | 82833000 | 82833000 | 22469000 | 830894000 | 30 | 2304 | ROYSE CITY | C | WUG | MUNICIPAL | 522 | CITY | C | 199 | ROCKWALL | 0 | 0 | 296 | 498 | 749 | 871 | N
311 | MARVIN NICHOLS RESERVOIR | Marvin Nichols Reservoir | C | 6 | NEW SURFACE WATER OR NEW GROUNDWATER SOURCE | 4 | NEW MAJOR RESERVOIR | 6 | OTHER INFRASTRUCTURE |  | 1244 | 4165 | MARVIN NICHOLS LAKE/RESERVOIR | D | 999 | RESERVOIR | 3 | SULPHUR | 0 | SURFACE WATER | 1 | NO WATER QUALITY IMPROVEMENTS |  | 4984 | 1 | Marvin Nichols Reservoir | 108 | NORTH TEXAS MWD | C | WWP | WWP | N/A | N/A |  | Y | 2030 | 2030 | 0 | 0 | 82833000 | 82833000 | 82833000 | 22469000 | 830894000 | 30 | 2311 | SACHSE | C | WUG | MUNICIPAL | 742 | CITY | C | 43 | COLLIN | 0 | 0 | 89 | 121 | 157 | 158 | N
311 | MARVIN NICHOLS RESERVOIR | Marvin Nichols Reservoir | C | 6 | NEW SURFACE WATER OR NEW GROUNDWATER SOURCE | 4 | NEW MAJOR RESERVOIR | 6 | OTHER INFRASTRUCTURE |  | 1244 | 4165 | MARVIN NICHOLS LAKE/RESERVOIR | D | 999 | RESERVOIR | 3 | SULPHUR | 0 | SURFACE WATER | 1 | NO WATER QUALITY IMPROVEMENTS |  | 4984 | 1 | Marvin Nichols Reservoir | 108 | NORTH TEXAS MWD | C | WWP | WWP | N/A | N/A |  | Y | 2030 | 2030 | 0 | 0 | 82833000 | 82833000 | 82833000 | 22469000 | 830894000 | 30 | 2311 | SACHSE | C | WUG | MUNICIPAL | 742 | CITY | C | 57 | DALLAS | 0 | 0 | 286 | 391 | 504 | 507 | N
311 | MARVIN NICHOLS RESERVOIR | Marvin Nichols Reservoir | C | 6 | NEW SURFACE WATER OR NEW GROUNDWATER SOURCE | 4 | NEW MAJOR RESERVOIR | 6 | OTHER INFRASTRUCTURE |  | 1244 | 4165 | MARVIN NICHOLS LAKE/RESERVOIR | D | 999 | RESERVOIR | 3 | SULPHUR | 0 | SURFACE WATER | 1 | NO WATER QUALITY IMPROVEMENTS |  | 4984 | 1 | Marvin Nichols Reservoir | 108 | NORTH TEXAS MWD | C | WWP | WWP | N/A | N/A |  | Y | 2030 | 2030 | 0 | 0 | 82833000 | 82833000 | 82833000 | 22469000 | 830894000 | 30 | 2314 | SAINT PAUL | C | WUG | MUNICIPAL | 1072 | CITY | C | 43 | COLLIN | 0 | 0 | 65 | 140 | 213 | 224 | N
311 | MARVIN NICHOLS RESERVOIR | Marvin Nichols Reservoir | C | 6 | NEW SURFACE WATER OR NEW GROUNDWATER SOURCE | 4 | NEW MAJOR RESERVOIR | 6 | OTHER INFRASTRUCTURE |  | 1244 | 4165 | MARVIN NICHOLS LAKE/RESERVOIR | D | 999 | RESERVOIR | 3 | SULPHUR | 0 | SURFACE WATER | 1 | NO WATER QUALITY IMPROVEMENTS |  | 4984 | 1 | Marvin Nichols Reservoir | 108 | NORTH TEXAS MWD | C | WWP | WWP | N/A | N/A |  | Y | 2030 | 2030 | 0 | 0 | 82833000 | 82833000 | 82833000 | 22469000 | 830894000 | 30 | 2683 | SCURRY | C | WUG | MUNICIPAL | 1088 | CITY | C | 129 | KAUFMAN | 0 | 0 | 9 | 14 | 33 | 45 | N
311 | MARVIN NICHOLS RESERVOIR | Marvin Nichols Reservoir | C | 6 | NEW SURFACE WATER OR NEW GROUNDWATER SOURCE | 4 | NEW MAJOR RESERVOIR | 6 | OTHER INFRASTRUCTURE |  | 1244 | 4165 | MARVIN NICHOLS LAKE/RESERVOIR | D | 999 | RESERVOIR | 3 | SULPHUR | 0 | SURFACE WATER | 1 | NO WATER QUALITY IMPROVEMENTS |  | 4984 | 1 | Marvin Nichols Reservoir | 108 | NORTH TEXAS MWD | C | WWP | WWP | N/A | N/A |  | Y | 2030 | 2030 | 0 | 0 | 82833000 | 82833000 | 82833000 | 22469000 | 830894000 | 30 | 2376 | SOUTH GRAYSON WSC | C | WUG | MUNICIPAL | 4336 | UTILITY | C | 91 | GRAYSON | 0 | 0 | 28 | 30 | 33 | 39 | N
311 | MARVIN NICHOLS RESERVOIR | Marvin Nichols Reservoir | C | 6 | NEW SURFACE WATER OR NEW GROUNDWATER SOURCE | 4 | NEW MAJOR RESERVOIR | 6 | OTHER INFRASTRUCTURE |  | 1244 | 4165 | MARVIN NICHOLS LAKE/RESERVOIR | D | 999 | RESERVOIR | 3 | SULPHUR | 0 | SURFACE WATER | 1 | NO WATER QUALITY IMPROVEMENTS |  | 4984 | 1 | Marvin Nichols Reservoir | 108 | NORTH TEXAS MWD | C | WWP | WWP | N/A | N/A |  | Y | 2030 | 2030 | 0 | 0 | 82833000 | 82833000 | 82833000 | 22469000 | 830894000 | 30 | 2413 | STEAM ELECTRIC POWER, COLLIN | C | WUG | STEAM ELECTRIC | 1002 | N/A | C | 43 | COLLIN | 0 | 0 | 302 | 387 | 560 | 641 | N
311 | MARVIN NICHOLS RESERVOIR | Marvin Nichols Reservoir | C | 6 | NEW SURFACE WATER OR NEW GROUNDWATER SOURCE | 4 | NEW MAJOR RESERVOIR | 6 | OTHER INFRASTRUCTURE |  | 1244 | 4165 | MARVIN NICHOLS LAKE/RESERVOIR | D | 999 | RESERVOIR | 3 | SULPHUR | 0 | SURFACE WATER | 1 | NO WATER QUALITY IMPROVEMENTS |  | 4984 | 1 | Marvin Nichols Reservoir | 108 | NORTH TEXAS MWD | C | WWP | WWP | N/A | N/A |  | Y | 2030 | 2030 | 0 | 0 | 82833000 | 82833000 | 82833000 | 22469000 | 830894000 | 30 | 2415 | STEAM ELECTRIC POWER, DALLAS | C | WUG | STEAM ELECTRIC | 1002 | N/A | C | 57 | DALLAS | 0 | 0 | 21 | 28 | 57 | 67 | N
311 | MARVIN NICHOLS RESERVOIR | Marvin Nichols Reservoir | C | 6 | NEW SURFACE WATER OR NEW GROUNDWATER SOURCE | 4 | NEW MAJOR RESERVOIR | 6 | OTHER INFRASTRUCTURE |  | 1244 | 4165 | MARVIN NICHOLS LAKE/RESERVOIR | D | 999 | RESERVOIR | 3 | SULPHUR | 0 | SURFACE WATER | 1 | NO WATER QUALITY IMPROVEMENTS |  | 4984 | 1 | Marvin Nichols Reservoir | 108 | NORTH TEXAS MWD | C | WWP | WWP | N/A | N/A |  | Y | 2030 | 2030 | 0 | 0 | 82833000 | 82833000 | 82833000 | 22469000 | 830894000 | 30 | 2443 | STEAM ELECTRIC POWER, KAUFMAN | C | WUG | STEAM ELECTRIC | 1002 | N/A | C | 129 | KAUFMAN | 0 | 0 | 99 | 132 | 167 | 168 | N
311 | MARVIN NICHOLS RESERVOIR | Marvin Nichols Reservoir | C | 6 | NEW SURFACE WATER OR NEW GROUNDWATER SOURCE | 4 | NEW MAJOR RESERVOIR | 6 | OTHER INFRASTRUCTURE |  | 1244 | 4165 | MARVIN NICHOLS LAKE/RESERVOIR | D | 999 | RESERVOIR | 3 | SULPHUR | 0 | SURFACE WATER | 1 | NO WATER QUALITY IMPROVEMENTS |  | 4984 | 1 | Marvin Nichols Reservoir | 108 | NORTH TEXAS MWD | C | WWP | WWP | N/A | N/A |  | Y | 2030 | 2030 | 0 | 0 | 82833000 | 82833000 | 82833000 | 22469000 | 830894000 | 30 | 2498 | SUNNYVALE | C | WUG | MUNICIPAL | 749 | CITY | C | 57 | DALLAS | 0 | 0 | 225 | 371 | 557 | 570 | N
311 | MARVIN NICHOLS RESERVOIR | Marvin Nichols Reservoir | C | 6 | NEW SURFACE WATER OR NEW GROUNDWATER SOURCE | 4 | NEW MAJOR RESERVOIR | 6 | OTHER INFRASTRUCTURE |  | 1244 | 4165 | MARVIN NICHOLS LAKE/RESERVOIR | D | 999 | RESERVOIR | 3 | SULPHUR | 0 | SURFACE WATER | 1 | NO WATER QUALITY IMPROVEMENTS |  | 4984 | 1 | Marvin Nichols Reservoir | 108 | NORTH TEXAS MWD | C | WWP | WWP | N/A | N/A |  | Y | 2030 | 2030 | 0 | 0 | 82833000 | 82833000 | 82833000 | 22469000 | 830894000 | 30 | 2507 | TALTY | C | WUG | MUNICIPAL | 1065 | CITY | C | 129 | KAUFMAN | 0 | 0 | 172 | 301 | 489 | 622 | N
311 | MARVIN NICHOLS RESERVOIR | Marvin Nichols Reservoir | C | 6 | NEW SURFACE WATER OR NEW GROUNDWATER SOURCE | 4 | NEW MAJOR RESERVOIR | 6 | OTHER INFRASTRUCTURE |  | 1244 | 4165 | MARVIN NICHOLS LAKE/RESERVOIR | D | 999 | RESERVOIR | 3 | SULPHUR | 0 | SURFACE WATER | 1 | NO WATER QUALITY IMPROVEMENTS |  | 4984 | 1 | Marvin Nichols Reservoir | 108 | NORTH TEXAS MWD | C | WWP | WWP | N/A | N/A |  | Y | 2030 | 2030 | 0 | 0 | 82833000 | 82833000 | 82833000 | 22469000 | 830894000 | 30 | 139 | TERRELL | C | BOTH | MUNICIPAL | 599 | CITY | C | 129 | KAUFMAN | 0 | 0 | 979 | 1740 | 2537 | 2889 | N
311 | MARVIN NICHOLS RESERVOIR | Marvin Nichols Reservoir | C | 6 | NEW SURFACE WATER OR NEW GROUNDWATER SOURCE | 4 | NEW MAJOR RESERVOIR | 6 | OTHER INFRASTRUCTURE |  | 1244 | 4165 | MARVIN NICHOLS LAKE/RESERVOIR | D | 999 | RESERVOIR | 3 | SULPHUR | 0 | SURFACE WATER | 1 | NO WATER QUALITY IMPROVEMENTS |  | 4984 | 1 | Marvin Nichols Reservoir | 108 | NORTH TEXAS MWD | C | WWP | WWP | N/A | N/A |  | Y | 2030 | 2030 | 0 | 0 | 82833000 | 82833000 | 82833000 | 22469000 | 830894000 | 30 | 2518 | THE COLONY | C | WUG | MUNICIPAL | 752 | CITY | C | 61 | DENTON | 0 | 0 | 63 | 89 | 117 | 119 | N
311 | MARVIN NICHOLS RESERVOIR | Marvin Nichols Reservoir | C | 6 | NEW SURFACE WATER OR NEW GROUNDWATER SOURCE | 4 | NEW MAJOR RESERVOIR | 6 | OTHER INFRASTRUCTURE |  | 1244 | 4165 | MARVIN NICHOLS LAKE/RESERVOIR | D | 999 | RESERVOIR | 3 | SULPHUR | 0 | SURFACE WATER | 1 | NO WATER QUALITY IMPROVEMENTS |  | 4984 | 1 | Marvin Nichols Reservoir | 108 | NORTH TEXAS MWD | C | WWP | WWP | N/A | N/A |  | Y | 2030 | 2030 | 0 | 0 | 82833000 | 82833000 | 82833000 | 22469000 | 830894000 | 30 | 2562 | VAN ALSTYNE | C | WUG | MUNICIPAL | 619 | CITY | C | 91 | GRAYSON | 0 | 0 | 128 | 236 | 336 | 352 | N
311 | MARVIN NICHOLS RESERVOIR | Marvin Nichols Reservoir | C | 6 | NEW SURFACE WATER OR NEW GROUNDWATER SOURCE | 4 | NEW MAJOR RESERVOIR | 6 | OTHER INFRASTRUCTURE |  | 1244 | 4165 | MARVIN NICHOLS LAKE/RESERVOIR | D | 999 | RESERVOIR | 3 | SULPHUR | 0 | SURFACE WATER | 1 | NO WATER QUALITY IMPROVEMENTS |  | 4984 | 1 | Marvin Nichols Reservoir | 108 | NORTH TEXAS MWD | C | WWP | WWP | N/A | N/A |  | Y | 2030 | 2030 | 0 | 0 | 82833000 | 82833000 | 82833000 | 22469000 | 830894000 | 30 | 2606 | WESTON | C | WUG | MUNICIPAL | 1069 | CITY | C | 43 | COLLIN | 0 | 0 | 366 | 1215 | 2309 | 3615 | N
311 | MARVIN NICHOLS RESERVOIR | Marvin Nichols Reservoir | C | 6 | NEW SURFACE WATER OR NEW GROUNDWATER SOURCE | 4 | NEW MAJOR RESERVOIR | 6 | OTHER INFRASTRUCTURE |  | 1244 | 4165 | MARVIN NICHOLS LAKE/RESERVOIR | D | 999 | RESERVOIR | 3 | SULPHUR | 0 | SURFACE WATER | 1 | NO WATER QUALITY IMPROVEMENTS |  | 4984 | 1 | Marvin Nichols Reservoir | 108 | NORTH TEXAS MWD | C | WWP | WWP | N/A | N/A |  | Y | 2030 | 2030 | 0 | 0 | 82833000 | 82833000 | 82833000 | 22469000 | 830894000 | 30 | 2650 | WYLIE | C | WUG | MUNICIPAL | 669 | CITY | C | 43 | COLLIN | 0 | 0 | 546 | 939 | 1239 | 1259 | N
311 | MARVIN NICHOLS RESERVOIR | Marvin Nichols Reservoir | C | 6 | NEW SURFACE WATER OR NEW GROUNDWATER SOURCE | 4 | NEW MAJOR RESERVOIR | 6 | OTHER INFRASTRUCTURE |  | 1244 | 4165 | MARVIN NICHOLS LAKE/RESERVOIR | D | 999 | RESERVOIR | 3 | SULPHUR | 0 | SURFACE WATER | 1 | NO WATER QUALITY IMPROVEMENTS |  | 4984 | 1 | Marvin Nichols Reservoir | 108 | NORTH TEXAS MWD | C | WWP | WWP | N/A | N/A |  | Y | 2030 | 2030 | 0 | 0 | 82833000 | 82833000 | 82833000 | 22469000 | 830894000 | 30 | 2650 | WYLIE | C | WUG | MUNICIPAL | 669 | CITY | C | 57 | DALLAS | 0 | 0 | 9 | 16 | 22 | 22 | N
311 | MARVIN NICHOLS RESERVOIR | Marvin Nichols Reservoir | C | 6 | NEW SURFACE WATER OR NEW GROUNDWATER SOURCE | 4 | NEW MAJOR RESERVOIR | 6 | OTHER INFRASTRUCTURE |  | 1244 | 4165 | MARVIN NICHOLS LAKE/RESERVOIR | D | 999 | RESERVOIR | 3 | SULPHUR | 0 | SURFACE WATER | 1 | NO WATER QUALITY IMPROVEMENTS |  | 4984 | 1 | Marvin Nichols Reservoir | 108 | NORTH TEXAS MWD | C | WWP | WWP | N/A | N/A |  | Y | 2030 | 2030 | 0 | 0 | 82833000 | 82833000 | 82833000 | 22469000 | 830894000 | 30 | 2650 | WYLIE | C | WUG | MUNICIPAL | 669 | CITY | C | 199 | ROCKWALL | 0 | 0 | 15 | 27 | 35 | 36 | N
311 | MARVIN NICHOLS RESERVOIR | Marvin Nichols Reservoir | C | 6 | NEW SURFACE WATER OR NEW GROUNDWATER SOURCE | 4 | NEW MAJOR RESERVOIR | 6 | OTHER INFRASTRUCTURE |  | 1244 | 4165 | MARVIN NICHOLS LAKE/RESERVOIR | D | 999 | RESERVOIR | 3 | SULPHUR | 0 | SURFACE WATER | 1 | NO WATER QUALITY IMPROVEMENTS |  | 4984 | 1 | Marvin Nichols Reservoir | 138 | TARRANT REGIONAL WD | C | WWP | WWP | N/A | N/A |  | Y | 2030 | 2030 | 0 | 0 | 0 | 0 | 0 | 0 | 2371116000 | 30 | 171 | ALEDO | C | WUG | MUNICIPAL | 674 | CITY | C | 184 | PARKER | 0 | 0 | 96 | 322 | 472 | 454 | N
311 | MARVIN NICHOLS RESERVOIR | Marvin Nichols Reservoir | C | 6 | NEW SURFACE WATER OR NEW GROUNDWATER SOURCE | 4 | NEW MAJOR RESERVOIR | 6 | OTHER INFRASTRUCTURE |  | 1244 | 4165 | MARVIN NICHOLS LAKE/RESERVOIR | D | 999 | RESERVOIR | 3 | SULPHUR | 0 | SURFACE WATER | 1 | NO WATER QUALITY IMPROVEMENTS |  | 4984 | 1 | Marvin Nichols Reservoir | 138 | TARRANT REGIONAL WD | C | WWP | WWP | N/A | N/A |  | Y | 2030 | 2030 | 0 | 0 | 0 | 0 | 0 | 0 | 2371116000 | 30 | 180 | ALVORD | C | WUG | MUNICIPAL | 810 | CITY | C | 249 | WISE | 0 | 0 | 23 | 37 | 47 | 56 | N
311 | MARVIN NICHOLS RESERVOIR | Marvin Nichols Reservoir | C | 6 | NEW SURFACE WATER OR NEW GROUNDWATER SOURCE | 4 | NEW MAJOR RESERVOIR | 6 | OTHER INFRASTRUCTURE |  | 1244 | 4165 | MARVIN NICHOLS LAKE/RESERVOIR | D | 999 | RESERVOIR | 3 | SULPHUR | 0 | SURFACE WATER | 1 | NO WATER QUALITY IMPROVEMENTS |  | 4984 | 1 | Marvin Nichols Reservoir | 138 | TARRANT REGIONAL WD | C | WWP | WWP | N/A | N/A |  | Y | 2010 | 2010 | 0 | 0 | 0 | 0 | 0 | 0 | 2371116000 | 30 | 200 | ARLINGTON | C | BOTH | MUNICIPAL | 25 | CITY | C | 220 | TARRANT | 0 | 0 | 0 | 0 | 0 | 0 | N
311 | MARVIN NICHOLS RESERVOIR | Marvin Nichols Reservoir | C | 6 | NEW SURFACE WATER OR NEW GROUNDWATER SOURCE | 4 | NEW MAJOR RESERVOIR | 6 | OTHER INFRASTRUCTURE |  | 1244 | 4165 | MARVIN NICHOLS LAKE/RESERVOIR | D | 999 | RESERVOIR | 3 | SULPHUR | 0 | SURFACE WATER | 1 | NO WATER QUALITY IMPROVEMENTS |  | 4984 | 1 | Marvin Nichols Reservoir | 138 | TARRANT REGIONAL WD | C | WWP | WWP | N/A | N/A |  | Y | 2030 | 2030 | 0 | 0 | 0 | 0 | 0 | 0 | 2371116000 | 30 | 209 | AZLE | C | WUG | MUNICIPAL | 31 | CITY | C | 184 | PARKER | 0 | 0 | 92 | 165 | 250 | 321 | N
311 | MARVIN NICHOLS RESERVOIR | Marvin Nichols Reservoir | C | 6 | NEW SURFACE WATER OR NEW GROUNDWATER SOURCE | 4 | NEW MAJOR RESERVOIR | 6 | OTHER INFRASTRUCTURE |  | 1244 | 4165 | MARVIN NICHOLS LAKE/RESERVOIR | D | 999 | RESERVOIR | 3 | SULPHUR | 0 | SURFACE WATER | 1 | NO WATER QUALITY IMPROVEMENTS |  | 4984 | 1 | Marvin Nichols Reservoir | 138 | TARRANT REGIONAL WD | C | WWP | WWP | N/A | N/A |  | Y | 2030 | 2030 | 0 | 0 | 0 | 0 | 0 | 0 | 2371116000 | 30 | 209 | AZLE | C | WUG | MUNICIPAL | 31 | CITY | C | 220 | TARRANT | 0 | 0 | 527 | 1095 | 1817 | 2387 | N
311 | MARVIN NICHOLS RESERVOIR | Marvin Nichols Reservoir | C | 6 | NEW SURFACE WATER OR NEW GROUNDWATER SOURCE | 4 | NEW MAJOR RESERVOIR | 6 | OTHER INFRASTRUCTURE |  | 1244 | 4165 | MARVIN NICHOLS LAKE/RESERVOIR | D | 999 | RESERVOIR | 3 | SULPHUR | 0 | SURFACE WATER | 1 | NO WATER QUALITY IMPROVEMENTS |  | 4984 | 1 | Marvin Nichols Reservoir | 138 | TARRANT REGIONAL WD | C | WWP | WWP | N/A | N/A |  | Y | 2030 | 2030 | 0 | 0 | 0 | 0 | 0 | 0 | 2371116000 | 30 | 232 | BEDFORD | C | WUG | MUNICIPAL | 44 | CITY | C | 220 | TARRANT | 0 | 0 | 1403 | 2302 | 3138 | 3506 | N
311 | MARVIN NICHOLS RESERVOIR | Marvin Nichols Reservoir | C | 6 | NEW SURFACE WATER OR NEW GROUNDWATER SOURCE | 4 | NEW MAJOR RESERVOIR | 6 | OTHER INFRASTRUCTURE |  | 1244 | 4165 | MARVIN NICHOLS LAKE/RESERVOIR | D | 999 | RESERVOIR | 3 | SULPHUR | 0 | SURFACE WATER | 1 | NO WATER QUALITY IMPROVEMENTS |  | 4984 | 1 | Marvin Nichols Reservoir | 138 | TARRANT REGIONAL WD | C | WWP | WWP | N/A | N/A |  | Y | 2030 | 2030 | 0 | 0 | 0 | 0 | 0 | 0 | 2371116000 | 30 | 242 | BENBROOK | C | WUG | MUNICIPAL | 51 | CITY | C | 220 | TARRANT | 0 | 0 | 931 | 1839 | 2937 | 3916 | N
311 | MARVIN NICHOLS RESERVOIR | Marvin Nichols Reservoir | C | 6 | NEW SURFACE WATER OR NEW GROUNDWATER SOURCE | 4 | NEW MAJOR RESERVOIR | 6 | OTHER INFRASTRUCTURE |  | 1244 | 4165 | MARVIN NICHOLS LAKE/RESERVOIR | D | 999 | RESERVOIR | 3 | SULPHUR | 0 | SURFACE WATER | 1 | NO WATER QUALITY IMPROVEMENTS |  | 4984 | 1 | Marvin Nichols Reservoir | 138 | TARRANT REGIONAL WD | C | WWP | WWP | N/A | N/A |  | Y | 2030 | 2030 | 0 | 0 | 0 | 0 | 0 | 0 | 2371116000 | 30 | 248 | BETHESDA WSC | G | WUG | MUNICIPAL | 4017 | UTILITY | C | 220 | TARRANT | 0 | 0 | 687 | 1290 | 2005 | 2287 | N
311 | MARVIN NICHOLS RESERVOIR | Marvin Nichols Reservoir | C | 6 | NEW SURFACE WATER OR NEW GROUNDWATER SOURCE | 4 | NEW MAJOR RESERVOIR | 6 | OTHER INFRASTRUCTURE |  | 1244 | 4165 | MARVIN NICHOLS LAKE/RESERVOIR | D | 999 | RESERVOIR | 3 | SULPHUR | 0 | SURFACE WATER | 1 | NO WATER QUALITY IMPROVEMENTS |  | 4984 | 1 | Marvin Nichols Reservoir | 138 | TARRANT REGIONAL WD | C | WWP | WWP | N/A | N/A |  | Y | 2010 | 2010 | 0 | 0 | 0 | 0 | 0 | 0 | 2371116000 | 30 | 266 | BLUE MOUND | C | WUG | MUNICIPAL | 62 | CITY | C | 220 | TARRANT | 0 | 0 | 0 | 0 | 0 | 0 | N
311 | MARVIN NICHOLS RESERVOIR | Marvin Nichols Reservoir | C | 6 | NEW SURFACE WATER OR NEW GROUNDWATER SOURCE | 4 | NEW MAJOR RESERVOIR | 6 | OTHER INFRASTRUCTURE |  | 1244 | 4165 | MARVIN NICHOLS LAKE/RESERVOIR | D | 999 | RESERVOIR | 3 | SULPHUR | 0 | SURFACE WATER | 1 | NO WATER QUALITY IMPROVEMENTS |  | 4984 | 1 | Marvin Nichols Reservoir | 138 | TARRANT REGIONAL WD | C | WWP | WWP | N/A | N/A |  | Y | 2030 | 2030 | 0 | 0 | 0 | 0 | 0 | 0 | 2371116000 | 30 | 276 | BOYD | C | WUG | MUNICIPAL | 760 | CITY | C | 249 | WISE | 0 | 0 | 26 | 60 | 101 | 123 | N
311 | MARVIN NICHOLS RESERVOIR | Marvin Nichols Reservoir | C | 6 | NEW SURFACE WATER OR NEW GROUNDWATER SOURCE | 4 | NEW MAJOR RESERVOIR | 6 | OTHER INFRASTRUCTURE |  | 1244 | 4165 | MARVIN NICHOLS LAKE/RESERVOIR | D | 999 | RESERVOIR | 3 | SULPHUR | 0 | SURFACE WATER | 1 | NO WATER QUALITY IMPROVEMENTS |  | 4984 | 1 | Marvin Nichols Reservoir | 138 | TARRANT REGIONAL WD | C | WWP | WWP | N/A | N/A |  | Y | 2030 | 2030 | 0 | 0 | 0 | 0 | 0 | 0 | 2371116000 | 30 | 291 | BRIDGEPORT | C | WUG | MUNICIPAL | 76 | CITY | C | 249 | WISE | 0 | 0 | 407 | 784 | 1195 | 1729 | N
311 | MARVIN NICHOLS RESERVOIR | Marvin Nichols Reservoir | C | 6 | NEW SURFACE WATER OR NEW GROUNDWATER SOURCE | 4 | NEW MAJOR RESERVOIR | 6 | OTHER INFRASTRUCTURE |  | 1244 | 4165 | MARVIN NICHOLS LAKE/RESERVOIR | D | 999 | RESERVOIR | 3 | SULPHUR | 0 | SURFACE WATER | 1 | NO WATER QUALITY IMPROVEMENTS |  | 4984 | 1 | Marvin Nichols Reservoir | 138 | TARRANT REGIONAL WD | C | WWP | WWP | N/A | N/A |  | Y | 2030 | 2030 | 0 | 0 | 0 | 0 | 0 | 0 | 2371116000 | 30 | 314 | BURLESON | G | WUG | MUNICIPAL | 87 | CITY | C | 220 | TARRANT | 0 | 0 | 2032 | 3041 | 3906 | 3718 | N
311 | MARVIN NICHOLS RESERVOIR | Marvin Nichols Reservoir | C | 6 | NEW SURFACE WATER OR NEW GROUNDWATER SOURCE | 4 | NEW MAJOR RESERVOIR | 6 | OTHER INFRASTRUCTURE |  | 1244 | 4165 | MARVIN NICHOLS LAKE/RESERVOIR | D | 999 | RESERVOIR | 3 | SULPHUR | 0 | SURFACE WATER | 1 | NO WATER QUALITY IMPROVEMENTS |  | 4984 | 1 | Marvin Nichols Reservoir | 138 | TARRANT REGIONAL WD | C | WWP | WWP | N/A | N/A |  | Y | 2030 | 2030 | 0 | 0 | 0 | 0 | 0 | 0 | 2371116000 | 30 | 346 | CHICO | C | WUG | MUNICIPAL | 842 | CITY | C | 249 | WISE | 0 | 0 | 19 | 50 | 92 | 150 | N
311 | MARVIN NICHOLS RESERVOIR | Marvin Nichols Reservoir | C | 6 | NEW SURFACE WATER OR NEW GROUNDWATER SOURCE | 4 | NEW MAJOR RESERVOIR | 6 | OTHER INFRASTRUCTURE |  | 1244 | 4165 | MARVIN NICHOLS LAKE/RESERVOIR | D | 999 | RESERVOIR | 3 | SULPHUR | 0 | SURFACE WATER | 1 | NO WATER QUALITY IMPROVEMENTS |  | 4984 | 1 | Marvin Nichols Reservoir | 138 | TARRANT REGIONAL WD | C | WWP | WWP | N/A | N/A |  | Y | 2030 | 2030 | 0 | 0 | 0 | 0 | 0 | 0 | 2371116000 | 30 | 382 | COLLEYVILLE | C | WUG | MUNICIPAL | 125 | CITY | C | 220 | TARRANT | 0 | 0 | 1183 | 1935 | 2581 | 2903 | N
311 | MARVIN NICHOLS RESERVOIR | Marvin Nichols Reservoir | C | 6 | NEW SURFACE WATER OR NEW GROUNDWATER SOURCE | 4 | NEW MAJOR RESERVOIR | 6 | OTHER INFRASTRUCTURE |  | 1244 | 4165 | MARVIN NICHOLS LAKE/RESERVOIR | D | 999 | RESERVOIR | 3 | SULPHUR | 0 | SURFACE WATER | 1 | NO WATER QUALITY IMPROVEMENTS |  | 4984 | 1 | Marvin Nichols Reservoir | 138 | TARRANT REGIONAL WD | C | WWP | WWP | N/A | N/A |  | Y | 2030 | 2030 | 0 | 0 | 0 | 0 | 0 | 0 | 2371116000 | 30 | 394 | COMMUNITY WSC | C | WUG | MUNICIPAL | 4069 | UTILITY | C | 220 | TARRANT | 0 | 0 | 66 | 104 | 138 | 172 | N
311 | MARVIN NICHOLS RESERVOIR | Marvin Nichols Reservoir | C | 6 | NEW SURFACE WATER OR NEW GROUNDWATER SOURCE | 4 | NEW MAJOR RESERVOIR | 6 | OTHER INFRASTRUCTURE |  | 1244 | 4165 | MARVIN NICHOLS LAKE/RESERVOIR | D | 999 | RESERVOIR | 3 | SULPHUR | 0 | SURFACE WATER | 1 | NO WATER QUALITY IMPROVEMENTS |  | 4984 | 1 | Marvin Nichols Reservoir | 138 | TARRANT REGIONAL WD | C | WWP | WWP | N/A | N/A |  | Y | 2030 | 2030 | 0 | 0 | 0 | 0 | 0 | 0 | 2371116000 | 30 | 394 | COMMUNITY WSC | C | WUG | MUNICIPAL | 4069 | UTILITY | C | 249 | WISE | 0 | 0 | 3 | 4 | 5 | 6 | N
311 | MARVIN NICHOLS RESERVOIR | Marvin Nichols Reservoir | C | 6 | NEW SURFACE WATER OR NEW GROUNDWATER SOURCE | 4 | NEW MAJOR RESERVOIR | 6 | OTHER INFRASTRUCTURE |  | 1244 | 4165 | MARVIN NICHOLS LAKE/RESERVOIR | D | 999 | RESERVOIR | 3 | SULPHUR | 0 | SURFACE WATER | 1 | NO WATER QUALITY IMPROVEMENTS |  | 4984 | 1 | Marvin Nichols Reservoir | 138 | TARRANT REGIONAL WD | C | WWP | WWP | N/A | N/A |  | Y | 2010 | 2010 | 0 | 0 | 0 | 0 | 0 | 0 | 2371116000 | 30 | 35 | CORSICANA | C | BOTH | MUNICIPAL | 137 | CITY | C | 175 | NAVARRO | 0 | 0 | 0 | 0 | 0 | 0 | N
311 | MARVIN NICHOLS RESERVOIR | Marvin Nichols Reservoir | C | 6 | NEW SURFACE WATER OR NEW GROUNDWATER SOURCE | 4 | NEW MAJOR RESERVOIR | 6 | OTHER INFRASTRUCTURE |  | 1244 | 4165 | MARVIN NICHOLS LAKE/RESERVOIR | D | 999 | RESERVOIR | 3 | SULPHUR | 0 | SURFACE WATER | 1 | NO WATER QUALITY IMPROVEMENTS |  | 4984 | 1 | Marvin Nichols Reservoir | 138 | TARRANT REGIONAL WD | C | WWP | WWP | N/A | N/A |  | Y | 2030 | 2030 | 0 | 0 | 0 | 0 | 0 | 0 | 2371116000 | 30 | 472 | COUNTY-OTHER, DENTON | C | WUG | MUNICIPAL | 757 | COUNTY-OTHER | C | 61 | DENTON | 0 | 0 | 119 | 209 | 298 | 307 | N
311 | MARVIN NICHOLS RESERVOIR | Marvin Nichols Reservoir | C | 6 | NEW SURFACE WATER OR NEW GROUNDWATER SOURCE | 4 | NEW MAJOR RESERVOIR | 6 | OTHER INFRASTRUCTURE |  | 1244 | 4165 | MARVIN NICHOLS LAKE/RESERVOIR | D | 999 | RESERVOIR | 3 | SULPHUR | 0 | SURFACE WATER | 1 | NO WATER QUALITY IMPROVEMENTS |  | 4984 | 1 | Marvin Nichols Reservoir | 138 | TARRANT REGIONAL WD | C | WWP | WWP | N/A | N/A |  | Y | 2030 | 2030 | 0 | 0 | 0 | 0 | 0 | 0 | 2371116000 | 30 | 595 | COUNTY-OTHER, PARKER | C | WUG | MUNICIPAL | 757 | COUNTY-OTHER | C | 184 | PARKER | 0 | 0 | 39 | 61 | 74 | 84 | N
311 | MARVIN NICHOLS RESERVOIR | Marvin Nichols Reservoir | C | 6 | NEW SURFACE WATER OR NEW GROUNDWATER SOURCE | 4 | NEW MAJOR RESERVOIR | 6 | OTHER INFRASTRUCTURE |  | 1244 | 4165 | MARVIN NICHOLS LAKE/RESERVOIR | D | 999 | RESERVOIR | 3 | SULPHUR | 0 | SURFACE WATER | 1 | NO WATER QUALITY IMPROVEMENTS |  | 4984 | 1 | Marvin Nichols Reservoir | 138 | TARRANT REGIONAL WD | C | WWP | WWP | N/A | N/A |  | Y | 2030 | 2030 | 0 | 0 | 0 | 0 | 0 | 0 | 2371116000 | 30 | 631 | COUNTY-OTHER, TARRANT | C | WUG | MUNICIPAL | 757 | COUNTY-OTHER | C | 220 | TARRANT | 0 | 0 | 202 | 349 | 469 | 453 | N
311 | MARVIN NICHOLS RESERVOIR | Marvin Nichols Reservoir | C | 6 | NEW SURFACE WATER OR NEW GROUNDWATER SOURCE | 4 | NEW MAJOR RESERVOIR | 6 | OTHER INFRASTRUCTURE |  | 1244 | 4165 | MARVIN NICHOLS LAKE/RESERVOIR | D | 999 | RESERVOIR | 3 | SULPHUR | 0 | SURFACE WATER | 1 | NO WATER QUALITY IMPROVEMENTS |  | 4984 | 1 | Marvin Nichols Reservoir | 138 | TARRANT REGIONAL WD | C | WWP | WWP | N/A | N/A |  | Y | 2030 | 2030 | 0 | 0 | 0 | 0 | 0 | 0 | 2371116000 | 30 | 660 | COUNTY-OTHER, WISE | C | WUG | MUNICIPAL | 757 | COUNTY-OTHER | C | 249 | WISE | 0 | 0 | 356 | 557 | 717 | 865 | N
311 | MARVIN NICHOLS RESERVOIR | Marvin Nichols Reservoir | C | 6 | NEW SURFACE WATER OR NEW GROUNDWATER SOURCE | 4 | NEW MAJOR RESERVOIR | 6 | OTHER INFRASTRUCTURE |  | 1244 | 4165 | MARVIN NICHOLS LAKE/RESERVOIR | D | 999 | RESERVOIR | 3 | SULPHUR | 0 | SURFACE WATER | 1 | NO WATER QUALITY IMPROVEMENTS |  | 4984 | 1 | Marvin Nichols Reservoir | 138 | TARRANT REGIONAL WD | C | WWP | WWP | N/A | N/A |  | Y | 2030 | 2030 | 0 | 0 | 0 | 0 | 0 | 0 | 2371116000 | 30 | 679 | CROWLEY | C | WUG | MUNICIPAL | 145 | CITY | C | 220 | TARRANT | 0 | 0 | 342 | 777 | 1244 | 1284 | N
311 | MARVIN NICHOLS RESERVOIR | Marvin Nichols Reservoir | C | 6 | NEW SURFACE WATER OR NEW GROUNDWATER SOURCE | 4 | NEW MAJOR RESERVOIR | 6 | OTHER INFRASTRUCTURE |  | 1244 | 4165 | MARVIN NICHOLS LAKE/RESERVOIR | D | 999 | RESERVOIR | 3 | SULPHUR | 0 | SURFACE WATER | 1 | NO WATER QUALITY IMPROVEMENTS |  | 4984 | 1 | Marvin Nichols Reservoir | 138 | TARRANT REGIONAL WD | C | WWP | WWP | N/A | N/A |  | Y | 2030 | 2030 | 0 | 0 | 0 | 0 | 0 | 0 | 2371116000 | 30 | 694 | DALWORTHINGTON GARDENS | C | WUG | MUNICIPAL | 692 | CITY | C | 220 | TARRANT | 0 | 0 | 79 | 135 | 183 | 176 | N
311 | MARVIN NICHOLS RESERVOIR | Marvin Nichols Reservoir | C | 6 | NEW SURFACE WATER OR NEW GROUNDWATER SOURCE | 4 | NEW MAJOR RESERVOIR | 6 | OTHER INFRASTRUCTURE |  | 1244 | 4165 | MARVIN NICHOLS LAKE/RESERVOIR | D | 999 | RESERVOIR | 3 | SULPHUR | 0 | SURFACE WATER | 1 | NO WATER QUALITY IMPROVEMENTS |  | 4984 | 1 | Marvin Nichols Reservoir | 138 | TARRANT REGIONAL WD | C | WWP | WWP | N/A | N/A |  | Y | 2030 | 2030 | 0 | 0 | 0 | 0 | 0 | 0 | 2371116000 | 30 | 704 | DECATUR | C | WUG | MUNICIPAL | 153 | CITY | C | 249 | WISE | 0 | 0 | 416 | 872 | 1476 | 2096 | N
311 | MARVIN NICHOLS RESERVOIR | Marvin Nichols Reservoir | C | 6 | NEW SURFACE WATER OR NEW GROUNDWATER SOURCE | 4 | NEW MAJOR RESERVOIR | 6 | OTHER INFRASTRUCTURE |  | 1244 | 4165 | MARVIN NICHOLS LAKE/RESERVOIR | D | 999 | RESERVOIR | 3 | SULPHUR | 0 | SURFACE WATER | 1 | NO WATER QUALITY IMPROVEMENTS |  | 4984 | 1 | Marvin Nichols Reservoir | 138 | TARRANT REGIONAL WD | C | WWP | WWP | N/A | N/A |  | Y | 2030 | 2030 | 0 | 0 | 0 | 0 | 0 | 0 | 2371116000 | 30 | 742 | EDGECLIFF | C | WUG | MUNICIPAL | 180 | CITY | C | 220 | TARRANT | 0 | 0 | 66 | 106 | 137 | 129 | N
311 | MARVIN NICHOLS RESERVOIR | Marvin Nichols Reservoir | C | 6 | NEW SURFACE WATER OR NEW GROUNDWATER SOURCE | 4 | NEW MAJOR RESERVOIR | 6 | OTHER INFRASTRUCTURE |  | 1244 | 4165 | MARVIN NICHOLS LAKE/RESERVOIR | D | 999 | RESERVOIR | 3 | SULPHUR | 0 | SURFACE WATER | 1 | NO WATER QUALITY IMPROVEMENTS |  | 4984 | 1 | Marvin Nichols Reservoir | 138 | TARRANT REGIONAL WD | C | WWP | WWP | N/A | N/A |  | Y | 2030 | 2030 | 0 | 0 | 0 | 0 | 0 | 0 | 2371116000 | 30 | 763 | EULESS | C | WUG | MUNICIPAL | 193 | CITY | C | 220 | TARRANT | 0 | 0 | 1208 | 2127 | 2921 | 3346 | N
311 | MARVIN NICHOLS RESERVOIR | Marvin Nichols Reservoir | C | 6 | NEW SURFACE WATER OR NEW GROUNDWATER SOURCE | 4 | NEW MAJOR RESERVOIR | 6 | OTHER INFRASTRUCTURE |  | 1244 | 4165 | MARVIN NICHOLS LAKE/RESERVOIR | D | 999 | RESERVOIR | 3 | SULPHUR | 0 | SURFACE WATER | 1 | NO WATER QUALITY IMPROVEMENTS |  | 4984 | 1 | Marvin Nichols Reservoir | 138 | TARRANT REGIONAL WD | C | WWP | WWP | N/A | N/A |  | Y | 2030 | 2030 | 0 | 0 | 0 | 0 | 0 | 0 | 2371116000 | 30 | 765 | EVERMAN | C | WUG | MUNICIPAL | 194 | CITY | C | 220 | TARRANT | 0 | 0 | 14 | 31 | 43 | 45 | N
311 | MARVIN NICHOLS RESERVOIR | Marvin Nichols Reservoir | C | 6 | NEW SURFACE WATER OR NEW GROUNDWATER SOURCE | 4 | NEW MAJOR RESERVOIR | 6 | OTHER INFRASTRUCTURE |  | 1244 | 4165 | MARVIN NICHOLS LAKE/RESERVOIR | D | 999 | RESERVOIR | 3 | SULPHUR | 0 | SURFACE WATER | 1 | NO WATER QUALITY IMPROVEMENTS |  | 4984 | 1 | Marvin Nichols Reservoir | 138 | TARRANT REGIONAL WD | C | WWP | WWP | N/A | N/A |  | Y | 2030 | 2030 | 0 | 0 | 0 | 0 | 0 | 0 | 2371116000 | 30 | 787 | FOREST HILL | C | WUG | MUNICIPAL | 206 | CITY | C | 220 | TARRANT | 0 | 0 | 287 | 483 | 673 | 664 | N
311 | MARVIN NICHOLS RESERVOIR | Marvin Nichols Reservoir | C | 6 | NEW SURFACE WATER OR NEW GROUNDWATER SOURCE | 4 | NEW MAJOR RESERVOIR | 6 | OTHER INFRASTRUCTURE |  | 1244 | 4165 | MARVIN NICHOLS LAKE/RESERVOIR | D | 999 | RESERVOIR | 3 | SULPHUR | 0 | SURFACE WATER | 1 | NO WATER QUALITY IMPROVEMENTS |  | 4984 | 1 | Marvin Nichols Reservoir | 138 | TARRANT REGIONAL WD | C | WWP | WWP | N/A | N/A |  | Y | 2030 | 2030 | 0 | 0 | 0 | 0 | 0 | 0 | 2371116000 | 30 | 55 | FORT WORTH | C | BOTH | MUNICIPAL | 213 | CITY | C | 61 | DENTON | 0 | 0 | 1838 | 4252 | 8036 | 9774 | N
311 | MARVIN NICHOLS RESERVOIR | Marvin Nichols Reservoir | C | 6 | NEW SURFACE WATER OR NEW GROUNDWATER SOURCE | 4 | NEW MAJOR RESERVOIR | 6 | OTHER INFRASTRUCTURE |  | 1244 | 4165 | MARVIN NICHOLS LAKE/RESERVOIR | D | 999 | RESERVOIR | 3 | SULPHUR | 0 | SURFACE WATER | 1 | NO WATER QUALITY IMPROVEMENTS |  | 4984 | 1 | Marvin Nichols Reservoir | 138 | TARRANT REGIONAL WD | C | WWP | WWP | N/A | N/A |  | Y | 2030 | 2030 | 0 | 0 | 0 | 0 | 0 | 0 | 2371116000 | 30 | 55 | FORT WORTH | C | BOTH | MUNICIPAL | 213 | CITY | C | 184 | PARKER | 0 | 0 | 3267 | 6019 | 8882 | 8992 | N
311 | MARVIN NICHOLS RESERVOIR | Marvin Nichols Reservoir | C | 6 | NEW SURFACE WATER OR NEW GROUNDWATER SOURCE | 4 | NEW MAJOR RESERVOIR | 6 | OTHER INFRASTRUCTURE |  | 1244 | 4165 | MARVIN NICHOLS LAKE/RESERVOIR | D | 999 | RESERVOIR | 3 | SULPHUR | 0 | SURFACE WATER | 1 | NO WATER QUALITY IMPROVEMENTS |  | 4984 | 1 | Marvin Nichols Reservoir | 138 | TARRANT REGIONAL WD | C | WWP | WWP | N/A | N/A |  | Y | 2030 | 2030 | 0 | 0 | 0 | 0 | 0 | 0 | 2371116000 | 30 | 55 | FORT WORTH | C | BOTH | MUNICIPAL | 213 | CITY | C | 220 | TARRANT | 0 | 0 | 33253 | 65019 | 106015 | 123445 | N
311 | MARVIN NICHOLS RESERVOIR | Marvin Nichols Reservoir | C | 6 | NEW SURFACE WATER OR NEW GROUNDWATER SOURCE | 4 | NEW MAJOR RESERVOIR | 6 | OTHER INFRASTRUCTURE |  | 1244 | 4165 | MARVIN NICHOLS LAKE/RESERVOIR | D | 999 | RESERVOIR | 3 | SULPHUR | 0 | SURFACE WATER | 1 | NO WATER QUALITY IMPROVEMENTS |  | 4984 | 1 | Marvin Nichols Reservoir | 138 | TARRANT REGIONAL WD | C | WWP | WWP | N/A | N/A |  | Y | 2030 | 2030 | 0 | 0 | 0 | 0 | 0 | 0 | 2371116000 | 30 | 55 | FORT WORTH | C | BOTH | MUNICIPAL | 213 | CITY | C | 249 | WISE | 0 | 0 | 572 | 1178 | 2030 | 2346 | N
311 | MARVIN NICHOLS RESERVOIR | Marvin Nichols Reservoir | C | 6 | NEW SURFACE WATER OR NEW GROUNDWATER SOURCE | 4 | NEW MAJOR RESERVOIR | 6 | OTHER INFRASTRUCTURE |  | 1244 | 4165 | MARVIN NICHOLS LAKE/RESERVOIR | D | 999 | RESERVOIR | 3 | SULPHUR | 0 | SURFACE WATER | 1 | NO WATER QUALITY IMPROVEMENTS |  | 4984 | 1 | Marvin Nichols Reservoir | 138 | TARRANT REGIONAL WD | C | WWP | WWP | N/A | N/A |  | Y | 2030 | 2030 | 0 | 0 | 0 | 0 | 0 | 0 | 2371116000 | 30 | 859 | GRAPEVINE | C | WUG | MUNICIPAL | 249 | CITY | C | 220 | TARRANT | 0 | 0 | 2677 | 3946 | 5115 | 5693 | N
311 | MARVIN NICHOLS RESERVOIR | Marvin Nichols Reservoir | C | 6 | NEW SURFACE WATER OR NEW GROUNDWATER SOURCE | 4 | NEW MAJOR RESERVOIR | 6 | OTHER INFRASTRUCTURE |  | 1244 | 4165 | MARVIN NICHOLS LAKE/RESERVOIR | D | 999 | RESERVOIR | 3 | SULPHUR | 0 | SURFACE WATER | 1 | NO WATER QUALITY IMPROVEMENTS |  | 4984 | 1 | Marvin Nichols Reservoir | 138 | TARRANT REGIONAL WD | C | WWP | WWP | N/A | N/A |  | Y | 2030 | 2030 | 0 | 0 | 0 | 0 | 0 | 0 | 2371116000 | 30 | 869 | GUN BARREL CITY | C | WUG | MUNICIPAL | 699 | CITY | C | 107 | HENDERSON | 0 | 0 | 162 | 270 | 385 | 528 | N
311 | MARVIN NICHOLS RESERVOIR | Marvin Nichols Reservoir | C | 6 | NEW SURFACE WATER OR NEW GROUNDWATER SOURCE | 4 | NEW MAJOR RESERVOIR | 6 | OTHER INFRASTRUCTURE |  | 1244 | 4165 | MARVIN NICHOLS LAKE/RESERVOIR | D | 999 | RESERVOIR | 3 | SULPHUR | 0 | SURFACE WATER | 1 | NO WATER QUALITY IMPROVEMENTS |  | 4984 | 1 | Marvin Nichols Reservoir | 138 | TARRANT REGIONAL WD | C | WWP | WWP | N/A | N/A |  | Y | 2030 | 2030 | 0 | 0 | 0 | 0 | 0 | 0 | 2371116000 | 30 | 878 | HALTOM CITY | C | WUG | MUNICIPAL | 261 | CITY | C | 220 | TARRANT | 0 | 0 | 1489 | 2336 | 3013 | 2831 | N
311 | MARVIN NICHOLS RESERVOIR | Marvin Nichols Reservoir | C | 6 | NEW SURFACE WATER OR NEW GROUNDWATER SOURCE | 4 | NEW MAJOR RESERVOIR | 6 | OTHER INFRASTRUCTURE |  | 1244 | 4165 | MARVIN NICHOLS LAKE/RESERVOIR | D | 999 | RESERVOIR | 3 | SULPHUR | 0 | SURFACE WATER | 1 | NO WATER QUALITY IMPROVEMENTS |  | 4984 | 1 | Marvin Nichols Reservoir | 138 | TARRANT REGIONAL WD | C | WWP | WWP | N/A | N/A |  | Y | 2030 | 2030 | 0 | 0 | 0 | 0 | 0 | 0 | 2371116000 | 30 | 920 | HASLET | C | WUG | MUNICIPAL | 879 | CITY | C | 220 | TARRANT | 0 | 0 | 436 | 680 | 872 | 813 | N
311 | MARVIN NICHOLS RESERVOIR | Marvin Nichols Reservoir | C | 6 | NEW SURFACE WATER OR NEW GROUNDWATER SOURCE | 4 | NEW MAJOR RESERVOIR | 6 | OTHER INFRASTRUCTURE |  | 1244 | 4165 | MARVIN NICHOLS LAKE/RESERVOIR | D | 999 | RESERVOIR | 3 | SULPHUR | 0 | SURFACE WATER | 1 | NO WATER QUALITY IMPROVEMENTS |  | 4984 | 1 | Marvin Nichols Reservoir | 138 | TARRANT REGIONAL WD | C | WWP | WWP | N/A | N/A |  | Y | 2030 | 2030 | 0 | 0 | 0 | 0 | 0 | 0 | 2371116000 | 30 | 963 | HUDSON OAKS | C | WUG | MUNICIPAL | 883 | CITY | C | 184 | PARKER | 0 | 0 | 29 | 79 | 139 | 208 | N
311 | MARVIN NICHOLS RESERVOIR | Marvin Nichols Reservoir | C | 6 | NEW SURFACE WATER OR NEW GROUNDWATER SOURCE | 4 | NEW MAJOR RESERVOIR | 6 | OTHER INFRASTRUCTURE |  | 1244 | 4165 | MARVIN NICHOLS LAKE/RESERVOIR | D | 999 | RESERVOIR | 3 | SULPHUR | 0 | SURFACE WATER | 1 | NO WATER QUALITY IMPROVEMENTS |  | 4984 | 1 | Marvin Nichols Reservoir | 138 | TARRANT REGIONAL WD | C | WWP | WWP | N/A | N/A |  | Y | 2030 | 2030 | 0 | 0 | 0 | 0 | 0 | 0 | 2371116000 | 30 | 969 | HURST | C | WUG | MUNICIPAL | 293 | CITY | C | 220 | TARRANT | 0 | 0 | 905 | 1513 | 2000 | 1902 | N
311 | MARVIN NICHOLS RESERVOIR | Marvin Nichols Reservoir | C | 6 | NEW SURFACE WATER OR NEW GROUNDWATER SOURCE | 4 | NEW MAJOR RESERVOIR | 6 | OTHER INFRASTRUCTURE |  | 1244 | 4165 | MARVIN NICHOLS LAKE/RESERVOIR | D | 999 | RESERVOIR | 3 | SULPHUR | 0 | SURFACE WATER | 1 | NO WATER QUALITY IMPROVEMENTS |  | 4984 | 1 | Marvin Nichols Reservoir | 138 | TARRANT REGIONAL WD | C | WWP | WWP | N/A | N/A |  | Y | 2030 | 2030 | 0 | 0 | 0 | 0 | 0 | 0 | 2371116000 | 30 | 1185 | IRRIGATION, TARRANT | C | WUG | IRRIGATION | 1004 | N/A | C | 220 | TARRANT | 0 | 0 | 926 | 1345 | 1721 | 1891 | N
311 | MARVIN NICHOLS RESERVOIR | Marvin Nichols Reservoir | C | 6 | NEW SURFACE WATER OR NEW GROUNDWATER SOURCE | 4 | NEW MAJOR RESERVOIR | 6 | OTHER INFRASTRUCTURE |  | 1244 | 4165 | MARVIN NICHOLS LAKE/RESERVOIR | D | 999 | RESERVOIR | 3 | SULPHUR | 0 | SURFACE WATER | 1 | NO WATER QUALITY IMPROVEMENTS |  | 4984 | 1 | Marvin Nichols Reservoir | 138 | TARRANT REGIONAL WD | C | WWP | WWP | N/A | N/A |  | Y | 2030 | 2030 | 0 | 0 | 0 | 0 | 0 | 0 | 2371116000 | 30 | 1213 | IRRIGATION, WISE | C | WUG | IRRIGATION | 1004 | N/A | C | 249 | WISE | 0 | 0 | 47 | 69 | 87 | 103 | N
311 | MARVIN NICHOLS RESERVOIR | Marvin Nichols Reservoir | C | 6 | NEW SURFACE WATER OR NEW GROUNDWATER SOURCE | 4 | NEW MAJOR RESERVOIR | 6 | OTHER INFRASTRUCTURE |  | 1244 | 4165 | MARVIN NICHOLS LAKE/RESERVOIR | D | 999 | RESERVOIR | 3 | SULPHUR | 0 | SURFACE WATER | 1 | NO WATER QUALITY IMPROVEMENTS |  | 4984 | 1 | Marvin Nichols Reservoir | 138 | TARRANT REGIONAL WD | C | WWP | WWP | N/A | N/A |  | Y | 2030 | 2030 | 0 | 0 | 0 | 0 | 0 | 0 | 2371116000 | 30 | 1251 | KELLER | C | WUG | MUNICIPAL | 315 | CITY | C | 220 | TARRANT | 0 | 0 | 1460 | 2533 | 3393 | 3240 | N
311 | MARVIN NICHOLS RESERVOIR | Marvin Nichols Reservoir | C | 6 | NEW SURFACE WATER OR NEW GROUNDWATER SOURCE | 4 | NEW MAJOR RESERVOIR | 6 | OTHER INFRASTRUCTURE |  | 1244 | 4165 | MARVIN NICHOLS LAKE/RESERVOIR | D | 999 | RESERVOIR | 3 | SULPHUR | 0 | SURFACE WATER | 1 | NO WATER QUALITY IMPROVEMENTS |  | 4984 | 1 | Marvin Nichols Reservoir | 138 | TARRANT REGIONAL WD | C | WWP | WWP | N/A | N/A |  | Y | 2040 | 2040 | 0 | 0 | 0 | 0 | 0 | 0 | 2371116000 | 30 | 1258 | KENNEDALE | C | WUG | MUNICIPAL | 318 | CITY | C | 220 | TARRANT | 0 | 0 | 0 | 69 | 132 | 153 | N
311 | MARVIN NICHOLS RESERVOIR | Marvin Nichols Reservoir | C | 6 | NEW SURFACE WATER OR NEW GROUNDWATER SOURCE | 4 | NEW MAJOR RESERVOIR | 6 | OTHER INFRASTRUCTURE |  | 1244 | 4165 | MARVIN NICHOLS LAKE/RESERVOIR | D | 999 | RESERVOIR | 3 | SULPHUR | 0 | SURFACE WATER | 1 | NO WATER QUALITY IMPROVEMENTS |  | 4984 | 1 | Marvin Nichols Reservoir | 138 | TARRANT REGIONAL WD | C | WWP | WWP | N/A | N/A |  | Y | 2030 | 2030 | 0 | 0 | 0 | 0 | 0 | 0 | 2371116000 | 30 | 1298 | LAKE WORTH | C | WUG | MUNICIPAL | 341 | CITY | C | 220 | TARRANT | 0 | 0 | 78 | 167 | 259 | 264 | N
311 | MARVIN NICHOLS RESERVOIR | Marvin Nichols Reservoir | C | 6 | NEW SURFACE WATER OR NEW GROUNDWATER SOURCE | 4 | NEW MAJOR RESERVOIR | 6 | OTHER INFRASTRUCTURE |  | 1244 | 4165 | MARVIN NICHOLS LAKE/RESERVOIR | D | 999 | RESERVOIR | 3 | SULPHUR | 0 | SURFACE WATER | 1 | NO WATER QUALITY IMPROVEMENTS |  | 4984 | 1 | Marvin Nichols Reservoir | 138 | TARRANT REGIONAL WD | C | WWP | WWP | N/A | N/A |  | Y | 2030 | 2030 | 0 | 0 | 0 | 0 | 0 | 0 | 2371116000 | 30 | 1748 | MANUFACTURING, PARKER | C | WUG | MANUFACTURING | 1001 | N/A | C | 184 | PARKER | 0 | 0 | 171 | 278 | 376 | 449 | N
311 | MARVIN NICHOLS RESERVOIR | Marvin Nichols Reservoir | C | 6 | NEW SURFACE WATER OR NEW GROUNDWATER SOURCE | 4 | NEW MAJOR RESERVOIR | 6 | OTHER INFRASTRUCTURE |  | 1244 | 4165 | MARVIN NICHOLS LAKE/RESERVOIR | D | 999 | RESERVOIR | 3 | SULPHUR | 0 | SURFACE WATER | 1 | NO WATER QUALITY IMPROVEMENTS |  | 4984 | 1 | Marvin Nichols Reservoir | 138 | TARRANT REGIONAL WD | C | WWP | WWP | N/A | N/A |  | Y | 2030 | 2030 | 0 | 0 | 0 | 0 | 0 | 0 | 2371116000 | 30 | 1770 | MANUFACTURING, TARRANT | C | WUG | MANUFACTURING | 1001 | N/A | C | 220 | TARRANT | 0 | 0 | 5200 | 8606 | 12239 | 14588 | N
311 | MARVIN NICHOLS RESERVOIR | Marvin Nichols Reservoir | C | 6 | NEW SURFACE WATER OR NEW GROUNDWATER SOURCE | 4 | NEW MAJOR RESERVOIR | 6 | OTHER INFRASTRUCTURE |  | 1244 | 4165 | MARVIN NICHOLS LAKE/RESERVOIR | D | 999 | RESERVOIR | 3 | SULPHUR | 0 | SURFACE WATER | 1 | NO WATER QUALITY IMPROVEMENTS |  | 4984 | 1 | Marvin Nichols Reservoir | 138 | TARRANT REGIONAL WD | C | WWP | WWP | N/A | N/A |  | Y | 2030 | 2030 | 0 | 0 | 0 | 0 | 0 | 0 | 2371116000 | 30 | 1792 | MANUFACTURING, WISE | C | WUG | MANUFACTURING | 1001 | N/A | C | 249 | WISE | 0 | 0 | 652 | 1061 | 1442 | 1863 | N
311 | MARVIN NICHOLS RESERVOIR | Marvin Nichols Reservoir | C | 6 | NEW SURFACE WATER OR NEW GROUNDWATER SOURCE | 4 | NEW MAJOR RESERVOIR | 6 | OTHER INFRASTRUCTURE |  | 1244 | 4165 | MARVIN NICHOLS LAKE/RESERVOIR | D | 999 | RESERVOIR | 3 | SULPHUR | 0 | SURFACE WATER | 1 | NO WATER QUALITY IMPROVEMENTS |  | 4984 | 1 | Marvin Nichols Reservoir | 138 | TARRANT REGIONAL WD | C | WWP | WWP | N/A | N/A |  | Y | 2030 | 2030 | 0 | 0 | 0 | 0 | 0 | 0 | 2371116000 | 30 | 2064 | MINING, WISE | C | WUG | MINING | 1003 | N/A | C | 249 | WISE | 0 | 0 | 2087 | 3354 | 4572 | 5811 | N
311 | MARVIN NICHOLS RESERVOIR | Marvin Nichols Reservoir | C | 6 | NEW SURFACE WATER OR NEW GROUNDWATER SOURCE | 4 | NEW MAJOR RESERVOIR | 6 | OTHER INFRASTRUCTURE |  | 1244 | 4165 | MARVIN NICHOLS LAKE/RESERVOIR | D | 999 | RESERVOIR | 3 | SULPHUR | 0 | SURFACE WATER | 1 | NO WATER QUALITY IMPROVEMENTS |  | 4984 | 1 | Marvin Nichols Reservoir | 138 | TARRANT REGIONAL WD | C | WWP | WWP | N/A | N/A |  | Y | 2030 | 2030 | 0 | 0 | 0 | 0 | 0 | 0 | 2371116000 | 30 | 2113 | NEW FAIRVIEW | C | WUG | MUNICIPAL | 1047 | CITY | C | 249 | WISE | 0 | 0 | 6 | 36 | 77 | 134 | N
311 | MARVIN NICHOLS RESERVOIR | Marvin Nichols Reservoir | C | 6 | NEW SURFACE WATER OR NEW GROUNDWATER SOURCE | 4 | NEW MAJOR RESERVOIR | 6 | OTHER INFRASTRUCTURE |  | 1244 | 4165 | MARVIN NICHOLS LAKE/RESERVOIR | D | 999 | RESERVOIR | 3 | SULPHUR | 0 | SURFACE WATER | 1 | NO WATER QUALITY IMPROVEMENTS |  | 4984 | 1 | Marvin Nichols Reservoir | 138 | TARRANT REGIONAL WD | C | WWP | WWP | N/A | N/A |  | Y | 2030 | 2030 | 0 | 0 | 0 | 0 | 0 | 0 | 2371116000 | 30 | 2118 | NEWARK | C | WUG | MUNICIPAL | 920 | CITY | C | 249 | WISE | 0 | 0 | 12 | 55 | 125 | 246 | N
311 | MARVIN NICHOLS RESERVOIR | Marvin Nichols Reservoir | C | 6 | NEW SURFACE WATER OR NEW GROUNDWATER SOURCE | 4 | NEW MAJOR RESERVOIR | 6 | OTHER INFRASTRUCTURE |  | 1244 | 4165 | MARVIN NICHOLS LAKE/RESERVOIR | D | 999 | RESERVOIR | 3 | SULPHUR | 0 | SURFACE WATER | 1 | NO WATER QUALITY IMPROVEMENTS |  | 4984 | 1 | Marvin Nichols Reservoir | 138 | TARRANT REGIONAL WD | C | WWP | WWP | N/A | N/A |  | Y | 2030 | 2030 | 0 | 0 | 0 | 0 | 0 | 0 | 2371116000 | 30 | 107 | NORTH RICHLAND HILLS | C | BOTH | MUNICIPAL | 435 | CITY | C | 220 | TARRANT | 0 | 0 | 1963 | 3436 | 4730 | 5209 | N
311 | MARVIN NICHOLS RESERVOIR | Marvin Nichols Reservoir | C | 6 | NEW SURFACE WATER OR NEW GROUNDWATER SOURCE | 4 | NEW MAJOR RESERVOIR | 6 | OTHER INFRASTRUCTURE |  | 1244 | 4165 | MARVIN NICHOLS LAKE/RESERVOIR | D | 999 | RESERVOIR | 3 | SULPHUR | 0 | SURFACE WATER | 1 | NO WATER QUALITY IMPROVEMENTS |  | 4984 | 1 | Marvin Nichols Reservoir | 138 | TARRANT REGIONAL WD | C | WWP | WWP | N/A | N/A |  | Y | 2030 | 2030 | 0 | 0 | 0 | 0 | 0 | 0 | 2371116000 | 30 | 2140 | NORTHLAKE | C | WUG | MUNICIPAL | 1020 | CITY | C | 61 | DENTON | 0 | 0 | 74 | 229 | 440 | 496 | N
311 | MARVIN NICHOLS RESERVOIR | Marvin Nichols Reservoir | C | 6 | NEW SURFACE WATER OR NEW GROUNDWATER SOURCE | 4 | NEW MAJOR RESERVOIR | 6 | OTHER INFRASTRUCTURE |  | 1244 | 4165 | MARVIN NICHOLS LAKE/RESERVOIR | D | 999 | RESERVOIR | 3 | SULPHUR | 0 | SURFACE WATER | 1 | NO WATER QUALITY IMPROVEMENTS |  | 4984 | 1 | Marvin Nichols Reservoir | 138 | TARRANT REGIONAL WD | C | WWP | WWP | N/A | N/A |  | Y | 2030 | 2030 | 0 | 0 | 0 | 0 | 0 | 0 | 2371116000 | 30 | 2178 | PANTEGO | C | WUG | MUNICIPAL | 454 | CITY | C | 220 | TARRANT | 0 | 0 | 19 | 38 | 53 | 65 | N
311 | MARVIN NICHOLS RESERVOIR | Marvin Nichols Reservoir | C | 6 | NEW SURFACE WATER OR NEW GROUNDWATER SOURCE | 4 | NEW MAJOR RESERVOIR | 6 | OTHER INFRASTRUCTURE |  | 1244 | 4165 | MARVIN NICHOLS LAKE/RESERVOIR | D | 999 | RESERVOIR | 3 | SULPHUR | 0 | SURFACE WATER | 1 | NO WATER QUALITY IMPROVEMENTS |  | 4984 | 1 | Marvin Nichols Reservoir | 138 | TARRANT REGIONAL WD | C | WWP | WWP | N/A | N/A |  | Y | 2030 | 2030 | 0 | 0 | 0 | 0 | 0 | 0 | 2371116000 | 30 | 2680 | PARADISE | C | WUG | MUNICIPAL | 1085 | CITY | C | 249 | WISE | 0 | 0 | 18 | 37 | 57 | 86 | N
311 | MARVIN NICHOLS RESERVOIR | Marvin Nichols Reservoir | C | 6 | NEW SURFACE WATER OR NEW GROUNDWATER SOURCE | 4 | NEW MAJOR RESERVOIR | 6 | OTHER INFRASTRUCTURE |  | 1244 | 4165 | MARVIN NICHOLS LAKE/RESERVOIR | D | 999 | RESERVOIR | 3 | SULPHUR | 0 | SURFACE WATER | 1 | NO WATER QUALITY IMPROVEMENTS |  | 4984 | 1 | Marvin Nichols Reservoir | 138 | TARRANT REGIONAL WD | C | WWP | WWP | N/A | N/A |  | Y | 2030 | 2030 | 0 | 0 | 0 | 0 | 0 | 0 | 2371116000 | 30 | 2190 | PELICAN BAY | C | WUG | MUNICIPAL | 795 | CITY | C | 220 | TARRANT | 0 | 0 | 6 | 19 | 38 | 64 | N
311 | MARVIN NICHOLS RESERVOIR | Marvin Nichols Reservoir | C | 6 | NEW SURFACE WATER OR NEW GROUNDWATER SOURCE | 4 | NEW MAJOR RESERVOIR | 6 | OTHER INFRASTRUCTURE |  | 1244 | 4165 | MARVIN NICHOLS LAKE/RESERVOIR | D | 999 | RESERVOIR | 3 | SULPHUR | 0 | SURFACE WATER | 1 | NO WATER QUALITY IMPROVEMENTS |  | 4984 | 1 | Marvin Nichols Reservoir | 138 | TARRANT REGIONAL WD | C | WWP | WWP | N/A | N/A |  | Y | 2030 | 2030 | 0 | 0 | 0 | 0 | 0 | 0 | 2371116000 | 30 | 2657 | RENO | C | WUG | MUNICIPAL | 739 | CITY | C | 184 | PARKER | 0 | 0 | 17 | 32 | 44 | 60 | N
311 | MARVIN NICHOLS RESERVOIR | Marvin Nichols Reservoir | C | 6 | NEW SURFACE WATER OR NEW GROUNDWATER SOURCE | 4 | NEW MAJOR RESERVOIR | 6 | OTHER INFRASTRUCTURE |  | 1244 | 4165 | MARVIN NICHOLS LAKE/RESERVOIR | D | 999 | RESERVOIR | 3 | SULPHUR | 0 | SURFACE WATER | 1 | NO WATER QUALITY IMPROVEMENTS |  | 4984 | 1 | Marvin Nichols Reservoir | 138 | TARRANT REGIONAL WD | C | WWP | WWP | N/A | N/A |  | Y | 2030 | 2030 | 0 | 0 | 0 | 0 | 0 | 0 | 2371116000 | 30 | 2260 | RHOME | C | WUG | MUNICIPAL | 946 | CITY | C | 249 | WISE | 0 | 0 | 201 | 483 | 831 | 1155 | N
311 | MARVIN NICHOLS RESERVOIR | Marvin Nichols Reservoir | C | 6 | NEW SURFACE WATER OR NEW GROUNDWATER SOURCE | 4 | NEW MAJOR RESERVOIR | 6 | OTHER INFRASTRUCTURE |  | 1244 | 4165 | MARVIN NICHOLS LAKE/RESERVOIR | D | 999 | RESERVOIR | 3 | SULPHUR | 0 | SURFACE WATER | 1 | NO WATER QUALITY IMPROVEMENTS |  | 4984 | 1 | Marvin Nichols Reservoir | 138 | TARRANT REGIONAL WD | C | WWP | WWP | N/A | N/A |  | Y | 2030 | 2030 | 0 | 0 | 0 | 0 | 0 | 0 | 2371116000 | 30 | 2265 | RICHLAND HILLS | C | WUG | MUNICIPAL | 499 | CITY | C | 220 | TARRANT | 0 | 0 | 159 | 276 | 375 | 361 | N
311 | MARVIN NICHOLS RESERVOIR | Marvin Nichols Reservoir | C | 6 | NEW SURFACE WATER OR NEW GROUNDWATER SOURCE | 4 | NEW MAJOR RESERVOIR | 6 | OTHER INFRASTRUCTURE |  | 1244 | 4165 | MARVIN NICHOLS LAKE/RESERVOIR | D | 999 | RESERVOIR | 3 | SULPHUR | 0 | SURFACE WATER | 1 | NO WATER QUALITY IMPROVEMENTS |  | 4984 | 1 | Marvin Nichols Reservoir | 138 | TARRANT REGIONAL WD | C | WWP | WWP | N/A | N/A |  | Y | 2030 | 2030 | 0 | 0 | 0 | 0 | 0 | 0 | 2371116000 | 30 | 2277 | RIVER OAKS | C | WUG | MUNICIPAL | 505 | CITY | C | 220 | TARRANT | 0 | 0 | 165 | 253 | 326 | 393 | N
311 | MARVIN NICHOLS RESERVOIR | Marvin Nichols Reservoir | C | 6 | NEW SURFACE WATER OR NEW GROUNDWATER SOURCE | 4 | NEW MAJOR RESERVOIR | 6 | OTHER INFRASTRUCTURE |  | 1244 | 4165 | MARVIN NICHOLS LAKE/RESERVOIR | D | 999 | RESERVOIR | 3 | SULPHUR | 0 | SURFACE WATER | 1 | NO WATER QUALITY IMPROVEMENTS |  | 4984 | 1 | Marvin Nichols Reservoir | 138 | TARRANT REGIONAL WD | C | WWP | WWP | N/A | N/A |  | Y | 2030 | 2030 | 0 | 0 | 0 | 0 | 0 | 0 | 2371116000 | 30 | 2281 | ROANOKE | C | WUG | MUNICIPAL | 800 | CITY | C | 61 | DENTON | 0 | 0 | 514 | 1033 | 1821 | 2088 | N
311 | MARVIN NICHOLS RESERVOIR | Marvin Nichols Reservoir | C | 6 | NEW SURFACE WATER OR NEW GROUNDWATER SOURCE | 4 | NEW MAJOR RESERVOIR | 6 | OTHER INFRASTRUCTURE |  | 1244 | 4165 | MARVIN NICHOLS LAKE/RESERVOIR | D | 999 | RESERVOIR | 3 | SULPHUR | 0 | SURFACE WATER | 1 | NO WATER QUALITY IMPROVEMENTS |  | 4984 | 1 | Marvin Nichols Reservoir | 138 | TARRANT REGIONAL WD | C | WWP | WWP | N/A | N/A |  | Y | 2030 | 2030 | 0 | 0 | 0 | 0 | 0 | 0 | 2371116000 | 30 | 2306 | RUNAWAY BAY | C | WUG | MUNICIPAL | 1059 | CITY | C | 249 | WISE | 0 | 0 | 70 | 127 | 183 | 245 | N
311 | MARVIN NICHOLS RESERVOIR | Marvin Nichols Reservoir | C | 6 | NEW SURFACE WATER OR NEW GROUNDWATER SOURCE | 4 | NEW MAJOR RESERVOIR | 6 | OTHER INFRASTRUCTURE |  | 1244 | 4165 | MARVIN NICHOLS LAKE/RESERVOIR | D | 999 | RESERVOIR | 3 | SULPHUR | 0 | SURFACE WATER | 1 | NO WATER QUALITY IMPROVEMENTS |  | 4984 | 1 | Marvin Nichols Reservoir | 138 | TARRANT REGIONAL WD | C | WWP | WWP | N/A | N/A |  | Y | 2030 | 2030 | 0 | 0 | 0 | 0 | 0 | 0 | 2371116000 | 30 | 2312 | SAGINAW | C | WUG | MUNICIPAL | 527 | CITY | C | 220 | TARRANT | 0 | 0 | 627 | 1105 | 1513 | 1479 | N
311 | MARVIN NICHOLS RESERVOIR | Marvin Nichols Reservoir | C | 6 | NEW SURFACE WATER OR NEW GROUNDWATER SOURCE | 4 | NEW MAJOR RESERVOIR | 6 | OTHER INFRASTRUCTURE |  | 1244 | 4165 | MARVIN NICHOLS LAKE/RESERVOIR | D | 999 | RESERVOIR | 3 | SULPHUR | 0 | SURFACE WATER | 1 | NO WATER QUALITY IMPROVEMENTS |  | 4984 | 1 | Marvin Nichols Reservoir | 138 | TARRANT REGIONAL WD | C | WWP | WWP | N/A | N/A |  | Y | 2030 | 2030 | 0 | 0 | 0 | 0 | 0 | 0 | 2371116000 | 30 | 2682 | SANCTUARY | C | WUG | MUNICIPAL | 1087 | CITY | C | 184 | PARKER | 0 | 0 | 53 | 101 | 149 | 203 | N
311 | MARVIN NICHOLS RESERVOIR | Marvin Nichols Reservoir | C | 6 | NEW SURFACE WATER OR NEW GROUNDWATER SOURCE | 4 | NEW MAJOR RESERVOIR | 6 | OTHER INFRASTRUCTURE |  | 1244 | 4165 | MARVIN NICHOLS LAKE/RESERVOIR | D | 999 | RESERVOIR | 3 | SULPHUR | 0 | SURFACE WATER | 1 | NO WATER QUALITY IMPROVEMENTS |  | 4984 | 1 | Marvin Nichols Reservoir | 138 | TARRANT REGIONAL WD | C | WWP | WWP | N/A | N/A |  | Y | 2030 | 2030 | 0 | 0 | 0 | 0 | 0 | 0 | 2371116000 | 30 | 2383 | SOUTHLAKE | C | WUG | MUNICIPAL | 570 | CITY | C | 61 | DENTON | 0 | 0 | 87 | 215 | 408 | 410 | N
311 | MARVIN NICHOLS RESERVOIR | Marvin Nichols Reservoir | C | 6 | NEW SURFACE WATER OR NEW GROUNDWATER SOURCE | 4 | NEW MAJOR RESERVOIR | 6 | OTHER INFRASTRUCTURE |  | 1244 | 4165 | MARVIN NICHOLS LAKE/RESERVOIR | D | 999 | RESERVOIR | 3 | SULPHUR | 0 | SURFACE WATER | 1 | NO WATER QUALITY IMPROVEMENTS |  | 4984 | 1 | Marvin Nichols Reservoir | 138 | TARRANT REGIONAL WD | C | WWP | WWP | N/A | N/A |  | Y | 2030 | 2030 | 0 | 0 | 0 | 0 | 0 | 0 | 2371116000 | 30 | 2383 | SOUTHLAKE | C | WUG | MUNICIPAL | 570 | CITY | C | 220 | TARRANT | 0 | 0 | 1545 | 2522 | 3374 | 3315 | N
311 | MARVIN NICHOLS RESERVOIR | Marvin Nichols Reservoir | C | 6 | NEW SURFACE WATER OR NEW GROUNDWATER SOURCE | 4 | NEW MAJOR RESERVOIR | 6 | OTHER INFRASTRUCTURE |  | 1244 | 4165 | MARVIN NICHOLS LAKE/RESERVOIR | D | 999 | RESERVOIR | 3 | SULPHUR | 0 | SURFACE WATER | 1 | NO WATER QUALITY IMPROVEMENTS |  | 4984 | 1 | Marvin Nichols Reservoir | 138 | TARRANT REGIONAL WD | C | WWP | WWP | N/A | N/A |  | Y | 2030 | 2030 | 0 | 0 | 0 | 0 | 0 | 0 | 2371116000 | 30 | 2393 | SPRINGTOWN | C | WUG | MUNICIPAL | 574 | CITY | C | 184 | PARKER | 0 | 0 | 51 | 137 | 236 | 351 | N
311 | MARVIN NICHOLS RESERVOIR | Marvin Nichols Reservoir | C | 6 | NEW SURFACE WATER OR NEW GROUNDWATER SOURCE | 4 | NEW MAJOR RESERVOIR | 6 | OTHER INFRASTRUCTURE |  | 1244 | 4165 | MARVIN NICHOLS LAKE/RESERVOIR | D | 999 | RESERVOIR | 3 | SULPHUR | 0 | SURFACE WATER | 1 | NO WATER QUALITY IMPROVEMENTS |  | 4984 | 1 | Marvin Nichols Reservoir | 138 | TARRANT REGIONAL WD | C | WWP | WWP | N/A | N/A |  | Y | 2030 | 2030 | 0 | 0 | 0 | 0 | 0 | 0 | 2371116000 | 30 | 2439 | STEAM ELECTRIC POWER, JACK | C | WUG | STEAM ELECTRIC | 1002 | N/A | C | 119 | JACK | 0 | 0 | 594 | 943 | 1268 | 1600 | N
311 | MARVIN NICHOLS RESERVOIR | Marvin Nichols Reservoir | C | 6 | NEW SURFACE WATER OR NEW GROUNDWATER SOURCE | 4 | NEW MAJOR RESERVOIR | 6 | OTHER INFRASTRUCTURE |  | 1244 | 4165 | MARVIN NICHOLS LAKE/RESERVOIR | D | 999 | RESERVOIR | 3 | SULPHUR | 0 | SURFACE WATER | 1 | NO WATER QUALITY IMPROVEMENTS |  | 4984 | 1 | Marvin Nichols Reservoir | 138 | TARRANT REGIONAL WD | C | WWP | WWP | N/A | N/A |  | Y | 2030 | 2030 | 0 | 0 | 0 | 0 | 0 | 0 | 2371116000 | 30 | 2464 | STEAM ELECTRIC POWER, PARKER | C | WUG | STEAM ELECTRIC | 1002 | N/A | C | 184 | PARKER | 0 | 0 | 6 | 18 | 31 | 50 | N
311 | MARVIN NICHOLS RESERVOIR | Marvin Nichols Reservoir | C | 6 | NEW SURFACE WATER OR NEW GROUNDWATER SOURCE | 4 | NEW MAJOR RESERVOIR | 6 | OTHER INFRASTRUCTURE |  | 1244 | 4165 | MARVIN NICHOLS LAKE/RESERVOIR | D | 999 | RESERVOIR | 3 | SULPHUR | 0 | SURFACE WATER | 1 | NO WATER QUALITY IMPROVEMENTS |  | 4984 | 1 | Marvin Nichols Reservoir | 138 | TARRANT REGIONAL WD | C | WWP | WWP | N/A | N/A |  | Y | 2030 | 2030 | 0 | 0 | 0 | 0 | 0 | 0 | 2371116000 | 30 | 2470 | STEAM ELECTRIC POWER, TARRANT | C | WUG | STEAM ELECTRIC | 1002 | N/A | C | 220 | TARRANT | 0 | 0 | 581 | 832 | 1080 | 1169 | N
311 | MARVIN NICHOLS RESERVOIR | Marvin Nichols Reservoir | C | 6 | NEW SURFACE WATER OR NEW GROUNDWATER SOURCE | 4 | NEW MAJOR RESERVOIR | 6 | OTHER INFRASTRUCTURE |  | 1244 | 4165 | MARVIN NICHOLS LAKE/RESERVOIR | D | 999 | RESERVOIR | 3 | SULPHUR | 0 | SURFACE WATER | 1 | NO WATER QUALITY IMPROVEMENTS |  | 4984 | 1 | Marvin Nichols Reservoir | 138 | TARRANT REGIONAL WD | C | WWP | WWP | N/A | N/A |  | Y | 2030 | 2030 | 0 | 0 | 0 | 0 | 0 | 0 | 2371116000 | 30 | 2481 | STEAM ELECTRIC POWER, WISE | C | WUG | STEAM ELECTRIC | 1002 | N/A | C | 249 | WISE | 0 | 0 | 268 | 611 | 835 | 1332 | N
311 | MARVIN NICHOLS RESERVOIR | Marvin Nichols Reservoir | C | 6 | NEW SURFACE WATER OR NEW GROUNDWATER SOURCE | 4 | NEW MAJOR RESERVOIR | 6 | OTHER INFRASTRUCTURE |  | 1244 | 4165 | MARVIN NICHOLS LAKE/RESERVOIR | D | 999 | RESERVOIR | 3 | SULPHUR | 0 | SURFACE WATER | 1 | NO WATER QUALITY IMPROVEMENTS |  | 4984 | 1 | Marvin Nichols Reservoir | 138 | TARRANT REGIONAL WD | C | WWP | WWP | N/A | N/A |  | Y | 2030 | 2030 | 0 | 0 | 0 | 0 | 0 | 0 | 2371116000 | 30 | 138 | TARRANT REGIONAL WD - FUTURE CUSTOMER/SURPLUS SUPPLY | C | WWP | MUNICIPAL | N/A | N/A | C | 220 | TARRANT | 0 | 0 | 64159 | 376 | 66198 | 34019 | N
311 | MARVIN NICHOLS RESERVOIR | Marvin Nichols Reservoir | C | 6 | NEW SURFACE WATER OR NEW GROUNDWATER SOURCE | 4 | NEW MAJOR RESERVOIR | 6 | OTHER INFRASTRUCTURE |  | 1244 | 4165 | MARVIN NICHOLS LAKE/RESERVOIR | D | 999 | RESERVOIR | 3 | SULPHUR | 0 | SURFACE WATER | 1 | NO WATER QUALITY IMPROVEMENTS |  | 4984 | 1 | Marvin Nichols Reservoir | 138 | TARRANT REGIONAL WD | C | WWP | WWP | N/A | N/A |  | Y | 2030 | 2030 | 0 | 0 | 0 | 0 | 0 | 0 | 2371116000 | 30 | 2546 | TROPHY CLUB | C | WUG | MUNICIPAL | 806 | CITY | C | 61 | DENTON | 0 | 0 | 405 | 720 | 1033 | 1060 | N
311 | MARVIN NICHOLS RESERVOIR | Marvin Nichols Reservoir | C | 6 | NEW SURFACE WATER OR NEW GROUNDWATER SOURCE | 4 | NEW MAJOR RESERVOIR | 6 | OTHER INFRASTRUCTURE |  | 1244 | 4165 | MARVIN NICHOLS LAKE/RESERVOIR | D | 999 | RESERVOIR | 3 | SULPHUR | 0 | SURFACE WATER | 1 | NO WATER QUALITY IMPROVEMENTS |  | 4984 | 1 | Marvin Nichols Reservoir | 138 | TARRANT REGIONAL WD | C | WWP | WWP | N/A | N/A |  | Y | 2030 | 2030 | 0 | 0 | 0 | 0 | 0 | 0 | 2371116000 | 30 | 153 | WALNUT CREEK SUD | C | BOTH | MUNICIPAL | 4373 | UTILITY | C | 184 | PARKER | 0 | 0 | 838 | 1618 | 2313 | 2614 | N
311 | MARVIN NICHOLS RESERVOIR | Marvin Nichols Reservoir | C | 6 | NEW SURFACE WATER OR NEW GROUNDWATER SOURCE | 4 | NEW MAJOR RESERVOIR | 6 | OTHER INFRASTRUCTURE |  | 1244 | 4165 | MARVIN NICHOLS LAKE/RESERVOIR | D | 999 | RESERVOIR | 3 | SULPHUR | 0 | SURFACE WATER | 1 | NO WATER QUALITY IMPROVEMENTS |  | 4984 | 1 | Marvin Nichols Reservoir | 138 | TARRANT REGIONAL WD | C | WWP | WWP | N/A | N/A |  | Y | 2030 | 2030 | 0 | 0 | 0 | 0 | 0 | 0 | 2371116000 | 30 | 153 | WALNUT CREEK SUD | C | BOTH | MUNICIPAL | 4373 | UTILITY | C | 249 | WISE | 0 | 0 | 109 | 206 | 299 | 349 | N
311 | MARVIN NICHOLS RESERVOIR | Marvin Nichols Reservoir | C | 6 | NEW SURFACE WATER OR NEW GROUNDWATER SOURCE | 4 | NEW MAJOR RESERVOIR | 6 | OTHER INFRASTRUCTURE |  | 1244 | 4165 | MARVIN NICHOLS LAKE/RESERVOIR | D | 999 | RESERVOIR | 3 | SULPHUR | 0 | SURFACE WATER | 1 | NO WATER QUALITY IMPROVEMENTS |  | 4984 | 1 | Marvin Nichols Reservoir | 138 | TARRANT REGIONAL WD | C | WWP | WWP | N/A | N/A |  | Y | 2030 | 2030 | 0 | 0 | 0 | 0 | 0 | 0 | 2371116000 | 30 | 2580 | WATAUGA | C | WUG | MUNICIPAL | 632 | CITY | C | 220 | TARRANT | 0 | 0 | 605 | 933 | 1197 | 1124 | N
311 | MARVIN NICHOLS RESERVOIR | Marvin Nichols Reservoir | C | 6 | NEW SURFACE WATER OR NEW GROUNDWATER SOURCE | 4 | NEW MAJOR RESERVOIR | 6 | OTHER INFRASTRUCTURE |  | 1244 | 4165 | MARVIN NICHOLS LAKE/RESERVOIR | D | 999 | RESERVOIR | 3 | SULPHUR | 0 | SURFACE WATER | 1 | NO WATER QUALITY IMPROVEMENTS |  | 4984 | 1 | Marvin Nichols Reservoir | 138 | TARRANT REGIONAL WD | C | WWP | WWP | N/A | N/A |  | Y | 2030 | 2030 | 0 | 0 | 0 | 0 | 0 | 0 | 2371116000 | 30 | 155 | WEATHERFORD | C | BOTH | MUNICIPAL | 634 | CITY | C | 184 | PARKER | 0 | 0 | 413 | 1066 | 1799 | 2497 | N
311 | MARVIN NICHOLS RESERVOIR | Marvin Nichols Reservoir | C | 6 | NEW SURFACE WATER OR NEW GROUNDWATER SOURCE | 4 | NEW MAJOR RESERVOIR | 6 | OTHER INFRASTRUCTURE |  | 1244 | 4165 | MARVIN NICHOLS LAKE/RESERVOIR | D | 999 | RESERVOIR | 3 | SULPHUR | 0 | SURFACE WATER | 1 | NO WATER QUALITY IMPROVEMENTS |  | 4984 | 1 | Marvin Nichols Reservoir | 138 | TARRANT REGIONAL WD | C | WWP | WWP | N/A | N/A |  | Y | 2030 | 2030 | 0 | 0 | 0 | 0 | 0 | 0 | 2371116000 | 30 | 2604 | WEST WISE RURAL SUD | C | WUG | MUNICIPAL | 4391 | UTILITY | C | 249 | WISE | 0 | 0 | 98 | 169 | 241 | 321 | N
311 | MARVIN NICHOLS RESERVOIR | Marvin Nichols Reservoir | C | 6 | NEW SURFACE WATER OR NEW GROUNDWATER SOURCE | 4 | NEW MAJOR RESERVOIR | 6 | OTHER INFRASTRUCTURE |  | 1244 | 4165 | MARVIN NICHOLS LAKE/RESERVOIR | D | 999 | RESERVOIR | 3 | SULPHUR | 0 | SURFACE WATER | 1 | NO WATER QUALITY IMPROVEMENTS |  | 4984 | 1 | Marvin Nichols Reservoir | 138 | TARRANT REGIONAL WD | C | WWP | WWP | N/A | N/A |  | Y | 2030 | 2030 | 0 | 0 | 0 | 0 | 0 | 0 | 2371116000 | 30 | 2607 | WESTOVER HILLS | C | WUG | MUNICIPAL | 1070 | CITY | C | 220 | TARRANT | 0 | 0 | 43 | 69 | 89 | 83 | N
311 | MARVIN NICHOLS RESERVOIR | Marvin Nichols Reservoir | C | 6 | NEW SURFACE WATER OR NEW GROUNDWATER SOURCE | 4 | NEW MAJOR RESERVOIR | 6 | OTHER INFRASTRUCTURE |  | 1244 | 4165 | MARVIN NICHOLS LAKE/RESERVOIR | D | 999 | RESERVOIR | 3 | SULPHUR | 0 | SURFACE WATER | 1 | NO WATER QUALITY IMPROVEMENTS |  | 4984 | 1 | Marvin Nichols Reservoir | 138 | TARRANT REGIONAL WD | C | WWP | WWP | N/A | N/A |  | Y | 2030 | 2030 | 0 | 0 | 0 | 0 | 0 | 0 | 2371116000 | 30 | 2608 | WESTWORTH VILLAGE | C | WUG | MUNICIPAL | 644 | CITY | C | 220 | TARRANT | 0 | 0 | 71 | 117 | 162 | 169 | N
311 | MARVIN NICHOLS RESERVOIR | Marvin Nichols Reservoir | C | 6 | NEW SURFACE WATER OR NEW GROUNDWATER SOURCE | 4 | NEW MAJOR RESERVOIR | 6 | OTHER INFRASTRUCTURE |  | 1244 | 4165 | MARVIN NICHOLS LAKE/RESERVOIR | D | 999 | RESERVOIR | 3 | SULPHUR | 0 | SURFACE WATER | 1 | NO WATER QUALITY IMPROVEMENTS |  | 4984 | 1 | Marvin Nichols Reservoir | 138 | TARRANT REGIONAL WD | C | WWP | WWP | N/A | N/A |  | Y | 2030 | 2030 | 0 | 0 | 0 | 0 | 0 | 0 | 2371116000 | 30 | 2615 | WHITE SETTLEMENT | C | WUG | MUNICIPAL | 651 | CITY | C | 220 | TARRANT | 0 | 0 | 283 | 478 | 694 | 728 | N
311 | MARVIN NICHOLS RESERVOIR | Marvin Nichols Reservoir | C | 6 | NEW SURFACE WATER OR NEW GROUNDWATER SOURCE | 4 | NEW MAJOR RESERVOIR | 6 | OTHER INFRASTRUCTURE |  | 1244 | 4165 | MARVIN NICHOLS LAKE/RESERVOIR | D | 999 | RESERVOIR | 3 | SULPHUR | 0 | SURFACE WATER | 1 | NO WATER QUALITY IMPROVEMENTS |  | 4984 | 1 | Marvin Nichols Reservoir | 138 | TARRANT REGIONAL WD | C | WWP | WWP | N/A | N/A |  | Y | 2030 | 2030 | 0 | 0 | 0 | 0 | 0 | 0 | 2371116000 | 30 | 2624 | WILLOW PARK | C | WUG | MUNICIPAL | 756 | CITY | C | 184 | PARKER | 0 | 0 | 54 | 177 | 307 | 382 | N
311 | MARVIN NICHOLS RESERVOIR | Marvin Nichols Reservoir | C | 6 | NEW SURFACE WATER OR NEW GROUNDWATER SOURCE | 4 | NEW MAJOR RESERVOIR | 6 | OTHER INFRASTRUCTURE |  | 1244 | 4165 | MARVIN NICHOLS LAKE/RESERVOIR | D | 999 | RESERVOIR | 3 | SULPHUR | 0 | SURFACE WATER | 1 | NO WATER QUALITY IMPROVEMENTS |  | 4984 | 1 | Marvin Nichols Reservoir | 139 | TERRELL | C | BOTH | MUNICIPAL | 599 | CITY |  | Y | 2030 | 2030 | 0 | 0 | 0 | 0 | 0 | 0 | 0 | 0 | 527 | COUNTY-OTHER, HUNT | D | WUG | MUNICIPAL | 757 | COUNTY-OTHER | D | 116 | HUNT | 0 | 0 | 14 | 24 | 47 | 72 | N
311 | MARVIN NICHOLS RESERVOIR | Marvin Nichols Reservoir | C | 6 | NEW SURFACE WATER OR NEW GROUNDWATER SOURCE | 4 | NEW MAJOR RESERVOIR | 6 | OTHER INFRASTRUCTURE |  | 1244 | 4165 | MARVIN NICHOLS LAKE/RESERVOIR | D | 999 | RESERVOIR | 3 | SULPHUR | 0 | SURFACE WATER | 1 | NO WATER QUALITY IMPROVEMENTS |  | 4984 | 1 | Marvin Nichols Reservoir | 150 | UPPER TRINITY REGIONAL WD | C | WWP | WWP | N/A | N/A |  | Y | 2050 | 2050 | 0 | 0 | 0 | 0 | 16752000 | 16752000 | 143042000 | 30 | 199 | ARGYLE WSC | C | BOTH | MUNICIPAL | 4007 | UTILITY | C | 61 | DENTON | 0 | 0 | 0 | 0 | 660 | 605 | N
311 | MARVIN NICHOLS RESERVOIR | Marvin Nichols Reservoir | C | 6 | NEW SURFACE WATER OR NEW GROUNDWATER SOURCE | 4 | NEW MAJOR RESERVOIR | 6 | OTHER INFRASTRUCTURE |  | 1244 | 4165 | MARVIN NICHOLS LAKE/RESERVOIR | D | 999 | RESERVOIR | 3 | SULPHUR | 0 | SURFACE WATER | 1 | NO WATER QUALITY IMPROVEMENTS |  | 4984 | 1 | Marvin Nichols Reservoir | 150 | UPPER TRINITY REGIONAL WD | C | WWP | WWP | N/A | N/A |  | Y | 2050 | 2050 | 0 | 0 | 0 | 0 | 16752000 | 16752000 | 143042000 | 30 | 207 | AUBREY | C | WUG | MUNICIPAL | 758 | CITY | C | 61 | DENTON | 0 | 0 | 0 | 0 | 252 | 292 | N
311 | MARVIN NICHOLS RESERVOIR | Marvin Nichols Reservoir | C | 6 | NEW SURFACE WATER OR NEW GROUNDWATER SOURCE | 4 | NEW MAJOR RESERVOIR | 6 | OTHER INFRASTRUCTURE |  | 1244 | 4165 | MARVIN NICHOLS LAKE/RESERVOIR | D | 999 | RESERVOIR | 3 | SULPHUR | 0 | SURFACE WATER | 1 | NO WATER QUALITY IMPROVEMENTS |  | 4984 | 1 | Marvin Nichols Reservoir | 150 | UPPER TRINITY REGIONAL WD | C | WWP | WWP | N/A | N/A |  | Y | 2050 | 2050 | 0 | 0 | 0 | 0 | 16752000 | 16752000 | 143042000 | 30 | 223 | BARTONVILLE WSC | C | BOTH | MUNICIPAL | 4010 | UTILITY | C | 61 | DENTON | 0 | 0 | 0 | 0 | 275 | 241 | N
311 | MARVIN NICHOLS RESERVOIR | Marvin Nichols Reservoir | C | 6 | NEW SURFACE WATER OR NEW GROUNDWATER SOURCE | 4 | NEW MAJOR RESERVOIR | 6 | OTHER INFRASTRUCTURE |  | 1244 | 4165 | MARVIN NICHOLS LAKE/RESERVOIR | D | 999 | RESERVOIR | 3 | SULPHUR | 0 | SURFACE WATER | 1 | NO WATER QUALITY IMPROVEMENTS |  | 4984 | 1 | Marvin Nichols Reservoir | 150 | UPPER TRINITY REGIONAL WD | C | WWP | WWP | N/A | N/A |  | Y | 2050 | 2050 | 0 | 0 | 0 | 0 | 16752000 | 16752000 | 143042000 | 30 | 271 | BOLIVAR WSC | C | BOTH | MUNICIPAL | 4028 | UTILITY | C | 49 | COOKE | 0 | 0 | 0 | 0 | 39 | 32 | N
311 | MARVIN NICHOLS RESERVOIR | Marvin Nichols Reservoir | C | 6 | NEW SURFACE WATER OR NEW GROUNDWATER SOURCE | 4 | NEW MAJOR RESERVOIR | 6 | OTHER INFRASTRUCTURE |  | 1244 | 4165 | MARVIN NICHOLS LAKE/RESERVOIR | D | 999 | RESERVOIR | 3 | SULPHUR | 0 | SURFACE WATER | 1 | NO WATER QUALITY IMPROVEMENTS |  | 4984 | 1 | Marvin Nichols Reservoir | 150 | UPPER TRINITY REGIONAL WD | C | WWP | WWP | N/A | N/A |  | Y | 2050 | 2050 | 0 | 0 | 0 | 0 | 16752000 | 16752000 | 143042000 | 30 | 271 | BOLIVAR WSC | C | BOTH | MUNICIPAL | 4028 | UTILITY | C | 61 | DENTON | 0 | 0 | 0 | 0 | 1352 | 1489 | N
311 | MARVIN NICHOLS RESERVOIR | Marvin Nichols Reservoir | C | 6 | NEW SURFACE WATER OR NEW GROUNDWATER SOURCE | 4 | NEW MAJOR RESERVOIR | 6 | OTHER INFRASTRUCTURE |  | 1244 | 4165 | MARVIN NICHOLS LAKE/RESERVOIR | D | 999 | RESERVOIR | 3 | SULPHUR | 0 | SURFACE WATER | 1 | NO WATER QUALITY IMPROVEMENTS |  | 4984 | 1 | Marvin Nichols Reservoir | 150 | UPPER TRINITY REGIONAL WD | C | WWP | WWP | N/A | N/A |  | Y | 2050 | 2050 | 0 | 0 | 0 | 0 | 16752000 | 16752000 | 143042000 | 30 | 271 | BOLIVAR WSC | C | BOTH | MUNICIPAL | 4028 | UTILITY | C | 249 | WISE | 0 | 0 | 0 | 0 | 83 | 97 | N
311 | MARVIN NICHOLS RESERVOIR | Marvin Nichols Reservoir | C | 6 | NEW SURFACE WATER OR NEW GROUNDWATER SOURCE | 4 | NEW MAJOR RESERVOIR | 6 | OTHER INFRASTRUCTURE |  | 1244 | 4165 | MARVIN NICHOLS LAKE/RESERVOIR | D | 999 | RESERVOIR | 3 | SULPHUR | 0 | SURFACE WATER | 1 | NO WATER QUALITY IMPROVEMENTS |  | 4984 | 1 | Marvin Nichols Reservoir | 150 | UPPER TRINITY REGIONAL WD | C | WWP | WWP | N/A | N/A |  | Y | 2050 | 2050 | 0 | 0 | 0 | 0 | 16752000 | 16752000 | 143042000 | 30 | 338 | CELINA | C | WUG | MUNICIPAL | 103 | CITY | C | 43 | COLLIN | 0 | 0 | 0 | 0 | 3153 | 3080 | N
311 | MARVIN NICHOLS RESERVOIR | Marvin Nichols Reservoir | C | 6 | NEW SURFACE WATER OR NEW GROUNDWATER SOURCE | 4 | NEW MAJOR RESERVOIR | 6 | OTHER INFRASTRUCTURE |  | 1244 | 4165 | MARVIN NICHOLS LAKE/RESERVOIR | D | 999 | RESERVOIR | 3 | SULPHUR | 0 | SURFACE WATER | 1 | NO WATER QUALITY IMPROVEMENTS |  | 4984 | 1 | Marvin Nichols Reservoir | 150 | UPPER TRINITY REGIONAL WD | C | WWP | WWP | N/A | N/A |  | Y | 2050 | 2050 | 0 | 0 | 0 | 0 | 16752000 | 16752000 | 143042000 | 30 | 338 | CELINA | C | WUG | MUNICIPAL | 103 | CITY | C | 61 | DENTON | 0 | 0 | 0 | 0 | 381 | 372 | N
311 | MARVIN NICHOLS RESERVOIR | Marvin Nichols Reservoir | C | 6 | NEW SURFACE WATER OR NEW GROUNDWATER SOURCE | 4 | NEW MAJOR RESERVOIR | 6 | OTHER INFRASTRUCTURE |  | 1244 | 4165 | MARVIN NICHOLS LAKE/RESERVOIR | D | 999 | RESERVOIR | 3 | SULPHUR | 0 | SURFACE WATER | 1 | NO WATER QUALITY IMPROVEMENTS |  | 4984 | 1 | Marvin Nichols Reservoir | 150 | UPPER TRINITY REGIONAL WD | C | WWP | WWP | N/A | N/A |  | Y | 2050 | 2050 | 0 | 0 | 0 | 0 | 16752000 | 16752000 | 143042000 | 30 | 406 | CORINTH | C | WUG | MUNICIPAL | 691 | CITY | C | 61 | DENTON | 0 | 0 | 0 | 0 | 695 | 607 | N
311 | MARVIN NICHOLS RESERVOIR | Marvin Nichols Reservoir | C | 6 | NEW SURFACE WATER OR NEW GROUNDWATER SOURCE | 4 | NEW MAJOR RESERVOIR | 6 | OTHER INFRASTRUCTURE |  | 1244 | 4165 | MARVIN NICHOLS LAKE/RESERVOIR | D | 999 | RESERVOIR | 3 | SULPHUR | 0 | SURFACE WATER | 1 | NO WATER QUALITY IMPROVEMENTS |  | 4984 | 1 | Marvin Nichols Reservoir | 150 | UPPER TRINITY REGIONAL WD | C | WWP | WWP | N/A | N/A |  | Y | 2050 | 2050 | 0 | 0 | 0 | 0 | 16752000 | 16752000 | 143042000 | 30 | 472 | COUNTY-OTHER, DENTON | C | WUG | MUNICIPAL | 757 | COUNTY-OTHER | C | 61 | DENTON | 0 | 0 | 0 | 0 | 1591 | 1504 | N
311 | MARVIN NICHOLS RESERVOIR | Marvin Nichols Reservoir | C | 6 | NEW SURFACE WATER OR NEW GROUNDWATER SOURCE | 4 | NEW MAJOR RESERVOIR | 6 | OTHER INFRASTRUCTURE |  | 1244 | 4165 | MARVIN NICHOLS LAKE/RESERVOIR | D | 999 | RESERVOIR | 3 | SULPHUR | 0 | SURFACE WATER | 1 | NO WATER QUALITY IMPROVEMENTS |  | 4984 | 1 | Marvin Nichols Reservoir | 150 | UPPER TRINITY REGIONAL WD | C | WWP | WWP | N/A | N/A |  | Y | 2050 | 2050 | 0 | 0 | 0 | 0 | 16752000 | 16752000 | 143042000 | 30 | 707 | DENTON COUNTY FWSD #1A | C | WUG | MUNICIPAL | 4089 | UTILITY | C | 61 | DENTON | 0 | 0 | 0 | 0 | 260 | 259 | N
311 | MARVIN NICHOLS RESERVOIR | Marvin Nichols Reservoir | C | 6 | NEW SURFACE WATER OR NEW GROUNDWATER SOURCE | 4 | NEW MAJOR RESERVOIR | 6 | OTHER INFRASTRUCTURE |  | 1244 | 4165 | MARVIN NICHOLS LAKE/RESERVOIR | D | 999 | RESERVOIR | 3 | SULPHUR | 0 | SURFACE WATER | 1 | NO WATER QUALITY IMPROVEMENTS |  | 4984 | 1 | Marvin Nichols Reservoir | 150 | UPPER TRINITY REGIONAL WD | C | WWP | WWP | N/A | N/A |  | Y | 2050 | 2050 | 0 | 0 | 0 | 0 | 16752000 | 16752000 | 143042000 | 30 | 785 | FLOWER MOUND | C | WUG | MUNICIPAL | 204 | CITY | C | 61 | DENTON | 0 | 0 | 0 | 0 | 2095 | 1741 | N
311 | MARVIN NICHOLS RESERVOIR | Marvin Nichols Reservoir | C | 6 | NEW SURFACE WATER OR NEW GROUNDWATER SOURCE | 4 | NEW MAJOR RESERVOIR | 6 | OTHER INFRASTRUCTURE |  | 1244 | 4165 | MARVIN NICHOLS LAKE/RESERVOIR | D | 999 | RESERVOIR | 3 | SULPHUR | 0 | SURFACE WATER | 1 | NO WATER QUALITY IMPROVEMENTS |  | 4984 | 1 | Marvin Nichols Reservoir | 150 | UPPER TRINITY REGIONAL WD | C | WWP | WWP | N/A | N/A |  | Y | 2050 | 2050 | 0 | 0 | 0 | 0 | 16752000 | 16752000 | 143042000 | 30 | 944 | HIGHLAND VILLAGE | C | WUG | MUNICIPAL | 706 | CITY | C | 61 | DENTON | 0 | 0 | 0 | 0 | 362 | 311 | N
311 | MARVIN NICHOLS RESERVOIR | Marvin Nichols Reservoir | C | 6 | NEW SURFACE WATER OR NEW GROUNDWATER SOURCE | 4 | NEW MAJOR RESERVOIR | 6 | OTHER INFRASTRUCTURE |  | 1244 | 4165 | MARVIN NICHOLS LAKE/RESERVOIR | D | 999 | RESERVOIR | 3 | SULPHUR | 0 | SURFACE WATER | 1 | NO WATER QUALITY IMPROVEMENTS |  | 4984 | 1 | Marvin Nichols Reservoir | 150 | UPPER TRINITY REGIONAL WD | C | WWP | WWP | N/A | N/A |  | Y | 2050 | 2050 | 0 | 0 | 0 | 0 | 16752000 | 16752000 | 143042000 | 30 | 1246 | JUSTIN | C | WUG | MUNICIPAL | 784 | CITY | C | 61 | DENTON | 0 | 0 | 0 | 0 | 326 | 301 | N
311 | MARVIN NICHOLS RESERVOIR | Marvin Nichols Reservoir | C | 6 | NEW SURFACE WATER OR NEW GROUNDWATER SOURCE | 4 | NEW MAJOR RESERVOIR | 6 | OTHER INFRASTRUCTURE |  | 1244 | 4165 | MARVIN NICHOLS LAKE/RESERVOIR | D | 999 | RESERVOIR | 3 | SULPHUR | 0 | SURFACE WATER | 1 | NO WATER QUALITY IMPROVEMENTS |  | 4984 | 1 | Marvin Nichols Reservoir | 150 | UPPER TRINITY REGIONAL WD | C | WWP | WWP | N/A | N/A |  | Y | 2050 | 2050 | 0 | 0 | 0 | 0 | 16752000 | 16752000 | 143042000 | 30 | 1275 | KRUM | C | WUG | MUNICIPAL | 785 | CITY | C | 61 | DENTON | 0 | 0 | 0 | 0 | 70 | 74 | N
311 | MARVIN NICHOLS RESERVOIR | Marvin Nichols Reservoir | C | 6 | NEW SURFACE WATER OR NEW GROUNDWATER SOURCE | 4 | NEW MAJOR RESERVOIR | 6 | OTHER INFRASTRUCTURE |  | 1244 | 4165 | MARVIN NICHOLS LAKE/RESERVOIR | D | 999 | RESERVOIR | 3 | SULPHUR | 0 | SURFACE WATER | 1 | NO WATER QUALITY IMPROVEMENTS |  | 4984 | 1 | Marvin Nichols Reservoir | 150 | UPPER TRINITY REGIONAL WD | C | WWP | WWP | N/A | N/A |  | Y | 2050 | 2050 | 0 | 0 | 0 | 0 | 16752000 | 16752000 | 143042000 | 30 | 1288 | LADONIA | C | WUG | MUNICIPAL | 1034 | CITY | C | 74 | FANNIN | 0 | 0 | 0 | 0 | 83 | 90 | N
311 | MARVIN NICHOLS RESERVOIR | Marvin Nichols Reservoir | C | 6 | NEW SURFACE WATER OR NEW GROUNDWATER SOURCE | 4 | NEW MAJOR RESERVOIR | 6 | OTHER INFRASTRUCTURE |  | 1244 | 4165 | MARVIN NICHOLS LAKE/RESERVOIR | D | 999 | RESERVOIR | 3 | SULPHUR | 0 | SURFACE WATER | 1 | NO WATER QUALITY IMPROVEMENTS |  | 4984 | 1 | Marvin Nichols Reservoir | 150 | UPPER TRINITY REGIONAL WD | C | WWP | WWP | N/A | N/A |  | Y | 2050 | 2050 | 0 | 0 | 0 | 0 | 16752000 | 16752000 | 143042000 | 30 | 83 | LAKE CITIES MUNICIPAL UTILITY AUTHORITY | C | WWP | WWP | N/A | N/A | C | 61 | DENTON | 0 | 0 | 0 | 0 | 362 | 306 | N
311 | MARVIN NICHOLS RESERVOIR | Marvin Nichols Reservoir | C | 6 | NEW SURFACE WATER OR NEW GROUNDWATER SOURCE | 4 | NEW MAJOR RESERVOIR | 6 | OTHER INFRASTRUCTURE |  | 1244 | 4165 | MARVIN NICHOLS LAKE/RESERVOIR | D | 999 | RESERVOIR | 3 | SULPHUR | 0 | SURFACE WATER | 1 | NO WATER QUALITY IMPROVEMENTS |  | 4984 | 1 | Marvin Nichols Reservoir | 150 | UPPER TRINITY REGIONAL WD | C | WWP | WWP | N/A | N/A |  | Y | 2050 | 2050 | 0 | 0 | 0 | 0 | 16752000 | 16752000 | 143042000 | 30 | 1323 | LINCOLN PARK | C | WUG | MUNICIPAL | 1018 | CITY | C | 61 | DENTON | 0 | 0 | 0 | 0 | 20 | 20 | N
311 | MARVIN NICHOLS RESERVOIR | Marvin Nichols Reservoir | C | 6 | NEW SURFACE WATER OR NEW GROUNDWATER SOURCE | 4 | NEW MAJOR RESERVOIR | 6 | OTHER INFRASTRUCTURE |  | 1244 | 4165 | MARVIN NICHOLS LAKE/RESERVOIR | D | 999 | RESERVOIR | 3 | SULPHUR | 0 | SURFACE WATER | 1 | NO WATER QUALITY IMPROVEMENTS |  | 4984 | 1 | Marvin Nichols Reservoir | 150 | UPPER TRINITY REGIONAL WD | C | WWP | WWP | N/A | N/A |  | Y | 2050 | 2050 | 0 | 0 | 0 | 0 | 16752000 | 16752000 | 143042000 | 30 | 1660 | MANUFACTURING, DENTON | C | WUG | MANUFACTURING | 1001 | N/A | C | 61 | DENTON | 0 | 0 | 0 | 0 | 34 | 32 | N
311 | MARVIN NICHOLS RESERVOIR | Marvin Nichols Reservoir | C | 6 | NEW SURFACE WATER OR NEW GROUNDWATER SOURCE | 4 | NEW MAJOR RESERVOIR | 6 | OTHER INFRASTRUCTURE |  | 1244 | 4165 | MARVIN NICHOLS LAKE/RESERVOIR | D | 999 | RESERVOIR | 3 | SULPHUR | 0 | SURFACE WATER | 1 | NO WATER QUALITY IMPROVEMENTS |  | 4984 | 1 | Marvin Nichols Reservoir | 150 | UPPER TRINITY REGIONAL WD | C | WWP | WWP | N/A | N/A |  | Y | 2050 | 2050 | 0 | 0 | 0 | 0 | 16752000 | 16752000 | 143042000 | 30 | 1895 | MINING, DENTON | C | WUG | MINING | 1003 | N/A | C | 61 | DENTON | 0 | 0 | 0 | 0 | 33 | 27 | N
311 | MARVIN NICHOLS RESERVOIR | Marvin Nichols Reservoir | C | 6 | NEW SURFACE WATER OR NEW GROUNDWATER SOURCE | 4 | NEW MAJOR RESERVOIR | 6 | OTHER INFRASTRUCTURE |  | 1244 | 4165 | MARVIN NICHOLS LAKE/RESERVOIR | D | 999 | RESERVOIR | 3 | SULPHUR | 0 | SURFACE WATER | 1 | NO WATER QUALITY IMPROVEMENTS |  | 4984 | 1 | Marvin Nichols Reservoir | 150 | UPPER TRINITY REGIONAL WD | C | WWP | WWP | N/A | N/A |  | Y | 2050 | 2050 | 0 | 0 | 0 | 0 | 16752000 | 16752000 | 143042000 | 30 | 101 | MUSTANG SUD | C | BOTH | MUNICIPAL | 4271 | UTILITY | C | 61 | DENTON | 0 | 0 | 0 | 0 | 960 | 1006 | N
311 | MARVIN NICHOLS RESERVOIR | Marvin Nichols Reservoir | C | 6 | NEW SURFACE WATER OR NEW GROUNDWATER SOURCE | 4 | NEW MAJOR RESERVOIR | 6 | OTHER INFRASTRUCTURE |  | 1244 | 4165 | MARVIN NICHOLS LAKE/RESERVOIR | D | 999 | RESERVOIR | 3 | SULPHUR | 0 | SURFACE WATER | 1 | NO WATER QUALITY IMPROVEMENTS |  | 4984 | 1 | Marvin Nichols Reservoir | 150 | UPPER TRINITY REGIONAL WD | C | WWP | WWP | N/A | N/A |  | Y | 2050 | 2050 | 0 | 0 | 0 | 0 | 16752000 | 16752000 | 143042000 | 30 | 2140 | NORTHLAKE | C | WUG | MUNICIPAL | 1020 | CITY | C | 61 | DENTON | 0 | 0 | 0 | 0 | 146 | 146 | N
311 | MARVIN NICHOLS RESERVOIR | Marvin Nichols Reservoir | C | 6 | NEW SURFACE WATER OR NEW GROUNDWATER SOURCE | 4 | NEW MAJOR RESERVOIR | 6 | OTHER INFRASTRUCTURE |  | 1244 | 4165 | MARVIN NICHOLS LAKE/RESERVOIR | D | 999 | RESERVOIR | 3 | SULPHUR | 0 | SURFACE WATER | 1 | NO WATER QUALITY IMPROVEMENTS |  | 4984 | 1 | Marvin Nichols Reservoir | 150 | UPPER TRINITY REGIONAL WD | C | WWP | WWP | N/A | N/A |  | Y | 2050 | 2050 | 0 | 0 | 0 | 0 | 16752000 | 16752000 | 143042000 | 30 | 2198 | PILOT POINT | C | WUG | MUNICIPAL | 465 | CITY | C | 61 | DENTON | 0 | 0 | 0 | 0 | 215 | 200 | N
311 | MARVIN NICHOLS RESERVOIR | Marvin Nichols Reservoir | C | 6 | NEW SURFACE WATER OR NEW GROUNDWATER SOURCE | 4 | NEW MAJOR RESERVOIR | 6 | OTHER INFRASTRUCTURE |  | 1244 | 4165 | MARVIN NICHOLS LAKE/RESERVOIR | D | 999 | RESERVOIR | 3 | SULPHUR | 0 | SURFACE WATER | 1 | NO WATER QUALITY IMPROVEMENTS |  | 4984 | 1 | Marvin Nichols Reservoir | 150 | UPPER TRINITY REGIONAL WD | C | WWP | WWP | N/A | N/A |  | Y | 2050 | 2050 | 0 | 0 | 0 | 0 | 16752000 | 16752000 | 143042000 | 30 | 2219 | PONDER | C | WUG | MUNICIPAL | 1021 | CITY | C | 61 | DENTON | 0 | 0 | 0 | 0 | 406 | 342 | N
311 | MARVIN NICHOLS RESERVOIR | Marvin Nichols Reservoir | C | 6 | NEW SURFACE WATER OR NEW GROUNDWATER SOURCE | 4 | NEW MAJOR RESERVOIR | 6 | OTHER INFRASTRUCTURE |  | 1244 | 4165 | MARVIN NICHOLS LAKE/RESERVOIR | D | 999 | RESERVOIR | 3 | SULPHUR | 0 | SURFACE WATER | 1 | NO WATER QUALITY IMPROVEMENTS |  | 4984 | 1 | Marvin Nichols Reservoir | 150 | UPPER TRINITY REGIONAL WD | C | WWP | WWP | N/A | N/A |  | Y | 2050 | 2050 | 0 | 0 | 0 | 0 | 16752000 | 16752000 | 143042000 | 30 | 2239 | PROSPER | C | WUG | MUNICIPAL | 799 | CITY | C | 43 | COLLIN | 0 | 0 | 0 | 0 | 451 | 404 | N
311 | MARVIN NICHOLS RESERVOIR | Marvin Nichols Reservoir | C | 6 | NEW SURFACE WATER OR NEW GROUNDWATER SOURCE | 4 | NEW MAJOR RESERVOIR | 6 | OTHER INFRASTRUCTURE |  | 1244 | 4165 | MARVIN NICHOLS LAKE/RESERVOIR | D | 999 | RESERVOIR | 3 | SULPHUR | 0 | SURFACE WATER | 1 | NO WATER QUALITY IMPROVEMENTS |  | 4984 | 1 | Marvin Nichols Reservoir | 150 | UPPER TRINITY REGIONAL WD | C | WWP | WWP | N/A | N/A |  | Y | 2050 | 2050 | 0 | 0 | 0 | 0 | 16752000 | 16752000 | 143042000 | 30 | 2239 | PROSPER | C | WUG | MUNICIPAL | 799 | CITY | C | 61 | DENTON | 0 | 0 | 0 | 0 | 221 | 202 | N
311 | MARVIN NICHOLS RESERVOIR | Marvin Nichols Reservoir | C | 6 | NEW SURFACE WATER OR NEW GROUNDWATER SOURCE | 4 | NEW MAJOR RESERVOIR | 6 | OTHER INFRASTRUCTURE |  | 1244 | 4165 | MARVIN NICHOLS LAKE/RESERVOIR | D | 999 | RESERVOIR | 3 | SULPHUR | 0 | SURFACE WATER | 1 | NO WATER QUALITY IMPROVEMENTS |  | 4984 | 1 | Marvin Nichols Reservoir | 150 | UPPER TRINITY REGIONAL WD | C | WWP | WWP | N/A | N/A |  | Y | 2050 | 2050 | 0 | 0 | 0 | 0 | 16752000 | 16752000 | 143042000 | 30 | 150 | UPPER TRINITY REGIONAL WD - FUTURE CUSTOMER/SURPLUS SUPPLY | C | WWP | MUNICIPAL | N/A | N/A | C | 61 | DENTON | 0 | 0 | 0 | 0 | 2975 | 3720 | N
792 | MEDINA LAKE FIRM-UP (ASR) | Medina Lake firm-up (aquifer storage and recovery) | L | 1 | AQUIFER STORAGE AND RECOVERY | 10 | OTHER - ASR | 6 | OTHER INFRASTRUCTURE | THIS PROJECT ADDS YIELD TO MEDINA LAKE. THIS SOURCE IS NOT OVERALLOCATED. | 2169 | 647 | MEDINA LAKE/RESERVOIR | L | 999 | RESERVOIR | 19 | SAN ANTONIO | 0 | SURFACE WATER | 1 | NO WATER QUALITY IMPROVEMENTS |  | 3326 | 1 | Medina Lake firm-up (aquifer storage and recovery) | 11 | BEXAR MET WATER DISTRICT | L | BOTH | MUNICIPAL | 4018 | UTILITY |  | N | 2010 | 2010 | 16846368 | 16846368 | 4469850 | 4469850 | 4469850 | 4469850 | 146237000 | 20 | 355 | CIBOLO | L | WUG | MUNICIPAL | 763 | CITY | L | 94 | GUADALUPE | 500 | 500 | 500 | 500 | 500 | 500 | N
792 | MEDINA LAKE FIRM-UP (ASR) | Medina Lake firm-up (aquifer storage and recovery) | L | 1 | AQUIFER STORAGE AND RECOVERY | 10 | OTHER - ASR | 6 | OTHER INFRASTRUCTURE | THIS PROJECT ADDS YIELD TO MEDINA LAKE. THIS SOURCE IS NOT OVERALLOCATED. | 2169 | 647 | MEDINA LAKE/RESERVOIR | L | 999 | RESERVOIR | 19 | SAN ANTONIO | 0 | SURFACE WATER | 1 | NO WATER QUALITY IMPROVEMENTS |  | 3326 | 1 | Medina Lake firm-up (aquifer storage and recovery) | 11 | BEXAR MET WATER DISTRICT | L | BOTH | MUNICIPAL | 4018 | UTILITY |  | N | 2010 | 2010 | 16846368 | 16846368 | 4469850 | 4469850 | 4469850 | 4469850 | 146237000 | 20 | 126 | SAN ANTONIO | L | WUG | MUNICIPAL | 530 | CITY | L | 15 | BEXAR | 9433 | 9433 | 9433 | 9433 | 9433 | 9433 | N
792 | MEDINA LAKE FIRM-UP (ASR) | Medina Lake firm-up (aquifer storage and recovery) | L | 1 | AQUIFER STORAGE AND RECOVERY | 10 | OTHER - ASR | 6 | OTHER INFRASTRUCTURE | THIS PROJECT ADDS YIELD TO MEDINA LAKE. THIS SOURCE IS NOT OVERALLOCATED. | 2169 | 647 | MEDINA LAKE/RESERVOIR | L | 999 | RESERVOIR | 19 | SAN ANTONIO | 0 | SURFACE WATER | 1 | NO WATER QUALITY IMPROVEMENTS |  | 3326 | 1 | Medina Lake firm-up (aquifer storage and recovery) | 355 | CIBOLO | L | WUG | MUNICIPAL | 763 | CITY |  | N | 2010 | 2010 | 527060 | 522922 | 289067 | 232987 | 193661 | 193444 | 0 | 0 | 355 | CIBOLO | L | WUG | MUNICIPAL | 763 | CITY | L | 94 | GUADALUPE | 500 | 500 | 500 | 500 | 500 | 500 | Y
161 | MIDWAY PIPELINE PROJECT (WEST CENTRAL BRAZOS DISTRIBUTION SYSTEM) | Midway pipeline project (West Central Brazos distribution system) | G | 5 | EXISTING SOURCE OR EXPANDED USE OF AN EXISTING SOURCE (SURFACE WATER OR GROUNDWATER) | 5 | OTHER SURFACE WATER | 2 | PIPELINE |  | 1035 | 3981 | BRAZOS RIVER AUTHORITY MAIN STEM LAKE/RESERVOIR SYSTEM | G | 999 | RESERVOIR | 12 | BRAZOS | 0 | SURFACE WATER | 1 | NO WATER QUALITY IMPROVEMENTS |  | 2015 | 1 | Midway pipeline project (West Central Brazos distribution system) | 620 | COUNTY-OTHER, SHACKELFORD | G | WUG | MUNICIPAL | 757 | COUNTY-OTHER |  | N | 2010 | 2010 | 511500 | 511500 | 162000 | 162000 | 162000 | 162000 | 4010893 | 20 | 620 | COUNTY-OTHER, SHACKELFORD | G | WUG | MUNICIPAL | 757 | COUNTY-OTHER | G | 209 | SHACKELFORD | 250 | 250 | 250 | 250 | 250 | 250 | N
161 | MIDWAY PIPELINE PROJECT (WEST CENTRAL BRAZOS DISTRIBUTION SYSTEM) | Midway pipeline project (West Central Brazos distribution system) | G | 5 | EXISTING SOURCE OR EXPANDED USE OF AN EXISTING SOURCE (SURFACE WATER OR GROUNDWATER) | 5 | OTHER SURFACE WATER | 2 | PIPELINE |  | 1035 | 3981 | BRAZOS RIVER AUTHORITY MAIN STEM LAKE/RESERVOIR SYSTEM | G | 999 | RESERVOIR | 12 | BRAZOS | 0 | SURFACE WATER | 1 | NO WATER QUALITY IMPROVEMENTS |  | 2015 | 1 | Midway pipeline project (West Central Brazos distribution system) | 2485 | STEPHENS COUNTY RURAL WSC | G | WUG | MUNICIPAL | 4349 | UTILITY |  | N | 2010 | 2010 | 818400 | 818400 | 259200 | 259200 | 259200 | 259200 | 6417429 | 20 | 2485 | STEPHENS COUNTY RURAL WSC | G | WUG | MUNICIPAL | 4349 | UTILITY | G | 215 | STEPHENS | 400 | 400 | 400 | 400 | 400 | 400 | N
161 | MIDWAY PIPELINE PROJECT (WEST CENTRAL BRAZOS DISTRIBUTION SYSTEM) | Midway pipeline project (West Central Brazos distribution system) | G | 5 | EXISTING SOURCE OR EXPANDED USE OF AN EXISTING SOURCE (SURFACE WATER OR GROUNDWATER) | 5 | OTHER SURFACE WATER | 2 | PIPELINE |  | 1035 | 3981 | BRAZOS RIVER AUTHORITY MAIN STEM LAKE/RESERVOIR SYSTEM | G | 999 | RESERVOIR | 12 | BRAZOS | 0 | SURFACE WATER | 1 | NO WATER QUALITY IMPROVEMENTS |  | 2015 | 1 | Midway pipeline project (West Central Brazos distribution system) | 2525 | THROCKMORTON | G | WUG | MUNICIPAL | 605 | CITY |  | N | 2010 | 2010 | 395000 | 395000 | 125000 | 125000 | 125000 | 125000 | 3096409 | 20 | 2525 | THROCKMORTON | G | WUG | MUNICIPAL | 605 | CITY | G | 224 | THROCKMORTON | 193 | 193 | 193 | 193 | 193 | 193 | N
142 | MILLERS CREEK AUGMENTATION | Millers Creek augmentation | G | 6 | NEW SURFACE WATER OR NEW GROUNDWATER SOURCE | 4 | NEW MAJOR RESERVOIR | 2 | PIPELINE | THIS PROJECT ENLARGES THE CURRENT MILLERS CREEK RESERVOIR AND INCREASES THE YIELD. THIS PROJECT ADDS YIELD TO THE CURRENT SOURCE "MILLERS CREEK RESERVOIR" AND DOES NOT CAUSE THIS SOURCE TO BE OVERALLOCATED. | 1150 | 474 | MILLERS CREEK LAKE/RESERVOIR | G | 999 | RESERVOIR | 12 | BRAZOS | 0 | SURFACE WATER | 1 | NO WATER QUALITY IMPROVEMENTS |  | 2246 | 1 | Millers Creek augmentation | 104 | NORTH CENTRAL TEXAS MUNICIPAL WATER AUTHORITY | G | WWP | WWP | N/A | N/A |  | N | 2010 | 2010 | 3811000 | 3811000 | 3811000 | 3811000 | 3811000 | 3811000 | 46948000 | 20 | 203 | ASPERMONT | G | WUG | MUNICIPAL | 27 | CITY | G | 217 | STONEWALL | 114 | 115 | 115 | 116 | 117 | 118 | N
142 | MILLERS CREEK AUGMENTATION | Millers Creek augmentation | G | 6 | NEW SURFACE WATER OR NEW GROUNDWATER SOURCE | 4 | NEW MAJOR RESERVOIR | 2 | PIPELINE | THIS PROJECT ENLARGES THE CURRENT MILLERS CREEK RESERVOIR AND INCREASES THE YIELD. THIS PROJECT ADDS YIELD TO THE CURRENT SOURCE "MILLERS CREEK RESERVOIR" AND DOES NOT CAUSE THIS SOURCE TO BE OVERALLOCATED. | 1150 | 474 | MILLERS CREEK LAKE/RESERVOIR | G | 999 | RESERVOIR | 12 | BRAZOS | 0 | SURFACE WATER | 1 | NO WATER QUALITY IMPROVEMENTS |  | 2246 | 1 | Millers Creek augmentation | 104 | NORTH CENTRAL TEXAS MUNICIPAL WATER AUTHORITY | G | WWP | WWP | N/A | N/A |  | N | 2010 | 2010 | 3811000 | 3811000 | 3811000 | 3811000 | 3811000 | 3811000 | 46948000 | 20 | 515 | COUNTY-OTHER, HASKELL | G | WUG | MUNICIPAL | 757 | COUNTY-OTHER | G | 104 | HASKELL | 142 | 143 | 143 | 145 | 146 | 147 | N
142 | MILLERS CREEK AUGMENTATION | Millers Creek augmentation | G | 6 | NEW SURFACE WATER OR NEW GROUNDWATER SOURCE | 4 | NEW MAJOR RESERVOIR | 2 | PIPELINE | THIS PROJECT ENLARGES THE CURRENT MILLERS CREEK RESERVOIR AND INCREASES THE YIELD. THIS PROJECT ADDS YIELD TO THE CURRENT SOURCE "MILLERS CREEK RESERVOIR" AND DOES NOT CAUSE THIS SOURCE TO BE OVERALLOCATED. | 1150 | 474 | MILLERS CREEK LAKE/RESERVOIR | G | 999 | RESERVOIR | 12 | BRAZOS | 0 | SURFACE WATER | 1 | NO WATER QUALITY IMPROVEMENTS |  | 2246 | 1 | Millers Creek augmentation | 104 | NORTH CENTRAL TEXAS MUNICIPAL WATER AUTHORITY | G | WWP | WWP | N/A | N/A |  | N | 2010 | 2010 | 3811000 | 3811000 | 3811000 | 3811000 | 3811000 | 3811000 | 46948000 | 20 | 549 | COUNTY-OTHER, KNOX | G | WUG | MUNICIPAL | 757 | COUNTY-OTHER | G | 138 | KNOX | 66 | 66 | 67 | 67 | 68 | 68 | N
142 | MILLERS CREEK AUGMENTATION | Millers Creek augmentation | G | 6 | NEW SURFACE WATER OR NEW GROUNDWATER SOURCE | 4 | NEW MAJOR RESERVOIR | 2 | PIPELINE | THIS PROJECT ENLARGES THE CURRENT MILLERS CREEK RESERVOIR AND INCREASES THE YIELD. THIS PROJECT ADDS YIELD TO THE CURRENT SOURCE "MILLERS CREEK RESERVOIR" AND DOES NOT CAUSE THIS SOURCE TO BE OVERALLOCATED. | 1150 | 474 | MILLERS CREEK LAKE/RESERVOIR | G | 999 | RESERVOIR | 12 | BRAZOS | 0 | SURFACE WATER | 1 | NO WATER QUALITY IMPROVEMENTS |  | 2246 | 1 | Millers Creek augmentation | 104 | NORTH CENTRAL TEXAS MUNICIPAL WATER AUTHORITY | G | WWP | WWP | N/A | N/A |  | N | 2010 | 2010 | 3811000 | 3811000 | 3811000 | 3811000 | 3811000 | 3811000 | 46948000 | 20 | 919 | HASKELL | G | WUG | MUNICIPAL | 266 | CITY | G | 104 | HASKELL | 538 | 542 | 546 | 550 | 554 | 558 | N
142 | MILLERS CREEK AUGMENTATION | Millers Creek augmentation | G | 6 | NEW SURFACE WATER OR NEW GROUNDWATER SOURCE | 4 | NEW MAJOR RESERVOIR | 2 | PIPELINE | THIS PROJECT ENLARGES THE CURRENT MILLERS CREEK RESERVOIR AND INCREASES THE YIELD. THIS PROJECT ADDS YIELD TO THE CURRENT SOURCE "MILLERS CREEK RESERVOIR" AND DOES NOT CAUSE THIS SOURCE TO BE OVERALLOCATED. | 1150 | 474 | MILLERS CREEK LAKE/RESERVOIR | G | 999 | RESERVOIR | 12 | BRAZOS | 0 | SURFACE WATER | 1 | NO WATER QUALITY IMPROVEMENTS |  | 2246 | 1 | Millers Creek augmentation | 104 | NORTH CENTRAL TEXAS MUNICIPAL WATER AUTHORITY | G | WWP | WWP | N/A | N/A |  | N | 2010 | 2010 | 3811000 | 3811000 | 3811000 | 3811000 | 3811000 | 3811000 | 46948000 | 20 | 1271 | KNOX CITY | G | WUG | MUNICIPAL | 328 | CITY | G | 138 | KNOX | 220 | 221 | 223 | 225 | 226 | 228 | N
142 | MILLERS CREEK AUGMENTATION | Millers Creek augmentation | G | 6 | NEW SURFACE WATER OR NEW GROUNDWATER SOURCE | 4 | NEW MAJOR RESERVOIR | 2 | PIPELINE | THIS PROJECT ENLARGES THE CURRENT MILLERS CREEK RESERVOIR AND INCREASES THE YIELD. THIS PROJECT ADDS YIELD TO THE CURRENT SOURCE "MILLERS CREEK RESERVOIR" AND DOES NOT CAUSE THIS SOURCE TO BE OVERALLOCATED. | 1150 | 474 | MILLERS CREEK LAKE/RESERVOIR | G | 999 | RESERVOIR | 12 | BRAZOS | 0 | SURFACE WATER | 1 | NO WATER QUALITY IMPROVEMENTS |  | 2246 | 1 | Millers Creek augmentation | 104 | NORTH CENTRAL TEXAS MUNICIPAL WATER AUTHORITY | G | WWP | WWP | N/A | N/A |  | N | 2010 | 2010 | 3811000 | 3811000 | 3811000 | 3811000 | 3811000 | 3811000 | 46948000 | 20 | 2094 | MUNDAY | G | WUG | MUNICIPAL | 420 | CITY | G | 138 | KNOX | 227 | 228 | 230 | 232 | 233 | 235 | N
142 | MILLERS CREEK AUGMENTATION | Millers Creek augmentation | G | 6 | NEW SURFACE WATER OR NEW GROUNDWATER SOURCE | 4 | NEW MAJOR RESERVOIR | 2 | PIPELINE | THIS PROJECT ENLARGES THE CURRENT MILLERS CREEK RESERVOIR AND INCREASES THE YIELD. THIS PROJECT ADDS YIELD TO THE CURRENT SOURCE "MILLERS CREEK RESERVOIR" AND DOES NOT CAUSE THIS SOURCE TO BE OVERALLOCATED. | 1150 | 474 | MILLERS CREEK LAKE/RESERVOIR | G | 999 | RESERVOIR | 12 | BRAZOS | 0 | SURFACE WATER | 1 | NO WATER QUALITY IMPROVEMENTS |  | 2246 | 1 | Millers Creek augmentation | 104 | NORTH CENTRAL TEXAS MUNICIPAL WATER AUTHORITY | G | WWP | WWP | N/A | N/A |  | N | 2010 | 2010 | 3811000 | 3811000 | 3811000 | 3811000 | 3811000 | 3811000 | 46948000 | 20 | 104 | NORTH CENTRAL TEXAS MUNICIPAL WATER AUTHORITY - FUTURE CUSTOMER/SURPLUS SUPPLY | G | WWP | MUNICIPAL | N/A | N/A | G | 104 | HASKELL | 16232 | 16223 | 16213 | 16203 | 16193 | 16183 | N
142 | MILLERS CREEK AUGMENTATION | Millers Creek augmentation | G | 6 | NEW SURFACE WATER OR NEW GROUNDWATER SOURCE | 4 | NEW MAJOR RESERVOIR | 2 | PIPELINE | THIS PROJECT ENLARGES THE CURRENT MILLERS CREEK RESERVOIR AND INCREASES THE YIELD. THIS PROJECT ADDS YIELD TO THE CURRENT SOURCE "MILLERS CREEK RESERVOIR" AND DOES NOT CAUSE THIS SOURCE TO BE OVERALLOCATED. | 1150 | 474 | MILLERS CREEK LAKE/RESERVOIR | G | 999 | RESERVOIR | 12 | BRAZOS | 0 | SURFACE WATER | 1 | NO WATER QUALITY IMPROVEMENTS |  | 2246 | 1 | Millers Creek augmentation | 104 | NORTH CENTRAL TEXAS MUNICIPAL WATER AUTHORITY | G | WWP | WWP | N/A | N/A |  | N | 2010 | 2010 | 3811000 | 3811000 | 3811000 | 3811000 | 3811000 | 3811000 | 46948000 | 20 | 2305 | RULE | G | WUG | MUNICIPAL | 523 | CITY | G | 104 | HASKELL | 43 | 44 | 45 | 44 | 45 | 45 | N
172 | MINING WATER CONSERVATION | Mining water conservation | G | 3 | CONSERVATION | 3 | OTHER CONSERVATION | 1 | NO INFRASTRUCTURE |  | 1105 | 2602 | CONSERVATION | G | 177 | NOLAN | 12 | BRAZOS | 3 | CONSERVATION | 1 | NO WATER QUALITY IMPROVEMENTS |  | 2096 | 1 | Mining water conservation | 2000 | MINING, NOLAN | G | WUG | MINING | 1003 | N/A | Costs TBD | N | 2010 | 2010 | 0 | 0 | 0 | 0 | 0 | 0 | 0 | 0 | 2000 | MINING, NOLAN | G | WUG | MINING | 1003 | N/A | G | 177 | NOLAN | 1 | 7 | 12 | 12 | 12 | 12 | N
172 | MINING WATER CONSERVATION | Mining water conservation | G | 3 | CONSERVATION | 3 | OTHER CONSERVATION | 1 | NO INFRASTRUCTURE |  | 1106 | 2671 | CONSERVATION | G | 177 | NOLAN | 14 | COLORADO | 3 | CONSERVATION | 1 | NO WATER QUALITY IMPROVEMENTS |  | 3090 | 1 | Mining water conservation | 2000 | MINING, NOLAN | G | WUG | MINING | 1003 | N/A |  | N | 2010 | 2010 | 0 | 0 | 0 | 0 | 0 | 0 | 0 | 0 | 2000 | MINING, NOLAN | G | WUG | MINING | 1003 | N/A | G | 177 | NOLAN | 7 | 7 | 7 | 7 | 7 | 7 | N
172 | MINING WATER CONSERVATION | Mining water conservation | G | 3 | CONSERVATION | 3 | OTHER CONSERVATION | 1 | NO INFRASTRUCTURE |  | 1107 | 2610 | CONSERVATION | G | 215 | STEPHENS | 12 | BRAZOS | 3 | CONSERVATION | 1 | NO WATER QUALITY IMPROVEMENTS |  | 2104 | 1 | Mining water conservation | 2032 | MINING, STEPHENS | G | WUG | MINING | 1003 | N/A | Costs TBD | N | 2010 | 2010 | 0 | 0 | 0 | 0 | 0 | 0 | 0 | 0 | 2032 | MINING, STEPHENS | G | WUG | MINING | 1003 | N/A | G | 215 | STEPHENS | 261 | 466 | 670 | 686 | 702 | 724 | N
172 | MINING WATER CONSERVATION | Mining water conservation | G | 3 | CONSERVATION | 3 | OTHER CONSERVATION | 1 | NO INFRASTRUCTURE |  | 1069 | 2618 | CONSERVATION | G | 246 | WILLIAMSON | 12 | BRAZOS | 3 | CONSERVATION | 1 | NO WATER QUALITY IMPROVEMENTS |  | 2108 | 1 | Mining water conservation | 2061 | MINING, WILLIAMSON | G | WUG | MINING | 1003 | N/A |  | N | 2010 | 2010 | 0 | 0 | 0 | 0 | 0 | 0 | 0 | 0 | 2061 | MINING, WILLIAMSON | G | WUG | MINING | 1003 | N/A | G | 246 | WILLIAMSON | 71 | 131 | 196 | 208 | 220 | 230 | N
78 | MINING WATER CONSERVATION | Mining water conservation | N | 3 | CONSERVATION | 3 | OTHER CONSERVATION | 1 | NO INFRASTRUCTURE |  | 378 | 2755 | CONSERVATION | N | 66 | DUVAL | 21 | NUECES | 3 | CONSERVATION | 1 | NO WATER QUALITY IMPROVEMENTS |  | 4040 | 1 | Mining water conservation | 1900 | MINING, DUVAL | N | WUG | MINING | 1003 | N/A |  | N | 2010 | 2010 | 0 | 0 | 0 | 0 | 0 | 0 | 0 | 0 | 1900 | MINING, DUVAL | N | WUG | MINING | 1003 | N/A | N | 66 | DUVAL | 53 | 120 | 192 | 274 | 365 | 462 | N
78 | MINING WATER CONSERVATION | Mining water conservation | N | 3 | CONSERVATION | 3 | OTHER CONSERVATION | 1 | NO INFRASTRUCTURE |  | 377 | 2776 | CONSERVATION | N | 66 | DUVAL | 22 | NUECES-RIO GRANDE | 3 | CONSERVATION | 1 | NO WATER QUALITY IMPROVEMENTS |  | 4040 | 1 | Mining water conservation | 1900 | MINING, DUVAL | N | WUG | MINING | 1003 | N/A |  | N | 2010 | 2010 | 0 | 0 | 0 | 0 | 0 | 0 | 0 | 0 | 1900 | MINING, DUVAL | N | WUG | MINING | 1003 | N/A | N | 66 | DUVAL | 94 | 212 | 342 | 487 | 649 | 821 | N
78 | MINING WATER CONSERVATION | Mining water conservation | N | 3 | CONSERVATION | 3 | OTHER CONSERVATION | 1 | NO INFRASTRUCTURE |  | 380 | 2763 | CONSERVATION | N | 149 | LIVE OAK | 21 | NUECES | 3 | CONSERVATION | 1 | NO WATER QUALITY IMPROVEMENTS |  | 4043 | 1 | Mining water conservation | 1974 | MINING, LIVE OAK | N | WUG | MINING | 1003 | N/A |  | N | 2010 | 2010 | 0 | 0 | 0 | 0 | 0 | 0 | 0 | 0 | 1974 | MINING, LIVE OAK | N | WUG | MINING | 1003 | N/A | N | 149 | LIVE OAK | 97 | 216 | 344 | 485 | 639 | 801 | N
78 | MINING WATER CONSERVATION | Mining water conservation | N | 3 | CONSERVATION | 3 | OTHER CONSERVATION | 1 | NO INFRASTRUCTURE |  | 2067 | 4251 | CONSERVATION | N | 178 | NUECES | 22 | NUECES-RIO GRANDE | 3 | CONSERVATION | 1 | NO WATER QUALITY IMPROVEMENTS |  | 4120 | 1 | Mining water conservation | 2001 | MINING, NUECES | N | WUG | MINING | 1003 | N/A |  | N | 2010 | 2010 | 0 | 0 | 0 | 0 | 0 | 0 | 0 | 0 | 2001 | MINING, NUECES | N | WUG | MINING | 1003 | N/A | N | 178 | NUECES | 37 | 78 | 120 | 164 | 210 | 259 | N
722 | MONTGOMERY MUD 8/9 INDIRECT REUSE | Montgomery MUD #8/9 indirect reuse | H | 8 | REUSE | 7 | REUSE | 6 | OTHER INFRASTRUCTURE |  | 2047 | 4335 | INDIRECT REUSE | H | 170 | MONTGOMERY | 10 | SAN JACINTO | 2 | REUSE | 1 | NO WATER QUALITY IMPROVEMENTS |  | 1000 | 1 | Montgomery MUD #8/9 indirect reuse | 2077 | MONTGOMERY COUNTY MUD #8 | H | WUG | MUNICIPAL | 4263 | UTILITY |  | N | 2020 | 2020 | 0 | 460568 | 556600 | 425710 | 359741 | 232658 | 5837866 | 20 | 2077 | MONTGOMERY COUNTY MUD #8 | H | WUG | MUNICIPAL | 4263 | UTILITY | H | 170 | MONTGOMERY | 0 | 332 | 401 | 534 | 534 | 534 | N
722 | MONTGOMERY MUD 8/9 INDIRECT REUSE | Montgomery MUD #8/9 indirect reuse | H | 8 | REUSE | 7 | REUSE | 6 | OTHER INFRASTRUCTURE |  | 2047 | 4335 | INDIRECT REUSE | H | 170 | MONTGOMERY | 10 | SAN JACINTO | 2 | REUSE | 1 | NO WATER QUALITY IMPROVEMENTS |  | 1001 | 1 | Montgomery MUD #8/9 indirect reuse | 2078 | MONTGOMERY COUNTY MUD #9 | H | WUG | MUNICIPAL | 4264 | UTILITY |  | N | 2020 | 2020 | 0 | 450920 | 576165 | 504654 | 418621 | 255314 | 6407821 | 20 | 2078 | MONTGOMERY COUNTY MUD #9 | H | WUG | MUNICIPAL | 4264 | UTILITY | H | 170 | MONTGOMERY | 0 | 325 | 415 | 586 | 586 | 586 | N
188 | MUNICIPAL CONSERVATION | Municipal conservation | A | 3 | CONSERVATION | 1 | MUNICIPAL CONSERVATION | 1 | NO INFRASTRUCTURE |  | 2192 | 2389 | CONSERVATION | A | 33 | CARSON | 2 | RED | 3 | CONSERVATION | 1 | NO WATER QUALITY IMPROVEMENTS |  | 5092 | 1 | Municipal conservation | 2176 | PANHANDLE | A | WUG | MUNICIPAL | 453 | CITY |  | N | 2020 | 2020 | 0 | 8330 | 14210 | 13720 | 12250 | 11270 | 0 | 0 | 2176 | PANHANDLE | A | WUG | MUNICIPAL | 453 | CITY | A | 33 | CARSON | 0 | 17 | 29 | 28 | 25 | 23 | N
188 | MUNICIPAL CONSERVATION | Municipal conservation | A | 3 | CONSERVATION | 1 | MUNICIPAL CONSERVATION | 1 | NO INFRASTRUCTURE |  | 1588 | 2369 | CONSERVATION | A | 56 | DALLAM | 1 | CANADIAN | 3 | CONSERVATION | 1 | NO WATER QUALITY IMPROVEMENTS |  | 5002 | 1 | Municipal conservation | 2517 | TEXLINE | A | WUG | MUNICIPAL | 1066 | CITY |  | N | 2020 | 2020 | 0 | 3430 | 5880 | 5880 | 5880 | 5390 | 0 | 0 | 2517 | TEXLINE | A | WUG | MUNICIPAL | 1066 | CITY | A | 56 | DALLAM | 0 | 7 | 12 | 12 | 12 | 11 | N
188 | MUNICIPAL CONSERVATION | Municipal conservation | A | 3 | CONSERVATION | 1 | MUNICIPAL CONSERVATION | 1 | NO INFRASTRUCTURE |  | 2417 | 2371 | CONSERVATION | A | 90 | GRAY | 1 | CANADIAN | 3 | CONSERVATION | 1 | NO WATER QUALITY IMPROVEMENTS |  | 5004 | 1 | Municipal conservation | 2175 | PAMPA | A | WUG | MUNICIPAL | 452 | CITY |  | N | 2020 | 2020 | 0 | 7350 | 31850 | 31850 | 31850 | 31850 | 0 | 0 | 2175 | PAMPA | A | WUG | MUNICIPAL | 452 | CITY | A | 90 | GRAY | 0 | 15 | 65 | 65 | 65 | 65 | N
188 | MUNICIPAL CONSERVATION | Municipal conservation | A | 3 | CONSERVATION | 1 | MUNICIPAL CONSERVATION | 1 | NO INFRASTRUCTURE |  | 2166 | 2403 | CONSERVATION | A | 90 | GRAY | 2 | RED | 3 | CONSERVATION | 1 | NO WATER QUALITY IMPROVEMENTS |  | 5097 | 1 | Municipal conservation | 1313 | LEFORS | A | WUG | MUNICIPAL | 898 | CITY |  | N | 2020 | 2020 | 0 | 1470 | 1960 | 1960 | 1960 | 1960 | 0 | 0 | 1313 | LEFORS | A | WUG | MUNICIPAL | 898 | CITY | A | 90 | GRAY | 0 | 3 | 4 | 4 | 4 | 4 | N
188 | MUNICIPAL CONSERVATION | Municipal conservation | A | 3 | CONSERVATION | 1 | MUNICIPAL CONSERVATION | 1 | NO INFRASTRUCTURE |  | 2156 | 2406 | CONSERVATION | A | 96 | HALL | 2 | RED | 3 | CONSERVATION | 1 | NO WATER QUALITY IMPROVEMENTS |  | 5099 | 1 | Municipal conservation | 1825 | MEMPHIS | A | WUG | MUNICIPAL | 394 | CITY |  | N | 2020 | 2020 | 0 | 6370 | 10780 | 10780 | 10780 | 10780 | 0 | 0 | 1825 | MEMPHIS | A | WUG | MUNICIPAL | 394 | CITY | A | 96 | HALL | 0 | 13 | 22 | 22 | 22 | 22 | N
188 | MUNICIPAL CONSERVATION | Municipal conservation | A | 3 | CONSERVATION | 1 | MUNICIPAL CONSERVATION | 1 | NO INFRASTRUCTURE |  | 2157 | 2372 | CONSERVATION | A | 98 | HANSFORD | 1 | CANADIAN | 3 | CONSERVATION | 1 | NO WATER QUALITY IMPROVEMENTS |  | 5006 | 1 | Municipal conservation | 867 | GRUVER | A | WUG | MUNICIPAL | 256 | CITY |  | N | 2020 | 2020 | 0 | 4900 | 7840 | 8330 | 8330 | 8330 | 0 | 0 | 867 | GRUVER | A | WUG | MUNICIPAL | 256 | CITY | A | 98 | HANSFORD | 0 | 10 | 16 | 17 | 17 | 17 | N
188 | MUNICIPAL CONSERVATION | Municipal conservation | A | 3 | CONSERVATION | 1 | MUNICIPAL CONSERVATION | 1 | NO INFRASTRUCTURE |  | 2157 | 2372 | CONSERVATION | A | 98 | HANSFORD | 1 | CANADIAN | 3 | CONSERVATION | 1 | NO WATER QUALITY IMPROVEMENTS |  | 5007 | 1 | Municipal conservation | 2389 | SPEARMAN | A | WUG | MUNICIPAL | 573 | CITY |  | N | 2020 | 2020 | 0 | 10780 | 19110 | 20090 | 20580 | 20580 | 0 | 0 | 2389 | SPEARMAN | A | WUG | MUNICIPAL | 573 | CITY | A | 98 | HANSFORD | 0 | 22 | 39 | 41 | 42 | 42 | N
188 | MUNICIPAL CONSERVATION | Municipal conservation | A | 3 | CONSERVATION | 1 | MUNICIPAL CONSERVATION | 1 | NO INFRASTRUCTURE |  | 2167 | 2375 | CONSERVATION | A | 117 | HUTCHINSON | 1 | CANADIAN | 3 | CONSERVATION | 1 | NO WATER QUALITY IMPROVEMENTS |  | 5011 | 1 | Municipal conservation | 13 | BORGER | A | BOTH | MUNICIPAL | 67 | CITY |  | N | 2020 | 2020 | 0 | 11760 | 34790 | 55860 | 52430 | 49980 | 0 | 0 | 13 | BORGER | A | BOTH | MUNICIPAL | 67 | CITY | A | 117 | HUTCHINSON | 0 | 24 | 71 | 114 | 107 | 102 | N
188 | MUNICIPAL CONSERVATION | Municipal conservation | A | 3 | CONSERVATION | 1 | MUNICIPAL CONSERVATION | 1 | NO INFRASTRUCTURE |  | 1587 | 2377 | CONSERVATION | A | 171 | MOORE | 1 | CANADIAN | 3 | CONSERVATION | 1 | NO WATER QUALITY IMPROVEMENTS |  | 5014 | 1 | Municipal conservation | 18 | CACTUS | A | BOTH | MUNICIPAL | 762 | CITY |  | N | 2020 | 2020 | 0 | 8820 | 15190 | 15190 | 15190 | 15190 | 0 | 0 | 18 | CACTUS | A | BOTH | MUNICIPAL | 762 | CITY | A | 171 | MOORE | 0 | 18 | 31 | 31 | 31 | 31 | N
188 | MUNICIPAL CONSERVATION | Municipal conservation | A | 3 | CONSERVATION | 1 | MUNICIPAL CONSERVATION | 1 | NO INFRASTRUCTURE |  | 1587 | 2377 | CONSERVATION | A | 171 | MOORE | 1 | CANADIAN | 3 | CONSERVATION | 1 | NO WATER QUALITY IMPROVEMENTS |  | 5015 | 1 | Municipal conservation | 582 | COUNTY-OTHER, MOORE | A | WUG | MUNICIPAL | 757 | COUNTY-OTHER |  | N | 2020 | 2020 | 0 | 14210 | 30870 | 36750 | 40670 | 42630 | 0 | 0 | 582 | COUNTY-OTHER, MOORE | A | WUG | MUNICIPAL | 757 | COUNTY-OTHER | A | 171 | MOORE | 0 | 29 | 63 | 75 | 83 | 87 | N
188 | MUNICIPAL CONSERVATION | Municipal conservation | A | 3 | CONSERVATION | 1 | MUNICIPAL CONSERVATION | 1 | NO INFRASTRUCTURE |  | 1587 | 2377 | CONSERVATION | A | 171 | MOORE | 1 | CANADIAN | 3 | CONSERVATION | 1 | NO WATER QUALITY IMPROVEMENTS |  | 5016 | 1 | Municipal conservation | 43 | DUMAS | A | WUG | MUNICIPAL | 170 | CITY |  | N | 2020 | 2020 | 0 | 43610 | 77420 | 81340 | 83790 | 85260 | 0 | 0 | 43 | DUMAS | A | WUG | MUNICIPAL | 170 | CITY | A | 171 | MOORE | 0 | 89 | 158 | 166 | 171 | 174 | N
188 | MUNICIPAL CONSERVATION | Municipal conservation | A | 3 | CONSERVATION | 1 | MUNICIPAL CONSERVATION | 1 | NO INFRASTRUCTURE |  | 1587 | 2377 | CONSERVATION | A | 171 | MOORE | 1 | CANADIAN | 3 | CONSERVATION | 1 | NO WATER QUALITY IMPROVEMENTS |  | 5017 | 1 | Municipal conservation | 2499 | SUNRAY | A | WUG | MUNICIPAL | 588 | CITY |  | N | 2020 | 2020 | 0 | 8820 | 16660 | 17640 | 18620 | 19110 | 0 | 0 | 2499 | SUNRAY | A | WUG | MUNICIPAL | 588 | CITY | A | 171 | MOORE | 0 | 18 | 34 | 36 | 38 | 39 | N
188 | MUNICIPAL CONSERVATION | Municipal conservation | A | 3 | CONSERVATION | 1 | MUNICIPAL CONSERVATION | 1 | NO INFRASTRUCTURE |  | 2193 | 2378 | CONSERVATION | A | 179 | OCHILTREE | 1 | CANADIAN | 3 | CONSERVATION | 1 | NO WATER QUALITY IMPROVEMENTS |  | 5019 | 1 | Municipal conservation | 2193 | PERRYTON | A | WUG | MUNICIPAL | 461 | CITY |  | N | 2020 | 2020 | 0 | 31360 | 55370 | 57820 | 58800 | 60270 | 0 | 0 | 2193 | PERRYTON | A | WUG | MUNICIPAL | 461 | CITY | A | 179 | OCHILTREE | 0 | 64 | 113 | 118 | 120 | 123 | N
188 | MUNICIPAL CONSERVATION | Municipal conservation | A | 3 | CONSERVATION | 1 | MUNICIPAL CONSERVATION | 1 | NO INFRASTRUCTURE |  | 1591 | 2380 | CONSERVATION | A | 188 | POTTER | 1 | CANADIAN | 3 | CONSERVATION | 1 | NO WATER QUALITY IMPROVEMENTS |  | 5022 | 1 | Municipal conservation | 2 | AMARILLO | A | BOTH | MUNICIPAL | 14 | CITY |  | N | 2020 | 2020 | 0 | 222950 | 395920 | 423850 | 453250 | 477750 | 0 | 0 | 2 | AMARILLO | A | BOTH | MUNICIPAL | 14 | CITY | A | 188 | POTTER | 0 | 455 | 808 | 865 | 925 | 975 | N
188 | MUNICIPAL CONSERVATION | Municipal conservation | A | 3 | CONSERVATION | 1 | MUNICIPAL CONSERVATION | 1 | NO INFRASTRUCTURE |  | 1591 | 2380 | CONSERVATION | A | 188 | POTTER | 1 | CANADIAN | 3 | CONSERVATION | 1 | NO WATER QUALITY IMPROVEMENTS |  | 5023 | 1 | Municipal conservation | 599 | COUNTY-OTHER, POTTER | A | WUG | MUNICIPAL | 757 | COUNTY-OTHER |  | N | 2020 | 2020 | 0 | 20090 | 41650 | 50470 | 60760 | 68600 | 0 | 0 | 599 | COUNTY-OTHER, POTTER | A | WUG | MUNICIPAL | 757 | COUNTY-OTHER | A | 188 | POTTER | 0 | 41 | 85 | 103 | 124 | 140 | N
188 | MUNICIPAL CONSERVATION | Municipal conservation | A | 3 | CONSERVATION | 1 | MUNICIPAL CONSERVATION | 1 | NO INFRASTRUCTURE |  | 1589 | 2416 | CONSERVATION | A | 188 | POTTER | 2 | RED | 3 | CONSERVATION | 1 | NO WATER QUALITY IMPROVEMENTS |  | 5103 | 1 | Municipal conservation | 2 | AMARILLO | A | BOTH | MUNICIPAL | 14 | CITY |  | N | 2020 | 2020 | 0 | 159250 | 281750 | 301350 | 323400 | 343000 | 0 | 0 | 2 | AMARILLO | A | BOTH | MUNICIPAL | 14 | CITY | A | 188 | POTTER | 0 | 325 | 575 | 615 | 660 | 700 | N
188 | MUNICIPAL CONSERVATION | Municipal conservation | A | 3 | CONSERVATION | 1 | MUNICIPAL CONSERVATION | 1 | NO INFRASTRUCTURE |  | 1589 | 2416 | CONSERVATION | A | 188 | POTTER | 2 | RED | 3 | CONSERVATION | 1 | NO WATER QUALITY IMPROVEMENTS |  | 5104 | 1 | Municipal conservation | 599 | COUNTY-OTHER, POTTER | A | WUG | MUNICIPAL | 757 | COUNTY-OTHER |  | N | 2020 | 2020 | 0 | 13720 | 28420 | 34790 | 41650 | 47040 | 0 | 0 | 599 | COUNTY-OTHER, POTTER | A | WUG | MUNICIPAL | 757 | COUNTY-OTHER | A | 188 | POTTER | 0 | 28 | 58 | 71 | 85 | 96 | N
188 | MUNICIPAL CONSERVATION | Municipal conservation | A | 3 | CONSERVATION | 1 | MUNICIPAL CONSERVATION | 1 | NO INFRASTRUCTURE |  | 2492 | 2381 | CONSERVATION | A | 191 | RANDALL | 1 | CANADIAN | 3 | CONSERVATION | 1 | NO WATER QUALITY IMPROVEMENTS |  | 5025 | 1 | Municipal conservation | 602 | COUNTY-OTHER, RANDALL | A | WUG | MUNICIPAL | 757 | COUNTY-OTHER |  | N | 2060 | 2060 | 0 | 0 | 0 | 0 | 0 | 1437 | 0 | 0 | 602 | COUNTY-OTHER, RANDALL | A | WUG | MUNICIPAL | 757 | COUNTY-OTHER | A | 191 | RANDALL | 0 | 0 | 0 | 0 | 0 | 3 | N
188 | MUNICIPAL CONSERVATION | Municipal conservation | A | 3 | CONSERVATION | 1 | MUNICIPAL CONSERVATION | 1 | NO INFRASTRUCTURE |  | 1592 | 2417 | CONSERVATION | A | 191 | RANDALL | 2 | RED | 3 | CONSERVATION | 1 | NO WATER QUALITY IMPROVEMENTS |  | 5106 | 1 | Municipal conservation | 2 | AMARILLO | A | BOTH | MUNICIPAL | 14 | CITY |  | N | 2020 | 2020 | 0 | 291550 | 524300 | 567910 | 615440 | 655130 | 0 | 0 | 2 | AMARILLO | A | BOTH | MUNICIPAL | 14 | CITY | A | 191 | RANDALL | 0 | 595 | 1070 | 1159 | 1256 | 1337 | N
188 | MUNICIPAL CONSERVATION | Municipal conservation | A | 3 | CONSERVATION | 1 | MUNICIPAL CONSERVATION | 1 | NO INFRASTRUCTURE |  | 1592 | 2417 | CONSERVATION | A | 191 | RANDALL | 2 | RED | 3 | CONSERVATION | 1 | NO WATER QUALITY IMPROVEMENTS |  | 5107 | 1 | Municipal conservation | 329 | CANYON | A | WUG | MUNICIPAL | 96 | CITY |  | N | 2020 | 2020 | 0 | 39200 | 86240 | 93590 | 101920 | 111230 | 0 | 0 | 329 | CANYON | A | WUG | MUNICIPAL | 96 | CITY | A | 191 | RANDALL | 0 | 80 | 176 | 191 | 208 | 227 | N
188 | MUNICIPAL CONSERVATION | Municipal conservation | A | 3 | CONSERVATION | 1 | MUNICIPAL CONSERVATION | 1 | NO INFRASTRUCTURE |  | 1592 | 2417 | CONSERVATION | A | 191 | RANDALL | 2 | RED | 3 | CONSERVATION | 1 | NO WATER QUALITY IMPROVEMENTS |  | 5108 | 1 | Municipal conservation | 602 | COUNTY-OTHER, RANDALL | A | WUG | MUNICIPAL | 757 | COUNTY-OTHER |  | N | 2020 | 2020 | 0 | 49490 | 96530 | 113190 | 131320 | 146510 | 0 | 0 | 602 | COUNTY-OTHER, RANDALL | A | WUG | MUNICIPAL | 757 | COUNTY-OTHER | A | 191 | RANDALL | 0 | 101 | 197 | 231 | 268 | 296 | N
188 | MUNICIPAL CONSERVATION | Municipal conservation | A | 3 | CONSERVATION | 1 | MUNICIPAL CONSERVATION | 1 | NO INFRASTRUCTURE |  | 2216 | 2421 | CONSERVATION | A | 242 | WHEELER | 2 | RED | 3 | CONSERVATION | 1 | NO WATER QUALITY IMPROVEMENTS |  | 5111 | 1 | Municipal conservation | 2611 | WHEELER | A | WUG | MUNICIPAL | 646 | CITY |  | N | 2020 | 2020 | 0 | 4410 | 7350 | 7350 | 7350 | 7350 | 0 | 0 | 2611 | WHEELER | A | WUG | MUNICIPAL | 646 | CITY | A | 242 | WHEELER | 0 | 9 | 15 | 15 | 15 | 15 | N
90 | MUNICIPAL CONSERVATION | Municipal conservation | B | 3 | CONSERVATION | 1 | MUNICIPAL CONSERVATION | 1 | NO INFRASTRUCTURE | BMPs; Water Audits, Public and School Education, Water Conservation Pricing, and Passive Clothes Washer Rules. | 362 | 2548 | CONSERVATION | B | 5 | ARCHER | 12 | BRAZOS | 3 | CONSERVATION | 1 | NO WATER QUALITY IMPROVEMENTS |  | 2050 | 1 | Municipal conservation | 416 | COUNTY-OTHER, ARCHER | B | WUG | MUNICIPAL | 757 | COUNTY-OTHER |  | N | 2010 | 2010 | 1428.57 | 1818.18 | 1428.57 | 1875 | 1764.71 | 1666.67 | 0 | 0 | 416 | COUNTY-OTHER, ARCHER | B | WUG | MUNICIPAL | 757 | COUNTY-OTHER | B | 5 | ARCHER | 1 | 2 | 2 | 3 | 3 | 3 | N
90 | MUNICIPAL CONSERVATION | Municipal conservation | B | 3 | CONSERVATION | 1 | MUNICIPAL CONSERVATION | 1 | NO INFRASTRUCTURE | BMPs; Water Audits, Public and School Education, Water Conservation Pricing, and Passive Clothes Washer Rules. | 751 | 2384 | CONSERVATION | B | 5 | ARCHER | 2 | RED | 3 | CONSERVATION | 1 | NO WATER QUALITY IMPROVEMENTS |  | 5112 | 1 | Municipal conservation | 416 | COUNTY-OTHER, ARCHER | B | WUG | MUNICIPAL | 757 | COUNTY-OTHER |  | N | 2010 | 2010 | 5714.29 | 6363.64 | 6428.57 | 5625 | 5882.35 | 6111.11 | 0 | 0 | 416 | COUNTY-OTHER, ARCHER | B | WUG | MUNICIPAL | 757 | COUNTY-OTHER | B | 5 | ARCHER | 4 | 7 | 9 | 9 | 10 | 11 | N
90 | MUNICIPAL CONSERVATION | Municipal conservation | B | 3 | CONSERVATION | 1 | MUNICIPAL CONSERVATION | 1 | NO INFRASTRUCTURE | BMPs; Water Audits, Public and School Education, Water Conservation Pricing, and Passive Clothes Washer Rules. | 751 | 2384 | CONSERVATION | B | 5 | ARCHER | 2 | RED | 3 | CONSERVATION | 1 | NO WATER QUALITY IMPROVEMENTS |  | 5113 | 1 | Municipal conservation | 1301 | LAKESIDE CITY | B | WUG | MUNICIPAL | 894 | CITY |  | N | 2010 | 2010 | 5000 | 5000 | 5000 | 5000 | 5000 | 5000 | 0 | 0 | 1301 | LAKESIDE CITY | B | WUG | MUNICIPAL | 894 | CITY | B | 5 | ARCHER | 3 | 9 | 10 | 11 | 11 | 11 | N
90 | MUNICIPAL CONSERVATION | Municipal conservation | B | 3 | CONSERVATION | 1 | MUNICIPAL CONSERVATION | 1 | NO INFRASTRUCTURE | BMPs; Water Audits, Public and School Education, Water Conservation Pricing, and Passive Clothes Washer Rules. | 364 | 2495 | CONSERVATION | B | 5 | ARCHER | 8 | TRINITY | 3 | CONSERVATION | 1 | NO WATER QUALITY IMPROVEMENTS |  | 4124 | 1 | Municipal conservation | 416 | COUNTY-OTHER, ARCHER | B | WUG | MUNICIPAL | 757 | COUNTY-OTHER |  | N | 2010 | 2010 | 2857.14 | 1818.18 | 2142.86 | 2500 | 2352.94 | 2222.22 | 0 | 0 | 416 | COUNTY-OTHER, ARCHER | B | WUG | MUNICIPAL | 757 | COUNTY-OTHER | B | 5 | ARCHER | 2 | 2 | 3 | 4 | 4 | 4 | N
90 | MUNICIPAL CONSERVATION | Municipal conservation | B | 3 | CONSERVATION | 1 | MUNICIPAL CONSERVATION | 1 | NO INFRASTRUCTURE | BMPs; Water Audits, Public and School Education, Water Conservation Pricing, and Passive Clothes Washer Rules. | 366 | 2392 | CONSERVATION | B | 39 | CLAY | 2 | RED | 3 | CONSERVATION | 1 | NO WATER QUALITY IMPROVEMENTS |  | 5114 | 1 | Municipal conservation | 450 | COUNTY-OTHER, CLAY | B | WUG | MUNICIPAL | 757 | COUNTY-OTHER |  | N | 2010 | 2010 | 8750 | 9047.62 | 8888.89 | 8888.89 | 9024.39 | 8974.36 | 0 | 0 | 450 | COUNTY-OTHER, CLAY | B | WUG | MUNICIPAL | 757 | COUNTY-OTHER | B | 39 | CLAY | 14 | 38 | 40 | 40 | 37 | 35 | N
90 | MUNICIPAL CONSERVATION | Municipal conservation | B | 3 | CONSERVATION | 1 | MUNICIPAL CONSERVATION | 1 | NO INFRASTRUCTURE | BMPs; Water Audits, Public and School Education, Water Conservation Pricing, and Passive Clothes Washer Rules. | 359 | 2497 | CONSERVATION | B | 39 | CLAY | 8 | TRINITY | 3 | CONSERVATION | 1 | NO WATER QUALITY IMPROVEMENTS |  | 4125 | 1 | Municipal conservation | 450 | COUNTY-OTHER, CLAY | B | WUG | MUNICIPAL | 757 | COUNTY-OTHER |  | N | 2010 | 2010 | 1250 | 952.38 | 1111.11 | 1111.11 | 975.61 | 1025.64 | 0 | 0 | 450 | COUNTY-OTHER, CLAY | B | WUG | MUNICIPAL | 757 | COUNTY-OTHER | B | 39 | CLAY | 2 | 4 | 5 | 5 | 4 | 4 | N
90 | MUNICIPAL CONSERVATION | Municipal conservation | B | 3 | CONSERVATION | 1 | MUNICIPAL CONSERVATION | 1 | NO INFRASTRUCTURE | BMPs; Water Audits, Public and School Education, Water Conservation Pricing, and Passive Clothes Washer Rules. | 360 | 2412 | CONSERVATION | B | 169 | MONTAGUE | 2 | RED | 3 | CONSERVATION | 1 | NO WATER QUALITY IMPROVEMENTS |  | 5115 | 1 | Municipal conservation | 580 | COUNTY-OTHER, MONTAGUE | B | WUG | MUNICIPAL | 757 | COUNTY-OTHER |  | N | 2010 | 2010 | 0 | 0 | 0 | 0 | 0 | 0 | 0 | 0 | 580 | COUNTY-OTHER, MONTAGUE | B | WUG | MUNICIPAL | 757 | COUNTY-OTHER | B | 169 | MONTAGUE | 9 | 46 | 47 | 47 | 48 | 48 | N
90 | MUNICIPAL CONSERVATION | Municipal conservation | B | 3 | CONSERVATION | 1 | MUNICIPAL CONSERVATION | 1 | NO INFRASTRUCTURE | BMPs; Water Audits, Public and School Education, Water Conservation Pricing, and Passive Clothes Washer Rules. | 361 | 2520 | CONSERVATION | B | 169 | MONTAGUE | 8 | TRINITY | 3 | CONSERVATION | 1 | NO WATER QUALITY IMPROVEMENTS |  | 4126 | 1 | Municipal conservation | 275 | BOWIE | B | WUG | MUNICIPAL | 69 | CITY |  | N | 2010 | 2010 | 436 | 436 | 436 | 16550 | 16550 | 16550 | 0 | 0 | 275 | BOWIE | B | WUG | MUNICIPAL | 69 | CITY | B | 169 | MONTAGUE | 8 | 34 | 34 | 61 | 69 | 72 | N
90 | MUNICIPAL CONSERVATION | Municipal conservation | B | 3 | CONSERVATION | 1 | MUNICIPAL CONSERVATION | 1 | NO INFRASTRUCTURE | BMPs; Water Audits, Public and School Education, Water Conservation Pricing, and Passive Clothes Washer Rules. | 361 | 2520 | CONSERVATION | B | 169 | MONTAGUE | 8 | TRINITY | 3 | CONSERVATION | 1 | NO WATER QUALITY IMPROVEMENTS |  | 4127 | 1 | Municipal conservation | 580 | COUNTY-OTHER, MONTAGUE | B | WUG | MUNICIPAL | 757 | COUNTY-OTHER |  | N | 2010 | 2010 | 0 | 0 | 0 | 0 | 0 | 0 | 0 | 0 | 580 | COUNTY-OTHER, MONTAGUE | B | WUG | MUNICIPAL | 757 | COUNTY-OTHER | B | 169 | MONTAGUE | 9 | 32 | 33 | 33 | 33 | 33 | N
90 | MUNICIPAL CONSERVATION | Municipal conservation | B | 3 | CONSERVATION | 1 | MUNICIPAL CONSERVATION | 1 | NO INFRASTRUCTURE | BMPs; Water Audits, Public and School Education, Water Conservation Pricing, and Passive Clothes Washer Rules. | 365 | 2422 | CONSERVATION | B | 243 | WICHITA | 2 | RED | 3 | CONSERVATION | 1 | NO WATER QUALITY IMPROVEMENTS |  | 5116 | 1 | Municipal conservation | 978 | IOWA PARK | B | WUG | MUNICIPAL | 297 | CITY |  | N | 2010 | 2010 | 15436 | 21550 | 21550 | 21550 | 21550 | 21550 | 0 | 0 | 978 | IOWA PARK | B | WUG | MUNICIPAL | 297 | CITY | B | 243 | WICHITA | 21 | 57 | 68 | 72 | 76 | 80 | N
90 | MUNICIPAL CONSERVATION | Municipal conservation | B | 3 | CONSERVATION | 1 | MUNICIPAL CONSERVATION | 1 | NO INFRASTRUCTURE | BMPs; Water Audits, Public and School Education, Water Conservation Pricing, and Passive Clothes Washer Rules. | 365 | 2422 | CONSERVATION | B | 243 | WICHITA | 2 | RED | 3 | CONSERVATION | 1 | NO WATER QUALITY IMPROVEMENTS |  | 5117 | 1 | Municipal conservation | 160 | WICHITA FALLS | B | BOTH | MUNICIPAL | 654 | CITY |  | N | 2010 | 2010 | 1187 | 1187 | 1187 | 1187 | 1187 | 108711 | 0 | 0 | 160 | WICHITA FALLS | B | BOTH | MUNICIPAL | 654 | CITY | B | 243 | WICHITA | 124 | 533 | 548 | 556 | 562 | 1367 | N
199 | MUNICIPAL CONSERVATION | Municipal conservation | F | 3 | CONSERVATION | 1 | MUNICIPAL CONSERVATION | 1 | NO INFRASTRUCTURE |  | 2389 | 2628 | CONSERVATION | F | 2 | ANDREWS | 14 | COLORADO | 3 | CONSERVATION | 1 | NO WATER QUALITY IMPROVEMENTS |  | 3002 | 1 | Municipal conservation | 185 | ANDREWS | F | WUG | MUNICIPAL | 17 | CITY |  | N | 2010 | 2010 | 52743 | 59855 | 59813 | 59494 | 57936 | 57385 | 0 | 0 | 185 | ANDREWS | F | WUG | MUNICIPAL | 17 | CITY | F | 2 | ANDREWS | 84 | 191 | 240 | 265 | 287 | 310 | N
199 | MUNICIPAL CONSERVATION | Municipal conservation | F | 3 | CONSERVATION | 1 | MUNICIPAL CONSERVATION | 1 | NO INFRASTRUCTURE |  | 573 | 2638 | CONSERVATION | F | 41 | COKE | 14 | COLORADO | 3 | CONSERVATION | 1 | NO WATER QUALITY IMPROVEMENTS |  | 3005 | 1 | Municipal conservation | 294 | BRONTE VILLAGE | F | WUG | MUNICIPAL | 683 | CITY |  | N | 2010 | 2010 | 5340 | 10440 | 10196 | 9958 | 9725 | 9580 | 0 | 0 | 294 | BRONTE VILLAGE | F | WUG | MUNICIPAL | 683 | CITY | F | 41 | COKE | 16 | 45 | 48 | 48 | 50 | 51 | N
199 | MUNICIPAL CONSERVATION | Municipal conservation | F | 3 | CONSERVATION | 1 | MUNICIPAL CONSERVATION | 1 | NO INFRASTRUCTURE |  | 573 | 2638 | CONSERVATION | F | 41 | COKE | 14 | COLORADO | 3 | CONSERVATION | 1 | NO WATER QUALITY IMPROVEMENTS |  | 3006 | 1 | Municipal conservation | 2282 | ROBERT LEE | F | WUG | MUNICIPAL | 506 | CITY |  | N | 2010 | 2010 | 5696 | 10422 | 10177 | 9940 | 9708 | 9565 | 0 | 0 | 2282 | ROBERT LEE | F | WUG | MUNICIPAL | 506 | CITY | F | 41 | COKE | 16 | 40 | 44 | 45 | 46 | 48 | N
199 | MUNICIPAL CONSERVATION | Municipal conservation | F | 3 | CONSERVATION | 1 | MUNICIPAL CONSERVATION | 1 | NO INFRASTRUCTURE |  | 591 | 2639 | CONSERVATION | F | 42 | COLEMAN | 14 | COLORADO | 3 | CONSERVATION | 1 | NO WATER QUALITY IMPROVEMENTS |  | 3007 | 1 | Municipal conservation | 378 | COLEMAN | F | WUG | MUNICIPAL | 123 | CITY | Conservation strategy assumes implementation of subordination strategy. | N | 2010 | 2010 | 6345 | 11035 | 10963 | 10932 | 10872 | 10843 | 0 | 0 | 378 | COLEMAN | F | WUG | MUNICIPAL | 123 | CITY | F | 42 | COLEMAN | 33 | 75 | 90 | 95 | 101 | 107 | N
199 | MUNICIPAL CONSERVATION | Municipal conservation | F | 3 | CONSERVATION | 1 | MUNICIPAL CONSERVATION | 1 | NO INFRASTRUCTURE |  | 593 | 2646 | CONSERVATION | F | 68 | ECTOR | 14 | COLORADO | 3 | CONSERVATION | 1 | NO WATER QUALITY IMPROVEMENTS |  | 3010 | 1 | Municipal conservation | 111 | ODESSA | F | BOTH | MUNICIPAL | 438 | CITY |  | N | 2010 | 2010 | 478790 | 497510 | 499438 | 500957 | 501922 | 511229 | 0 | 0 | 111 | ODESSA | F | BOTH | MUNICIPAL | 438 | CITY | F | 68 | ECTOR | 540 | 1168 | 1488 | 1657 | 1854 | 2074 | N
199 | MUNICIPAL CONSERVATION | Municipal conservation | F | 3 | CONSERVATION | 1 | MUNICIPAL CONSERVATION | 1 | NO INFRASTRUCTURE |  | 593 | 2646 | CONSERVATION | F | 68 | ECTOR | 14 | COLORADO | 3 | CONSERVATION | 1 | NO WATER QUALITY IMPROVEMENTS |  | 3010 | 1 | Municipal conservation | 111 | ODESSA | F | BOTH | MUNICIPAL | 438 | CITY |  | N | 2010 | 2010 | 478790 | 497510 | 499438 | 500957 | 501922 | 511229 | 0 | 0 | 111 | ODESSA | F | BOTH | MUNICIPAL | 438 | CITY | F | 165 | MIDLAND | 11 | 32 | 48 | 58 | 66 | 75 | N
199 | MUNICIPAL CONSERVATION | Municipal conservation | F | 3 | CONSERVATION | 1 | MUNICIPAL CONSERVATION | 1 | NO INFRASTRUCTURE |  | 594 | 2654 | CONSERVATION | F | 114 | HOWARD | 14 | COLORADO | 3 | CONSERVATION | 1 | NO WATER QUALITY IMPROVEMENTS |  | 3013 | 1 | Municipal conservation | 255 | BIG SPRING | F | WUG | MUNICIPAL | 58 | CITY |  | N | 2010 | 2010 | 130084 | 134880 | 130163 | 124565 | 119088 | 115696 | 0 | 0 | 255 | BIG SPRING | F | WUG | MUNICIPAL | 58 | CITY | F | 114 | HOWARD | 241 | 603 | 676 | 698 | 725 | 754 | N
199 | MUNICIPAL CONSERVATION | Municipal conservation | F | 3 | CONSERVATION | 1 | MUNICIPAL CONSERVATION | 1 | NO INFRASTRUCTURE |  | 595 | 2663 | CONSERVATION | F | 154 | MCCULLOCH | 14 | COLORADO | 3 | CONSERVATION | 1 | NO WATER QUALITY IMPROVEMENTS |  | 3019 | 1 | Municipal conservation | 278 | BRADY | F | WUG | MUNICIPAL | 71 | CITY |  | N | 2010 | 2010 | 26992 | 31776 | 31695 | 31660 | 31593 | 31561 | 0 | 0 | 278 | BRADY | F | WUG | MUNICIPAL | 71 | CITY | F | 154 | MCCULLOCH | 77 | 192 | 214 | 222 | 230 | 239 | N
199 | MUNICIPAL CONSERVATION | Municipal conservation | F | 3 | CONSERVATION | 1 | MUNICIPAL CONSERVATION | 1 | NO INFRASTRUCTURE |  | 596 | 2667 | CONSERVATION | F | 164 | MENARD | 14 | COLORADO | 3 | CONSERVATION | 1 | NO WATER QUALITY IMPROVEMENTS |  | 3021 | 1 | Municipal conservation | 1826 | MENARD | F | WUG | MUNICIPAL | 395 | CITY |  | N | 2010 | 2010 | 8755 | 13526 | 13146 | 12776 | 12414 | 12190 | 0 | 0 | 1826 | MENARD | F | WUG | MUNICIPAL | 395 | CITY | F | 164 | MENARD | 10 | 24 | 28 | 30 | 32 | 33 | N
199 | MUNICIPAL CONSERVATION | Municipal conservation | F | 3 | CONSERVATION | 1 | MUNICIPAL CONSERVATION | 1 | NO INFRASTRUCTURE |  | 592 | 2668 | CONSERVATION | F | 165 | MIDLAND | 14 | COLORADO | 3 | CONSERVATION | 1 | NO WATER QUALITY IMPROVEMENTS |  | 3023 | 1 | Municipal conservation | 1835 | MIDLAND | F | WUG | MUNICIPAL | 404 | CITY |  | N | 2010 | 2010 | 602091 | 521355 | 517031 | 507177 | 492061 | 484787 | 0 | 0 | 1835 | MIDLAND | F | WUG | MUNICIPAL | 404 | CITY | F | 165 | MIDLAND | 1344 | 2616 | 3061 | 3261 | 3457 | 3663 | N
199 | MUNICIPAL CONSERVATION | Municipal conservation | F | 3 | CONSERVATION | 1 | MUNICIPAL CONSERVATION | 1 | NO INFRASTRUCTURE |  | 597 | 2674 | CONSERVATION | F | 200 | RUNNELS | 14 | COLORADO | 3 | CONSERVATION | 1 | NO WATER QUALITY IMPROVEMENTS |  | 3026 | 1 | Municipal conservation | 215 | BALLINGER | F | WUG | MUNICIPAL | 35 | CITY | Conservation strategy assumes other water managment strategies implemented to meet demands. | N | 2010 | 2010 | 21957 | 27891 | 28586 | 29326 | 29534 | 30018 | 0 | 0 | 215 | BALLINGER | F | WUG | MUNICIPAL | 35 | CITY | F | 200 | RUNNELS | 33 | 88 | 107 | 119 | 131 | 144 | N
199 | MUNICIPAL CONSERVATION | Municipal conservation | F | 3 | CONSERVATION | 1 | MUNICIPAL CONSERVATION | 1 | NO INFRASTRUCTURE |  | 597 | 2674 | CONSERVATION | F | 200 | RUNNELS | 14 | COLORADO | 3 | CONSERVATION | 1 | NO WATER QUALITY IMPROVEMENTS |  | 3027 | 1 | Municipal conservation | 2637 | WINTERS | F | WUG | MUNICIPAL | 662 | CITY | Conservation strategy assumes implementation of subordination strategy. | N | 2010 | 2010 | 14796 | 19808 | 19527 | 19265 | 18900 | 18843 | 0 | 0 | 2637 | WINTERS | F | WUG | MUNICIPAL | 662 | CITY | F | 200 | RUNNELS | 21 | 55 | 63 | 67 | 71 | 76 | N
199 | MUNICIPAL CONSERVATION | Municipal conservation | F | 3 | CONSERVATION | 1 | MUNICIPAL CONSERVATION | 1 | NO INFRASTRUCTURE |  | 598 | 2677 | CONSERVATION | F | 208 | SCURRY | 14 | COLORADO | 3 | CONSERVATION | 1 | NO WATER QUALITY IMPROVEMENTS |  | 3030 | 1 | Municipal conservation | 2370 | SNYDER | F | WUG | MUNICIPAL | 565 | CITY |  | N | 2010 | 2010 | 56052 | 61357 | 59809 | 57823 | 55694 | 54185 | 0 | 0 | 2370 | SNYDER | F | WUG | MUNICIPAL | 565 | CITY | F | 208 | SCURRY | 70 | 154 | 191 | 205 | 220 | 234 | N
199 | MUNICIPAL CONSERVATION | Municipal conservation | F | 3 | CONSERVATION | 1 | MUNICIPAL CONSERVATION | 1 | NO INFRASTRUCTURE |  | 599 | 2682 | CONSERVATION | F | 226 | TOM GREEN | 14 | COLORADO | 3 | CONSERVATION | 1 | NO WATER QUALITY IMPROVEMENTS |  | 3034 | 1 | Municipal conservation | 125 | SAN ANGELO | F | BOTH | MUNICIPAL | 529 | CITY |  | N | 2010 | 2010 | 230014 | 250370 | 256256 | 259652 | 261609 | 261721 | 0 | 0 | 125 | SAN ANGELO | F | BOTH | MUNICIPAL | 529 | CITY | F | 226 | TOM GREEN | 701 | 1705 | 2009 | 2127 | 2255 | 2371 | N
654 | MUNICIPAL CONSERVATION | Municipal conservation | H | 3 | CONSERVATION | 1 | MUNICIPAL CONSERVATION | 1 | NO INFRASTRUCTURE |  | 1772 | 2544 | CONSERVATION | H | 20 | BRAZORIA | 11 | SAN JACINTO-BRAZOS | 3 | CONSERVATION | 1 | NO WATER QUALITY IMPROVEMENTS |  | 2407 | 1 | Municipal conservation | 2184 | PEARLAND | H | WUG | MUNICIPAL | 457 | CITY |  | N | 2010 | 2010 | 46008 | 114594 | 134403 | 153147 | 174021 | 195960 | 0 | 0 | 2184 | PEARLAND | H | WUG | MUNICIPAL | 457 | CITY | H | 20 | BRAZORIA | 216 | 538 | 631 | 719 | 817 | 920 | N
654 | MUNICIPAL CONSERVATION | Municipal conservation | H | 3 | CONSERVATION | 1 | MUNICIPAL CONSERVATION | 1 | NO INFRASTRUCTURE |  | 1773 | 2533 | CONSERVATION | H | 36 | CHAMBERS | 9 | TRINITY-SAN JACINTO | 3 | CONSERVATION | 1 | NO WATER QUALITY IMPROVEMENTS |  | 1348 | 1 | Municipal conservation | 228 | BAYTOWN | H | WUG | MUNICIPAL | 42 | CITY |  | N | 2010 | 2010 | 6390 | 14058 | 15123 | 15975 | 17040 | 18318 | 0 | 0 | 228 | BAYTOWN | H | WUG | MUNICIPAL | 42 | CITY | H | 36 | CHAMBERS | 30 | 66 | 71 | 75 | 80 | 86 | N
654 | MUNICIPAL CONSERVATION | Municipal conservation | H | 3 | CONSERVATION | 1 | MUNICIPAL CONSERVATION | 1 | NO INFRASTRUCTURE |  | 1775 | 2575 | CONSERVATION | H | 79 | FORT BEND | 12 | BRAZOS | 3 | CONSERVATION | 1 | NO WATER QUALITY IMPROVEMENTS |  | 2130 | 1 | Municipal conservation | 2186 | PECAN GROVE MUD #1 | H | WUG | MUNICIPAL | 4299 | UTILITY |  | N | 2010 | 2010 | 24495 | 34506 | 34932 | 35358 | 36423 | 37914 | 0 | 0 | 2186 | PECAN GROVE MUD #1 | H | WUG | MUNICIPAL | 4299 | UTILITY | H | 79 | FORT BEND | 115 | 162 | 164 | 166 | 171 | 178 | N
654 | MUNICIPAL CONSERVATION | Municipal conservation | H | 3 | CONSERVATION | 1 | MUNICIPAL CONSERVATION | 1 | NO INFRASTRUCTURE |  | 1775 | 2575 | CONSERVATION | H | 79 | FORT BEND | 12 | BRAZOS | 3 | CONSERVATION | 1 | NO WATER QUALITY IMPROVEMENTS |  | 7034 | 1 | Municipal conservation | 2267 | RICHMOND | H | WUG | MUNICIPAL | 500 | CITY |  | N | 2020 | 2020 | 0 | 38127 | 45369 | 52185 | 64113 | 77319 | 0 | 0 | 2267 | RICHMOND | H | WUG | MUNICIPAL | 500 | CITY | H | 79 | FORT BEND | 0 | 179 | 213 | 245 | 301 | 363 | N
654 | MUNICIPAL CONSERVATION | Municipal conservation | H | 3 | CONSERVATION | 1 | MUNICIPAL CONSERVATION | 1 | NO INFRASTRUCTURE |  | 1775 | 2575 | CONSERVATION | H | 79 | FORT BEND | 12 | BRAZOS | 3 | CONSERVATION | 1 | NO WATER QUALITY IMPROVEMENTS |  | 2132 | 1 | Municipal conservation | 2299 | ROSENBERG | H | WUG | MUNICIPAL | 518 | CITY |  | N | 2010 | 2010 | 31950 | 105861 | 131208 | 157194 | 192552 | 234513 | 0 | 0 | 2299 | ROSENBERG | H | WUG | MUNICIPAL | 518 | CITY | H | 79 | FORT BEND | 150 | 497 | 616 | 738 | 904 | 1101 | N
654 | MUNICIPAL CONSERVATION | Municipal conservation | H | 3 | CONSERVATION | 1 | MUNICIPAL CONSERVATION | 1 | NO INFRASTRUCTURE |  | 1774 | 2545 | CONSERVATION | H | 79 | FORT BEND | 11 | SAN JACINTO-BRAZOS | 3 | CONSERVATION | 1 | NO WATER QUALITY IMPROVEMENTS |  | 2429 | 1 | Municipal conservation | 794 | FORT BEND COUNTY MUD #23 | H | WUG | MUNICIPAL | 4121 | UTILITY |  | N | 2010 | 2010 | 15123 | 30033 | 30033 | 30033 | 30033 | 30033 | 0 | 0 | 794 | FORT BEND COUNTY MUD #23 | H | WUG | MUNICIPAL | 4121 | UTILITY | H | 79 | FORT BEND | 71 | 141 | 141 | 141 | 141 | 141 | N
654 | MUNICIPAL CONSERVATION | Municipal conservation | H | 3 | CONSERVATION | 1 | MUNICIPAL CONSERVATION | 1 | NO INFRASTRUCTURE |  | 1774 | 2545 | CONSERVATION | H | 79 | FORT BEND | 11 | SAN JACINTO-BRAZOS | 3 | CONSERVATION | 1 | NO WATER QUALITY IMPROVEMENTS |  | 7059 | 1 | Municipal conservation | 2186 | PECAN GROVE MUD #1 | H | WUG | MUNICIPAL | 4299 | UTILITY |  | N | 2010 | 2010 | 6603 | 9159 | 9372 | 9372 | 9585 | 10011 | 0 | 0 | 2186 | PECAN GROVE MUD #1 | H | WUG | MUNICIPAL | 4299 | UTILITY | H | 79 | FORT BEND | 31 | 43 | 44 | 44 | 45 | 47 | N
654 | MUNICIPAL CONSERVATION | Municipal conservation | H | 3 | CONSERVATION | 1 | MUNICIPAL CONSERVATION | 1 | NO INFRASTRUCTURE |  | 1776 | 2538 | CONSERVATION | H | 101 | HARRIS | 10 | SAN JACINTO | 3 | CONSERVATION | 1 | NO WATER QUALITY IMPROVEMENTS |  | 7023 | 1 | Municipal conservation | 228 | BAYTOWN | H | WUG | MUNICIPAL | 42 | CITY |  | N | 2010 | 2010 | 6603 | 13419 | 13419 | 13419 | 13632 | 14058 | 0 | 0 | 228 | BAYTOWN | H | WUG | MUNICIPAL | 42 | CITY | H | 101 | HARRIS | 31 | 63 | 63 | 63 | 64 | 66 | N
654 | MUNICIPAL CONSERVATION | Municipal conservation | H | 3 | CONSERVATION | 1 | MUNICIPAL CONSERVATION | 1 | NO INFRASTRUCTURE |  | 1776 | 2538 | CONSERVATION | H | 101 | HARRIS | 10 | SAN JACINTO | 3 | CONSERVATION | 1 | NO WATER QUALITY IMPROVEMENTS |  | 1023 | 1 | Municipal conservation | 705 | DEER PARK | H | WUG | MUNICIPAL | 154 | CITY |  | N | 2010 | 2010 | 24708 | 43878 | 44091 | 44304 | 45369 | 46647 | 0 | 0 | 705 | DEER PARK | H | WUG | MUNICIPAL | 154 | CITY | H | 101 | HARRIS | 116 | 206 | 207 | 208 | 213 | 219 | N
654 | MUNICIPAL CONSERVATION | Municipal conservation | H | 3 | CONSERVATION | 1 | MUNICIPAL CONSERVATION | 1 | NO INFRASTRUCTURE |  | 1776 | 2538 | CONSERVATION | H | 101 | HARRIS | 10 | SAN JACINTO | 3 | CONSERVATION | 1 | NO WATER QUALITY IMPROVEMENTS |  | 1031 | 1 | Municipal conservation | 886 | HARRIS COUNTY FWSD #51 | H | WUG | MUNICIPAL | 4150 | UTILITY |  | N | 2010 | 2010 | 27051 | 36849 | 36636 | 35997 | 35997 | 35997 | 0 | 0 | 886 | HARRIS COUNTY FWSD #51 | H | WUG | MUNICIPAL | 4150 | UTILITY | H | 101 | HARRIS | 127 | 173 | 172 | 169 | 169 | 169 | N
654 | MUNICIPAL CONSERVATION | Municipal conservation | H | 3 | CONSERVATION | 1 | MUNICIPAL CONSERVATION | 1 | NO INFRASTRUCTURE |  | 1776 | 2538 | CONSERVATION | H | 101 | HARRIS | 10 | SAN JACINTO | 3 | CONSERVATION | 1 | NO WATER QUALITY IMPROVEMENTS |  | 1067 | 1 | Municipal conservation | 1594 | LONGHORN TOWN UD | H | WUG | MUNICIPAL | 4235 | UTILITY |  | N | 2010 | 2010 | 2556 | 5538 | 7029 | 8733 | 10437 | 11928 | 0 | 0 | 1594 | LONGHORN TOWN UD | H | WUG | MUNICIPAL | 4235 | UTILITY | H | 101 | HARRIS | 12 | 26 | 33 | 41 | 49 | 56 | N
654 | MUNICIPAL CONSERVATION | Municipal conservation | H | 3 | CONSERVATION | 1 | MUNICIPAL CONSERVATION | 1 | NO INFRASTRUCTURE |  | 1777 | 2547 | CONSERVATION | H | 101 | HARRIS | 11 | SAN JACINTO-BRAZOS | 3 | CONSERVATION | 1 | NO WATER QUALITY IMPROVEMENTS |  | 7065 | 1 | Municipal conservation | 705 | DEER PARK | H | WUG | MUNICIPAL | 154 | CITY |  | N | 2010 | 2010 | 37701 | 67308 | 67734 | 68160 | 69438 | 71355 | 0 | 0 | 705 | DEER PARK | H | WUG | MUNICIPAL | 154 | CITY | H | 101 | HARRIS | 177 | 316 | 318 | 320 | 326 | 335 | N
654 | MUNICIPAL CONSERVATION | Municipal conservation | H | 3 | CONSERVATION | 1 | MUNICIPAL CONSERVATION | 1 | NO INFRASTRUCTURE |  | 1777 | 2547 | CONSERVATION | H | 101 | HARRIS | 11 | SAN JACINTO-BRAZOS | 3 | CONSERVATION | 1 | NO WATER QUALITY IMPROVEMENTS |  | 7066 | 1 | Municipal conservation | 2184 | PEARLAND | H | WUG | MUNICIPAL | 457 | CITY |  | N | 2010 | 2010 | 1704 | 3834 | 4473 | 4899 | 5538 | 5964 | 0 | 0 | 2184 | PEARLAND | H | WUG | MUNICIPAL | 457 | CITY | H | 101 | HARRIS | 8 | 18 | 21 | 23 | 26 | 28 | N
654 | MUNICIPAL CONSERVATION | Municipal conservation | H | 3 | CONSERVATION | 1 | MUNICIPAL CONSERVATION | 1 | NO INFRASTRUCTURE |  | 2073 | 4322 | CONSERVATION | H | 101 | HARRIS | 9 | TRINITY-SAN JACINTO | 3 | CONSERVATION | 1 | NO WATER QUALITY IMPROVEMENTS |  | 1348 | 1 | Municipal conservation | 228 | BAYTOWN | H | WUG | MUNICIPAL | 42 | CITY |  | N | 2010 | 2010 | 112251 | 224502 | 225780 | 226845 | 230892 | 236643 | 0 | 0 | 228 | BAYTOWN | H | WUG | MUNICIPAL | 42 | CITY | H | 101 | HARRIS | 527 | 1054 | 1060 | 1065 | 1084 | 1111 | N
654 | MUNICIPAL CONSERVATION | Municipal conservation | H | 3 | CONSERVATION | 1 | MUNICIPAL CONSERVATION | 1 | NO INFRASTRUCTURE |  | 1778 | 2540 | CONSERVATION | H | 170 | MONTGOMERY | 10 | SAN JACINTO | 3 | CONSERVATION | 1 | NO WATER QUALITY IMPROVEMENTS |  | 1085 | 1 | Municipal conservation | 2110 | NEW CANEY MUD | H | WUG | MUNICIPAL | 4272 | UTILITY |  | N | 2010 | 2010 | 14697 | 32589 | 42600 | 53676 | 69438 | 87756 | 0 | 0 | 2110 | NEW CANEY MUD | H | WUG | MUNICIPAL | 4272 | UTILITY | H | 170 | MONTGOMERY | 69 | 153 | 200 | 252 | 326 | 412 | N
439 | MUNICIPAL CONSERVATION | Municipal conservation | I | 3 | CONSERVATION | 1 | MUNICIPAL CONSERVATION | 1 | NO INFRASTRUCTURE |  | 1355 | 2468 | CONSERVATION | I | 1 | ANDERSON | 6 | NECHES | 3 | CONSERVATION | 1 | NO WATER QUALITY IMPROVEMENTS |  | 2313 | 1 | Municipal conservation | 813 | FRANKSTON | I | WUG | MUNICIPAL | 215 | CITY |  | N | 2030 | 2030 | 0 | 0 | 1600 | 1600 | 1600 | 1600 | 0 | 0 | 813 | FRANKSTON | I | WUG | MUNICIPAL | 215 | CITY | I | 1 | ANDERSON | 0 | 0 | 6 | 7 | 8 | 9 | N
439 | MUNICIPAL CONSERVATION | Municipal conservation | I | 3 | CONSERVATION | 1 | MUNICIPAL CONSERVATION | 1 | NO INFRASTRUCTURE |  | 1356 | 2469 | CONSERVATION | I | 3 | ANGELINA | 6 | NECHES | 3 | CONSERVATION | 1 | NO WATER QUALITY IMPROVEMENTS |  | 2314 | 1 | Municipal conservation | 713 | DIBOLL | I | WUG | MUNICIPAL | 163 | CITY |  | N | 2010 | 2010 | 7500 | 7500 | 7500 | 7500 | 7500 | 7500 | 0 | 0 | 713 | DIBOLL | I | WUG | MUNICIPAL | 163 | CITY | I | 3 | ANGELINA | 11 | 20 | 26 | 34 | 53 | 72 | N
439 | MUNICIPAL CONSERVATION | Municipal conservation | I | 3 | CONSERVATION | 1 | MUNICIPAL CONSERVATION | 1 | NO INFRASTRUCTURE |  | 1356 | 2469 | CONSERVATION | I | 3 | ANGELINA | 6 | NECHES | 3 | CONSERVATION | 1 | NO WATER QUALITY IMPROVEMENTS |  | 2315 | 1 | Municipal conservation | 91 | LUFKIN | I | BOTH | MUNICIPAL | 371 | CITY |  | N | 2010 | 2010 | 40000 | 40000 | 40000 | 40000 | 40000 | 40000 | 0 | 0 | 91 | LUFKIN | I | BOTH | MUNICIPAL | 371 | CITY | I | 3 | ANGELINA | 50 | 117 | 189 | 249 | 319 | 408 | N
439 | MUNICIPAL CONSERVATION | Municipal conservation | I | 3 | CONSERVATION | 1 | MUNICIPAL CONSERVATION | 1 | NO INFRASTRUCTURE |  | 1357 | 2470 | CONSERVATION | I | 37 | CHEROKEE | 6 | NECHES | 3 | CONSERVATION | 1 | NO WATER QUALITY IMPROVEMENTS |  | 2316 | 1 | Municipal conservation | 2116 | NEW SUMMERFIELD | I | WUG | MUNICIPAL | 925 | CITY |  | N | 2020 | 2020 | 0 | 2000 | 2000 | 2000 | 2000 | 2000 | 0 | 0 | 2116 | NEW SUMMERFIELD | I | WUG | MUNICIPAL | 925 | CITY | I | 37 | CHEROKEE | 0 | 10 | 18 | 21 | 23 | 26 | N
439 | MUNICIPAL CONSERVATION | Municipal conservation | I | 3 | CONSERVATION | 1 | MUNICIPAL CONSERVATION | 1 | NO INFRASTRUCTURE |  | 1357 | 2470 | CONSERVATION | I | 37 | CHEROKEE | 6 | NECHES | 3 | CONSERVATION | 1 | NO WATER QUALITY IMPROVEMENTS |  | 2317 | 1 | Municipal conservation | 2308 | RUSK | I | WUG | MUNICIPAL | 525 | CITY |  | N | 2040 | 2040 | 0 | 0 | 0 | 8000 | 8000 | 8000 | 0 | 0 | 2308 | RUSK | I | WUG | MUNICIPAL | 525 | CITY | I | 37 | CHEROKEE | 0 | 0 | 0 | 51 | 66 | 76 | N
439 | MUNICIPAL CONSERVATION | Municipal conservation | I | 3 | CONSERVATION | 1 | MUNICIPAL CONSERVATION | 1 | NO INFRASTRUCTURE |  | 963 | 2472 | CONSERVATION | I | 107 | HENDERSON | 6 | NECHES | 3 | CONSERVATION | 1 | NO WATER QUALITY IMPROVEMENTS |  | 2318 | 1 | Municipal conservation | 205 | ATHENS | C | WUG | MUNICIPAL | 28 | CITY |  | N | 2010 | 2010 | 0 | 1694 | 2776 | 3516 | 4197 | 4985 | 0 | 0 | 205 | ATHENS | C | WUG | MUNICIPAL | 28 | CITY | I | 107 | HENDERSON | 1 | 6 | 12 | 17 | 22 | 30 | N
439 | MUNICIPAL CONSERVATION | Municipal conservation | I | 3 | CONSERVATION | 1 | MUNICIPAL CONSERVATION | 1 | NO INFRASTRUCTURE |  | 963 | 2472 | CONSERVATION | I | 107 | HENDERSON | 6 | NECHES | 3 | CONSERVATION | 1 | NO WATER QUALITY IMPROVEMENTS |  | 2319 | 1 | Municipal conservation | 26 | CENTER | I | BOTH | MUNICIPAL | 104 | CITY |  | N | 2010 | 2010 | 11200 | 11200 | 11200 | 11200 | 11200 | 11200 | 0 | 0 | 26 | CENTER | I | BOTH | MUNICIPAL | 104 | CITY | I | 210 | SHELBY | 15 | 34 | 47 | 60 | 67 | 75 | N
439 | MUNICIPAL CONSERVATION | Municipal conservation | I | 3 | CONSERVATION | 1 | MUNICIPAL CONSERVATION | 1 | NO INFRASTRUCTURE |  | 963 | 2472 | CONSERVATION | I | 107 | HENDERSON | 6 | NECHES | 3 | CONSERVATION | 1 | NO WATER QUALITY IMPROVEMENTS |  | 2320 | 1 | Municipal conservation | 518 | COUNTY-OTHER, HENDERSON | I | WUG | MUNICIPAL | 757 | COUNTY-OTHER |  | N | 2010 | 2010 | 3600 | 6700 | 8700 | 10800 | 12600 | 15100 | 0 | 0 | 518 | COUNTY-OTHER, HENDERSON | I | WUG | MUNICIPAL | 757 | COUNTY-OTHER | I | 107 | HENDERSON | 31 | 57 | 74 | 92 | 108 | 129 | N
439 | MUNICIPAL CONSERVATION | Municipal conservation | I | 3 | CONSERVATION | 1 | MUNICIPAL CONSERVATION | 1 | NO INFRASTRUCTURE |  | 1198 | 2453 | CONSERVATION | I | 121 | JASPER | 5 | SABINE | 3 | CONSERVATION | 1 | NO WATER QUALITY IMPROVEMENTS |  | 5285 | 1 | Municipal conservation | 1270 | KIRBYVILLE | I | WUG | MUNICIPAL | 326 | CITY |  | N | 2010 | 2010 | 2000 | 2000 | 2000 | 2000 | 2000 | 2000 | 0 | 0 | 1270 | KIRBYVILLE | I | WUG | MUNICIPAL | 326 | CITY | I | 121 | JASPER | 3 | 4 | 5 | 6 | 7 | 7 | N
439 | MUNICIPAL CONSERVATION | Municipal conservation | I | 3 | CONSERVATION | 1 | MUNICIPAL CONSERVATION | 1 | NO INFRASTRUCTURE |  | 1358 | 2477 | CONSERVATION | I | 174 | NACOGDOCHES | 6 | NECHES | 3 | CONSERVATION | 1 | NO WATER QUALITY IMPROVEMENTS |  | 2321 | 1 | Municipal conservation | 193 | APPLEBY WSC | I | WUG | MUNICIPAL | 4005 | UTILITY |  | N | 2040 | 2040 | 0 | 0 | 0 | 0 | 0 | 0 | 0 | 0 | 193 | APPLEBY WSC | I | WUG | MUNICIPAL | 4005 | UTILITY | I | 174 | NACOGDOCHES | 0 | 0 | 0 | 22 | 39 | 62 | N
439 | MUNICIPAL CONSERVATION | Municipal conservation | I | 3 | CONSERVATION | 1 | MUNICIPAL CONSERVATION | 1 | NO INFRASTRUCTURE |  | 1358 | 2477 | CONSERVATION | I | 174 | NACOGDOCHES | 6 | NECHES | 3 | CONSERVATION | 1 | NO WATER QUALITY IMPROVEMENTS |  | 2322 | 1 | Municipal conservation | 102 | NACOGDOCHES | I | BOTH | MUNICIPAL | 421 | CITY |  | N | 2020 | 2020 | 0 | 40000 | 40000 | 40000 | 40000 | 40000 | 0 | 0 | 102 | NACOGDOCHES | I | BOTH | MUNICIPAL | 421 | CITY | I | 174 | NACOGDOCHES | 0 | 229 | 425 | 514 | 654 | 787 | N
439 | MUNICIPAL CONSERVATION | Municipal conservation | I | 3 | CONSERVATION | 1 | MUNICIPAL CONSERVATION | 1 | NO INFRASTRUCTURE |  | 1213 | 2485 | CONSERVATION | I | 212 | SMITH | 6 | NECHES | 3 | CONSERVATION | 1 | NO WATER QUALITY IMPROVEMENTS |  | 2323 | 1 | Municipal conservation | 310 | BULLARD | I | WUG | MUNICIPAL | 835 | CITY |  | N | 2020 | 2020 | 0 | 2000 | 2000 | 2000 | 2000 | 2000 | 0 | 0 | 310 | BULLARD | I | WUG | MUNICIPAL | 835 | CITY | I | 212 | SMITH | 0 | 3 | 4 | 5 | 6 | 8 | N
439 | MUNICIPAL CONSERVATION | Municipal conservation | I | 3 | CONSERVATION | 1 | MUNICIPAL CONSERVATION | 1 | NO INFRASTRUCTURE |  | 1213 | 2485 | CONSERVATION | I | 212 | SMITH | 6 | NECHES | 3 | CONSERVATION | 1 | NO WATER QUALITY IMPROVEMENTS |  | 7044 | 1 | Municipal conservation | 1325 | LINDALE RURAL WSC | I | WUG | MUNICIPAL | 4234 | UTILITY | Online Date 2030 | N | 2030 | 2030 | 0 | 0 | 3000 | 3000 | 3000 | 3000 | 0 | 0 | 1325 | LINDALE RURAL WSC | I | WUG | MUNICIPAL | 4234 | UTILITY | I | 212 | SMITH | 0 | 0 | 5 | 7 | 9 | 12 | N
220 | MUNICIPAL CONSERVATION | Municipal conservation | K | 3 | CONSERVATION | 1 | MUNICIPAL CONSERVATION | 1 | NO INFRASTRUCTURE |  | 648 | 2630 | CONSERVATION | K | 11 | BASTROP | 14 | COLORADO | 3 | CONSERVATION | 1 | NO WATER QUALITY IMPROVEMENTS |  | 3041 | 1 | Municipal conservation | 224 | BASTROP | K | WUG | MUNICIPAL | 40 | CITY |  | N | 2010 | 2010 | 80058 | 137086 | 196856 | 257174 | 117346 | 159020 | 0 | 0 | 224 | BASTROP | K | WUG | MUNICIPAL | 40 | CITY | K | 11 | BASTROP | 146 | 396 | 755 | 1224 | 1438 | 1728 | N
220 | MUNICIPAL CONSERVATION | Municipal conservation | K | 3 | CONSERVATION | 1 | MUNICIPAL CONSERVATION | 1 | NO INFRASTRUCTURE |  | 648 | 2630 | CONSERVATION | K | 11 | BASTROP | 14 | COLORADO | 3 | CONSERVATION | 1 | NO WATER QUALITY IMPROVEMENTS |  | 3042 | 1 | Municipal conservation | 757 | ELGIN | K | WUG | MUNICIPAL | 188 | CITY |  | N | 2010 | 2010 | 49899 | 0 | 0 | 0 | 0 | 0 | 0 | 0 | 757 | ELGIN | K | WUG | MUNICIPAL | 188 | CITY | K | 11 | BASTROP | 91 | 79 | 40 | 0 | 0 | 0 | N
220 | MUNICIPAL CONSERVATION | Municipal conservation | K | 3 | CONSERVATION | 1 | MUNICIPAL CONSERVATION | 1 | NO INFRASTRUCTURE |  | 648 | 2630 | CONSERVATION | K | 11 | BASTROP | 14 | COLORADO | 3 | CONSERVATION | 1 | NO WATER QUALITY IMPROVEMENTS |  | 3043 | 1 | Municipal conservation | 2367 | SMITHVILLE | K | WUG | MUNICIPAL | 564 | CITY |  | N | 2010 | 2010 | 13709 | 0 | 0 | 0 | 0 | 0 | 0 | 0 | 2367 | SMITHVILLE | K | WUG | MUNICIPAL | 564 | CITY | K | 11 | BASTROP | 25 | 0 | 0 | 0 | 0 | 0 | N
220 | MUNICIPAL CONSERVATION | Municipal conservation | K | 3 | CONSERVATION | 1 | MUNICIPAL CONSERVATION | 1 | NO INFRASTRUCTURE |  | 696 | 2560 | CONSERVATION | K | 27 | BURNET | 12 | BRAZOS | 3 | CONSERVATION | 1 | NO WATER QUALITY IMPROVEMENTS |  | 2161 | 1 | Municipal conservation | 245 | BERTRAM | K | WUG | MUNICIPAL | 826 | CITY |  | N | 2010 | 2010 | 13017 | 18934 | 15384 | 6509 | 2958 | 5917 | 0 | 0 | 245 | BERTRAM | K | WUG | MUNICIPAL | 826 | CITY | K | 27 | BURNET | 22 | 54 | 80 | 91 | 96 | 106 | N
220 | MUNICIPAL CONSERVATION | Municipal conservation | K | 3 | CONSERVATION | 1 | MUNICIPAL CONSERVATION | 1 | NO INFRASTRUCTURE |  | 697 | 2634 | CONSERVATION | K | 27 | BURNET | 14 | COLORADO | 3 | CONSERVATION | 1 | NO WATER QUALITY IMPROVEMENTS |  | 3044 | 1 | Municipal conservation | 1798 | MARBLE FALLS | K | WUG | MUNICIPAL | 385 | CITY |  | N | 2010 | 2010 | 117747 | 184016 | 242954 | 292888 | 274545 | 311230 | 0 | 0 | 1798 | MARBLE FALLS | K | WUG | MUNICIPAL | 385 | CITY | K | 27 | BURNET | 199 | 510 | 920 | 1415 | 1879 | 2405 | N
220 | MUNICIPAL CONSERVATION | Municipal conservation | K | 3 | CONSERVATION | 1 | MUNICIPAL CONSERVATION | 1 | NO INFRASTRUCTURE |  | 697 | 2634 | CONSERVATION | K | 27 | BURNET | 14 | COLORADO | 3 | CONSERVATION | 1 | NO WATER QUALITY IMPROVEMENTS |  | 3045 | 1 | Municipal conservation | 1821 | MEADOWLAKES | K | WUG | MUNICIPAL | 913 | CITY |  | N | 2010 | 2010 | 45560 | 69228 | 92896 | 110055 | 102363 | 110647 | 0 | 0 | 1821 | MEADOWLAKES | K | WUG | MUNICIPAL | 913 | CITY | K | 27 | BURNET | 77 | 194 | 351 | 537 | 710 | 897 | N
220 | MUNICIPAL CONSERVATION | Municipal conservation | K | 3 | CONSERVATION | 1 | MUNICIPAL CONSERVATION | 1 | NO INFRASTRUCTURE |  | 699 | 2697 | CONSERVATION | K | 75 | FAYETTE | 16 | LAVACA | 3 | CONSERVATION | 1 | NO WATER QUALITY IMPROVEMENTS |  | 5077 | 1 | Municipal conservation | 2337 | SCHULENBURG | K | WUG | MUNICIPAL | 544 | CITY |  | N | 2010 | 2010 | 25443 | 36093 | 31360 | 1183 | 4734 | 10059 | 0 | 0 | 2337 | SCHULENBURG | K | WUG | MUNICIPAL | 544 | CITY | K | 75 | FAYETTE | 43 | 104 | 157 | 159 | 167 | 184 | N
220 | MUNICIPAL CONSERVATION | Municipal conservation | K | 3 | CONSERVATION | 1 | MUNICIPAL CONSERVATION | 1 | NO INFRASTRUCTURE |  | 694 | 2652 | CONSERVATION | K | 105 | HAYS | 14 | COLORADO | 3 | CONSERVATION | 1 | NO WATER QUALITY IMPROVEMENTS |  | 3046 | 1 | Municipal conservation | 356 | CIMARRON PARK WATER COMPANY | K | WUG | MUNICIPAL | 4057 | UTILITY |  | N | 2010 | 2010 | 13160 | 0 | 0 | 0 | 0 | 1097 | 0 | 0 | 356 | CIMARRON PARK WATER COMPANY | K | WUG | MUNICIPAL | 4057 | UTILITY | K | 105 | HAYS | 24 | 17 | 13 | 9 | 5 | 7 | N
220 | MUNICIPAL CONSERVATION | Municipal conservation | K | 3 | CONSERVATION | 1 | MUNICIPAL CONSERVATION | 1 | NO INFRASTRUCTURE |  | 694 | 2652 | CONSERVATION | K | 105 | HAYS | 14 | COLORADO | 3 | CONSERVATION | 1 | NO WATER QUALITY IMPROVEMENTS |  | 3047 | 1 | Municipal conservation | 720 | DRIPPING SPRINGS | K | WUG | MUNICIPAL | 769 | CITY |  | N | 2010 | 2010 | 44416 | 107476 | 105830 | 43319 | 61415 | 47706 | 0 | 0 | 720 | DRIPPING SPRINGS | K | WUG | MUNICIPAL | 769 | CITY | K | 105 | HAYS | 81 | 277 | 470 | 549 | 661 | 748 | N
220 | MUNICIPAL CONSERVATION | Municipal conservation | K | 3 | CONSERVATION | 1 | MUNICIPAL CONSERVATION | 1 | NO INFRASTRUCTURE |  | 694 | 2652 | CONSERVATION | K | 105 | HAYS | 14 | COLORADO | 3 | CONSERVATION | 1 | NO WATER QUALITY IMPROVEMENTS |  | 3048 | 1 | Municipal conservation | 2089 | MOUNTAIN CITY | L | WUG | MUNICIPAL | 1043 | CITY |  | N | 2010 | 2010 | 1097 | 0 | 0 | 0 | 0 | 0 | 0 | 0 | 2089 | MOUNTAIN CITY | L | WUG | MUNICIPAL | 1043 | CITY | K | 105 | HAYS | 2 | 0 | 0 | 0 | 0 | 0 | N
220 | MUNICIPAL CONSERVATION | Municipal conservation | K | 3 | CONSERVATION | 1 | MUNICIPAL CONSERVATION | 1 | NO INFRASTRUCTURE |  | 700 | 2661 | CONSERVATION | K | 150 | LLANO | 14 | COLORADO | 3 | CONSERVATION | 1 | NO WATER QUALITY IMPROVEMENTS |  | 3049 | 1 | Municipal conservation | 561 | COUNTY-OTHER, LLANO | K | WUG | MUNICIPAL | 757 | COUNTY-OTHER |  | N | 2010 | 2010 | 516548 | 163899 | 152657 | 94671 | 92304 | 98221 | 0 | 0 | 561 | COUNTY-OTHER, LLANO | K | WUG | MUNICIPAL | 757 | COUNTY-OTHER | K | 150 | LLANO | 873 | 1150 | 1408 | 1568 | 1724 | 1890 | N
220 | MUNICIPAL CONSERVATION | Municipal conservation | K | 3 | CONSERVATION | 1 | MUNICIPAL CONSERVATION | 1 | NO INFRASTRUCTURE |  | 700 | 2661 | CONSERVATION | K | 150 | LLANO | 14 | COLORADO | 3 | CONSERVATION | 1 | NO WATER QUALITY IMPROVEMENTS |  | 3050 | 1 | Municipal conservation | 1294 | LAKE LBJ MUD | K | WUG | MUNICIPAL | 4225 | UTILITY |  | N | 2010 | 2010 | 79879 | 91712 | 76920 | 71595 | 73962 | 65678 | 0 | 0 | 1294 | LAKE LBJ MUD | K | WUG | MUNICIPAL | 4225 | UTILITY | K | 150 | LLANO | 135 | 290 | 420 | 541 | 666 | 777 | N
220 | MUNICIPAL CONSERVATION | Municipal conservation | K | 3 | CONSERVATION | 1 | MUNICIPAL CONSERVATION | 1 | NO INFRASTRUCTURE |  | 700 | 2661 | CONSERVATION | K | 150 | LLANO | 14 | COLORADO | 3 | CONSERVATION | 1 | NO WATER QUALITY IMPROVEMENTS |  | 3051 | 1 | Municipal conservation | 1587 | LLANO | K | WUG | MUNICIPAL | 363 | CITY |  | N | 2010 | 2010 | 59169 | 62128 | 55619 | 49702 | 50294 | 53252 | 0 | 0 | 1587 | LLANO | K | WUG | MUNICIPAL | 363 | CITY | K | 150 | LLANO | 100 | 205 | 299 | 383 | 468 | 558 | N
220 | MUNICIPAL CONSERVATION | Municipal conservation | K | 3 | CONSERVATION | 1 | MUNICIPAL CONSERVATION | 1 | NO INFRASTRUCTURE |  | 701 | 2601 | CONSERVATION | K | 167 | MILLS | 12 | BRAZOS | 3 | CONSERVATION | 1 | NO WATER QUALITY IMPROVEMENTS |  | 2162 | 1 | Municipal conservation | 844 | GOLDTHWAITE | K | WUG | MUNICIPAL | 239 | CITY |  | N | 2010 | 2010 | 592 | 592 | 592 | 0 | 0 | 0 | 0 | 0 | 844 | GOLDTHWAITE | K | WUG | MUNICIPAL | 239 | CITY | K | 167 | MILLS | 1 | 2 | 3 | 3 | 3 | 3 | N
220 | MUNICIPAL CONSERVATION | Municipal conservation | K | 3 | CONSERVATION | 1 | MUNICIPAL CONSERVATION | 1 | NO INFRASTRUCTURE |  | 703 | 2669 | CONSERVATION | K | 167 | MILLS | 14 | COLORADO | 3 | CONSERVATION | 1 | NO WATER QUALITY IMPROVEMENTS |  | 2162 | 1 | Municipal conservation | 844 | GOLDTHWAITE | K | WUG | MUNICIPAL | 239 | CITY |  | N | 2010 | 2010 | 27218 | 30768 | 27218 | 23668 | 21301 | 21301 | 0 | 0 | 844 | GOLDTHWAITE | K | WUG | MUNICIPAL | 239 | CITY | K | 167 | MILLS | 46 | 98 | 144 | 184 | 220 | 256 | N
220 | MUNICIPAL CONSERVATION | Municipal conservation | K | 3 | CONSERVATION | 1 | MUNICIPAL CONSERVATION | 1 | NO INFRASTRUCTURE |  | 704 | 2675 | CONSERVATION | K | 206 | SAN SABA | 14 | COLORADO | 3 | CONSERVATION | 1 | NO WATER QUALITY IMPROVEMENTS |  | 3057 | 1 | Municipal conservation | 2266 | RICHLAND SUD | K | WUG | MUNICIPAL | 4318 | UTILITY |  | N | 2010 | 2010 | 7692 | 5325 | 0 | 0 | 0 | 592 | 0 | 0 | 2266 | RICHLAND SUD | K | WUG | MUNICIPAL | 4318 | UTILITY | K | 206 | SAN SABA | 13 | 22 | 19 | 15 | 14 | 15 | N
220 | MUNICIPAL CONSERVATION | Municipal conservation | K | 3 | CONSERVATION | 1 | MUNICIPAL CONSERVATION | 1 | NO INFRASTRUCTURE |  | 698 | 2683 | CONSERVATION | K | 227 | TRAVIS | 14 | COLORADO | 3 | CONSERVATION | 1 | NO WATER QUALITY IMPROVEMENTS |  | 3060 | 1 | Municipal conservation | 221 | BARTON CREEK WEST WSC | K | WUG | MUNICIPAL | 4009 | UTILITY |  | N | 2010 | 2010 | 20289 | 16999 | 15902 | 14257 | 13160 | 8774 | 0 | 0 | 221 | BARTON CREEK WEST WSC | K | WUG | MUNICIPAL | 4009 | UTILITY | K | 227 | TRAVIS | 37 | 68 | 97 | 123 | 147 | 163 | N
220 | MUNICIPAL CONSERVATION | Municipal conservation | K | 3 | CONSERVATION | 1 | MUNICIPAL CONSERVATION | 1 | NO INFRASTRUCTURE |  | 698 | 2683 | CONSERVATION | K | 227 | TRAVIS | 14 | COLORADO | 3 | CONSERVATION | 1 | NO WATER QUALITY IMPROVEMENTS |  | 3061 | 1 | Municipal conservation | 233 | BEE CAVE VILLAGE | K | WUG | MUNICIPAL | 1013 | CITY |  | N | 2010 | 2010 | 58125 | 77317 | 93219 | 100347 | 97605 | 102540 | 0 | 0 | 233 | BEE CAVE VILLAGE | K | WUG | MUNICIPAL | 1013 | CITY | K | 227 | TRAVIS | 106 | 247 | 417 | 600 | 778 | 965 | N
220 | MUNICIPAL CONSERVATION | Municipal conservation | K | 3 | CONSERVATION | 1 | MUNICIPAL CONSERVATION | 1 | NO INFRASTRUCTURE |  | 698 | 2683 | CONSERVATION | K | 227 | TRAVIS | 14 | COLORADO | 3 | CONSERVATION | 1 | NO WATER QUALITY IMPROVEMENTS |  | 3062 | 1 | Municipal conservation | 289 | BRIARCLIFF VILLAGE | K | WUG | MUNICIPAL | 1014 | CITY |  | N | 2010 | 2010 | 8774 | 12612 | 12064 | 2742 | 2193 | 2742 | 0 | 0 | 289 | BRIARCLIFF VILLAGE | K | WUG | MUNICIPAL | 1014 | CITY | K | 227 | TRAVIS | 16 | 39 | 61 | 66 | 70 | 75 | N
220 | MUNICIPAL CONSERVATION | Municipal conservation | K | 3 | CONSERVATION | 1 | MUNICIPAL CONSERVATION | 1 | NO INFRASTRUCTURE |  | 698 | 2683 | CONSERVATION | K | 227 | TRAVIS | 14 | COLORADO | 3 | CONSERVATION | 1 | NO WATER QUALITY IMPROVEMENTS |  | 3063 | 1 | Municipal conservation | 1302 | LAKEWAY | K | WUG | MUNICIPAL | 789 | CITY |  | N | 2010 | 2010 | 217144 | 297203 | 351489 | 393711 | 394808 | 410162 | 0 | 0 | 1302 | LAKEWAY | K | WUG | MUNICIPAL | 789 | CITY | K | 227 | TRAVIS | 396 | 938 | 1579 | 2297 | 3017 | 3765 | N
220 | MUNICIPAL CONSERVATION | Municipal conservation | K | 3 | CONSERVATION | 1 | MUNICIPAL CONSERVATION | 1 | NO INFRASTRUCTURE |  | 698 | 2683 | CONSERVATION | K | 227 | TRAVIS | 14 | COLORADO | 3 | CONSERVATION | 1 | NO WATER QUALITY IMPROVEMENTS |  | 3064 | 1 | Municipal conservation | 1620 | MANOR | K | WUG | MUNICIPAL | 720 | CITY |  | N | 2010 | 2010 | 55931 | 72930 | 86638 | 53189 | 17547 | 19192 | 0 | 0 | 1620 | MANOR | K | WUG | MUNICIPAL | 720 | CITY | K | 227 | TRAVIS | 102 | 235 | 393 | 490 | 522 | 557 | N
220 | MUNICIPAL CONSERVATION | Municipal conservation | K | 3 | CONSERVATION | 1 | MUNICIPAL CONSERVATION | 1 | NO INFRASTRUCTURE |  | 698 | 2683 | CONSERVATION | K | 227 | TRAVIS | 14 | COLORADO | 3 | CONSERVATION | 1 | NO WATER QUALITY IMPROVEMENTS |  | 3065 | 1 | Municipal conservation | 2196 | PFLUGERVILLE | K | WUG | MUNICIPAL | 796 | CITY |  | N | 2010 | 2010 | 296654 | 113507 | 33997 | 18644 | 38932 | 38932 | 0 | 0 | 2196 | PFLUGERVILLE | K | WUG | MUNICIPAL | 796 | CITY | K | 227 | TRAVIS | 541 | 748 | 810 | 844 | 915 | 986 | N
220 | MUNICIPAL CONSERVATION | Municipal conservation | K | 3 | CONSERVATION | 1 | MUNICIPAL CONSERVATION | 1 | NO INFRASTRUCTURE |  | 698 | 2683 | CONSERVATION | K | 227 | TRAVIS | 14 | COLORADO | 3 | CONSERVATION | 1 | NO WATER QUALITY IMPROVEMENTS |  | 3066 | 1 | Municipal conservation | 2278 | RIVER PLACE ON LAKE AUSTIN | K | WUG | MUNICIPAL | 4321 | UTILITY |  | N | 2010 | 2010 | 72381 | 89380 | 74575 | 64705 | 61415 | 55383 | 0 | 0 | 2278 | RIVER PLACE ON LAKE AUSTIN | K | WUG | MUNICIPAL | 4321 | UTILITY | K | 227 | TRAVIS | 132 | 295 | 431 | 549 | 661 | 762 | N
220 | MUNICIPAL CONSERVATION | Municipal conservation | K | 3 | CONSERVATION | 1 | MUNICIPAL CONSERVATION | 1 | NO INFRASTRUCTURE |  | 698 | 2683 | CONSERVATION | K | 227 | TRAVIS | 14 | COLORADO | 3 | CONSERVATION | 1 | NO WATER QUALITY IMPROVEMENTS |  | 3067 | 1 | Municipal conservation | 2292 | ROLLINGWOOD | K | WUG | MUNICIPAL | 741 | CITY |  | N | 2010 | 2010 | 16999 | 15902 | 13709 | 13160 | 12612 | 6032 | 0 | 0 | 2292 | ROLLINGWOOD | K | WUG | MUNICIPAL | 741 | CITY | K | 227 | TRAVIS | 31 | 60 | 85 | 109 | 132 | 143 | N
220 | MUNICIPAL CONSERVATION | Municipal conservation | K | 3 | CONSERVATION | 1 | MUNICIPAL CONSERVATION | 1 | NO INFRASTRUCTURE |  | 698 | 2683 | CONSERVATION | K | 227 | TRAVIS | 14 | COLORADO | 3 | CONSERVATION | 1 | NO WATER QUALITY IMPROVEMENTS |  | 3068 | 1 | Municipal conservation | 123 | ROUND ROCK | G | BOTH | MUNICIPAL | 520 | CITY |  | N | 2010 | 2010 | 16157 | 30800 | 43423 | 32315 | 17167 | 17672 | 0 | 0 | 123 | ROUND ROCK | G | BOTH | MUNICIPAL | 520 | CITY | K | 227 | TRAVIS | 32 | 93 | 179 | 243 | 277 | 312 | N
220 | MUNICIPAL CONSERVATION | Municipal conservation | K | 3 | CONSERVATION | 1 | MUNICIPAL CONSERVATION | 1 | NO INFRASTRUCTURE |  | 698 | 2683 | CONSERVATION | K | 227 | TRAVIS | 14 | COLORADO | 3 | CONSERVATION | 1 | NO WATER QUALITY IMPROVEMENTS |  | 3069 | 1 | Municipal conservation | 2599 | WEST LAKE HILLS | K | WUG | MUNICIPAL | 641 | CITY |  | N | 2010 | 2010 | 76220 | 89928 | 105282 | 99799 | 105830 | 111862 | 0 | 0 | 2599 | WEST LAKE HILLS | K | WUG | MUNICIPAL | 641 | CITY | K | 227 | TRAVIS | 139 | 303 | 495 | 677 | 870 | 1074 | N
220 | MUNICIPAL CONSERVATION | Municipal conservation | K | 3 | CONSERVATION | 1 | MUNICIPAL CONSERVATION | 1 | NO INFRASTRUCTURE |  | 698 | 2683 | CONSERVATION | K | 227 | TRAVIS | 14 | COLORADO | 3 | CONSERVATION | 1 | NO WATER QUALITY IMPROVEMENTS |  | 3070 | 1 | Municipal conservation | 2602 | WEST TRAVIS COUNTY REGIONAL WS | K | WUG | MUNICIPAL | 4390 | UTILITY |  | N | 2010 | 2010 | 9322 | 0 | 0 | 0 | 0 | 0 | 0 | 0 | 2602 | WEST TRAVIS COUNTY REGIONAL WS | K | WUG | MUNICIPAL | 4390 | UTILITY | K | 227 | TRAVIS | 17 | 9 | 0 | 0 | 0 | 0 | N
220 | MUNICIPAL CONSERVATION | Municipal conservation | K | 3 | CONSERVATION | 1 | MUNICIPAL CONSERVATION | 1 | NO INFRASTRUCTURE |  | 702 | 2686 | CONSERVATION | K | 241 | WHARTON | 14 | COLORADO | 3 | CONSERVATION | 1 | NO WATER QUALITY IMPROVEMENTS |  | 3074 | 1 | Municipal conservation | 2609 | WHARTON | K | WUG | MUNICIPAL | 645 | CITY |  | N | 2010 | 2010 | 24259 | 0 | 0 | 0 | 0 | 0 | 0 | 0 | 2609 | WHARTON | K | WUG | MUNICIPAL | 645 | CITY | K | 241 | WHARTON | 41 | 29 | 18 | 8 | 4 | 4 | N
137 | MUNICIPAL CONSERVATION-BASIC | Municipal conservation - basic | C | 3 | CONSERVATION | 1 | MUNICIPAL CONSERVATION | 1 | NO INFRASTRUCTURE | Includes public and school education; the impact of increasing water prices; water system audit, leak detection and repair, and pressure control; and implementation of federal residential clothes washer standards. | 466 | 2447 | CONSERVATION | C | 43 | COLLIN | 5 | SABINE | 3 | CONSERVATION | 1 | NO WATER QUALITY IMPROVEMENTS |  | 5272 | 1 | Municipal conservation - basic | 317 | CADDO BASIN SUD | D | WUG | MUNICIPAL | 4041 | UTILITY |  | N | 2010 | 2010 | 0 | 0 | 0 | 0 | 0 | 0 | 0 | 0 | 317 | CADDO BASIN SUD | D | WUG | MUNICIPAL | 4041 | UTILITY | C | 43 | COLLIN | 8 | 27 | 38 | 48 | 59 | 72 | N
137 | MUNICIPAL CONSERVATION-BASIC | Municipal conservation - basic | C | 3 | CONSERVATION | 1 | MUNICIPAL CONSERVATION | 1 | NO INFRASTRUCTURE | Includes public and school education; the impact of increasing water prices; water system audit, leak detection and repair, and pressure control; and implementation of federal residential clothes washer standards. | 466 | 2447 | CONSERVATION | C | 43 | COLLIN | 5 | SABINE | 3 | CONSERVATION | 1 | NO WATER QUALITY IMPROVEMENTS |  | 5273 | 1 | Municipal conservation - basic | 454 | COUNTY-OTHER, COLLIN | C | WUG | MUNICIPAL | 757 | COUNTY-OTHER |  | N | 2020 | 2020 | 0 | 0 | 0 | 0 | 0 | 0 | 0 | 0 | 454 | COUNTY-OTHER, COLLIN | C | WUG | MUNICIPAL | 757 | COUNTY-OTHER | C | 43 | COLLIN | 0 | 1 | 1 | 1 | 1 | 1 | N
137 | MUNICIPAL CONSERVATION-BASIC | Municipal conservation - basic | C | 3 | CONSERVATION | 1 | MUNICIPAL CONSERVATION | 1 | NO INFRASTRUCTURE | Includes public and school education; the impact of increasing water prices; water system audit, leak detection and repair, and pressure control; and implementation of federal residential clothes washer standards. | 466 | 2447 | CONSERVATION | C | 43 | COLLIN | 5 | SABINE | 3 | CONSERVATION | 1 | NO WATER QUALITY IMPROVEMENTS |  | 5274 | 1 | Municipal conservation - basic | 2107 | NEVADA | C | WUG | MUNICIPAL | 1045 | CITY |  | N | 2010 | 2010 | 0 | 2907 | 3452 | 6719 | 11074 | 26111 | 0 | 0 | 2107 | NEVADA | C | WUG | MUNICIPAL | 1045 | CITY | C | 43 | COLLIN | 2 | 14 | 21 | 49 | 93 | 261 | N
137 | MUNICIPAL CONSERVATION-BASIC | Municipal conservation - basic | C | 3 | CONSERVATION | 1 | MUNICIPAL CONSERVATION | 1 | NO INFRASTRUCTURE | Includes public and school education; the impact of increasing water prices; water system audit, leak detection and repair, and pressure control; and implementation of federal residential clothes washer standards. | 466 | 2447 | CONSERVATION | C | 43 | COLLIN | 5 | SABINE | 3 | CONSERVATION | 1 | NO WATER QUALITY IMPROVEMENTS |  | 5275 | 1 | Municipal conservation - basic | 2304 | ROYSE CITY | C | WUG | MUNICIPAL | 522 | CITY |  | N | 2010 | 2010 | 0 | 10317 | 19031 | 26068 | 32763 | 39255 | 0 | 0 | 2304 | ROYSE CITY | C | WUG | MUNICIPAL | 522 | CITY | C | 43 | COLLIN | 4 | 42 | 100 | 173 | 257 | 367 | N
137 | MUNICIPAL CONSERVATION-BASIC | Municipal conservation - basic | C | 3 | CONSERVATION | 1 | MUNICIPAL CONSERVATION | 1 | NO INFRASTRUCTURE | Includes public and school education; the impact of increasing water prices; water system audit, leak detection and repair, and pressure control; and implementation of federal residential clothes washer standards. | 468 | 2498 | CONSERVATION | C | 43 | COLLIN | 8 | TRINITY | 3 | CONSERVATION | 1 | NO WATER QUALITY IMPROVEMENTS |  | 4130 | 1 | Municipal conservation - basic | 173 | ALLEN | C | WUG | MUNICIPAL | 8 | CITY |  | N | 2010 | 2010 | 759 | 163259 | 173259 | 173125 | 173125 | 173125 | 8711 | 30 | 173 | ALLEN | C | WUG | MUNICIPAL | 8 | CITY | C | 43 | COLLIN | 192 | 1115 | 1672 | 1914 | 2145 | 2376 | N
137 | MUNICIPAL CONSERVATION-BASIC | Municipal conservation - basic | C | 3 | CONSERVATION | 1 | MUNICIPAL CONSERVATION | 1 | NO INFRASTRUCTURE | Includes public and school education; the impact of increasing water prices; water system audit, leak detection and repair, and pressure control; and implementation of federal residential clothes washer standards. | 468 | 2498 | CONSERVATION | C | 43 | COLLIN | 8 | TRINITY | 3 | CONSERVATION | 1 | NO WATER QUALITY IMPROVEMENTS |  | 4131 | 1 | Municipal conservation - basic | 187 | ANNA | C | WUG | MUNICIPAL | 813 | CITY |  | N | 2010 | 2010 | 0 | 36833 | 53167 | 67000 | 79000 | 110000 | 0 | 0 | 187 | ANNA | C | WUG | MUNICIPAL | 813 | CITY | C | 43 | COLLIN | 24 | 141 | 261 | 397 | 574 | 1061 | N
137 | MUNICIPAL CONSERVATION-BASIC | Municipal conservation - basic | C | 3 | CONSERVATION | 1 | MUNICIPAL CONSERVATION | 1 | NO INFRASTRUCTURE | Includes public and school education; the impact of increasing water prices; water system audit, leak detection and repair, and pressure control; and implementation of federal residential clothes washer standards. | 468 | 2498 | CONSERVATION | C | 43 | COLLIN | 8 | TRINITY | 3 | CONSERVATION | 1 | NO WATER QUALITY IMPROVEMENTS |  | 4132 | 1 | Municipal conservation - basic | 267 | BLUE RIDGE | C | WUG | MUNICIPAL | 829 | CITY |  | N | 2010 | 2010 | 0 | 0 | 0 | 0 | 0 | 0 | 0 | 0 | 267 | BLUE RIDGE | C | WUG | MUNICIPAL | 829 | CITY | C | 43 | COLLIN | 5 | 23 | 47 | 80 | 125 | 150 | N
137 | MUNICIPAL CONSERVATION-BASIC | Municipal conservation - basic | C | 3 | CONSERVATION | 1 | MUNICIPAL CONSERVATION | 1 | NO INFRASTRUCTURE | Includes public and school education; the impact of increasing water prices; water system audit, leak detection and repair, and pressure control; and implementation of federal residential clothes washer standards. | 468 | 2498 | CONSERVATION | C | 43 | COLLIN | 8 | TRINITY | 3 | CONSERVATION | 1 | NO WATER QUALITY IMPROVEMENTS |  | 4133 | 1 | Municipal conservation - basic | 317 | CADDO BASIN SUD | D | WUG | MUNICIPAL | 4041 | UTILITY |  | N | 2010 | 2010 | 0 | 0 | 0 | 0 | 0 | 0 | 0 | 0 | 317 | CADDO BASIN SUD | D | WUG | MUNICIPAL | 4041 | UTILITY | C | 43 | COLLIN | 4 | 12 | 17 | 22 | 27 | 33 | N
137 | MUNICIPAL CONSERVATION-BASIC | Municipal conservation - basic | C | 3 | CONSERVATION | 1 | MUNICIPAL CONSERVATION | 1 | NO INFRASTRUCTURE | Includes public and school education; the impact of increasing water prices; water system audit, leak detection and repair, and pressure control; and implementation of federal residential clothes washer standards. | 468 | 2498 | CONSERVATION | C | 43 | COLLIN | 8 | TRINITY | 3 | CONSERVATION | 1 | NO WATER QUALITY IMPROVEMENTS |  | 4134 | 1 | Municipal conservation - basic | 338 | CELINA | C | WUG | MUNICIPAL | 103 | CITY |  | N | 2010 | 2010 | 15575 | 62376 | 105000 | 150861 | 207112 | 232112 | 5000 | 30 | 338 | CELINA | C | WUG | MUNICIPAL | 103 | CITY | C | 43 | COLLIN | 37 | 271 | 693 | 1401 | 2405 | 3077 | N
137 | MUNICIPAL CONSERVATION-BASIC | Municipal conservation - basic | C | 3 | CONSERVATION | 1 | MUNICIPAL CONSERVATION | 1 | NO INFRASTRUCTURE | Includes public and school education; the impact of increasing water prices; water system audit, leak detection and repair, and pressure control; and implementation of federal residential clothes washer standards. | 468 | 2498 | CONSERVATION | C | 43 | COLLIN | 8 | TRINITY | 3 | CONSERVATION | 1 | NO WATER QUALITY IMPROVEMENTS |  | 4135 | 1 | Municipal conservation - basic | 454 | COUNTY-OTHER, COLLIN | C | WUG | MUNICIPAL | 757 | COUNTY-OTHER |  | N | 2010 | 2010 | 0 | 0 | 0 | 0 | 0 | 0 | 0 | 0 | 454 | COUNTY-OTHER, COLLIN | C | WUG | MUNICIPAL | 757 | COUNTY-OTHER | C | 43 | COLLIN | 11 | 36 | 42 | 41 | 39 | 37 | N
137 | MUNICIPAL CONSERVATION-BASIC | Municipal conservation - basic | C | 3 | CONSERVATION | 1 | MUNICIPAL CONSERVATION | 1 | NO INFRASTRUCTURE | Includes public and school education; the impact of increasing water prices; water system audit, leak detection and repair, and pressure control; and implementation of federal residential clothes washer standards. | 468 | 2498 | CONSERVATION | C | 43 | COLLIN | 8 | TRINITY | 3 | CONSERVATION | 1 | NO WATER QUALITY IMPROVEMENTS |  | 4136 | 1 | Municipal conservation - basic | 685 | CULLEOKA WSC | C | WUG | MUNICIPAL | 4083 | UTILITY |  | N | 2010 | 2010 | 0 | 0 | 0 | 0 | 0 | 0 | 0 | 0 | 685 | CULLEOKA WSC | C | WUG | MUNICIPAL | 4083 | UTILITY | C | 43 | COLLIN | 18 | 74 | 103 | 127 | 154 | 185 | N
137 | MUNICIPAL CONSERVATION-BASIC | Municipal conservation - basic | C | 3 | CONSERVATION | 1 | MUNICIPAL CONSERVATION | 1 | NO INFRASTRUCTURE | Includes public and school education; the impact of increasing water prices; water system audit, leak detection and repair, and pressure control; and implementation of federal residential clothes washer standards. | 468 | 2498 | CONSERVATION | C | 43 | COLLIN | 8 | TRINITY | 3 | CONSERVATION | 1 | NO WATER QUALITY IMPROVEMENTS |  | 4137 | 1 | Municipal conservation - basic | 36 | DALLAS | C | BOTH | MUNICIPAL | 151 | CITY |  | N | 2010 | 2010 | 142188 | 158378 | 167880 | 173280 | 176109 | 180250 | 0 | 0 | 36 | DALLAS | C | BOTH | MUNICIPAL | 151 | CITY | C | 43 | COLLIN | 791 | 1180 | 1259 | 1478 | 1661 | 1870 | N
137 | MUNICIPAL CONSERVATION-BASIC | Municipal conservation - basic | C | 3 | CONSERVATION | 1 | MUNICIPAL CONSERVATION | 1 | NO INFRASTRUCTURE | Includes public and school education; the impact of increasing water prices; water system audit, leak detection and repair, and pressure control; and implementation of federal residential clothes washer standards. | 468 | 2498 | CONSERVATION | C | 43 | COLLIN | 8 | TRINITY | 3 | CONSERVATION | 1 | NO WATER QUALITY IMPROVEMENTS |  | 4138 | 1 | Municipal conservation - basic | 696 | DANVILLE WSC | C | WUG | MUNICIPAL | 4086 | UTILITY |  | N | 2010 | 2010 | 0 | 17469 | 21674 | 25986 | 30069 | 34185 | 0 | 0 | 696 | DANVILLE WSC | C | WUG | MUNICIPAL | 4086 | UTILITY | C | 43 | COLLIN | 11 | 68 | 99 | 133 | 172 | 220 | N
137 | MUNICIPAL CONSERVATION-BASIC | Municipal conservation - basic | C | 3 | CONSERVATION | 1 | MUNICIPAL CONSERVATION | 1 | NO INFRASTRUCTURE | Includes public and school education; the impact of increasing water prices; water system audit, leak detection and repair, and pressure control; and implementation of federal residential clothes washer standards. | 468 | 2498 | CONSERVATION | C | 43 | COLLIN | 8 | TRINITY | 3 | CONSERVATION | 1 | NO WATER QUALITY IMPROVEMENTS |  | 4139 | 1 | Municipal conservation - basic | 730 | EAST FORK SUD | C | WUG | MUNICIPAL | 4096 | UTILITY |  | N | 2010 | 2010 | 0 | 0 | 0 | 0 | 0 | 0 | 0 | 0 | 730 | EAST FORK SUD | C | WUG | MUNICIPAL | 4096 | UTILITY | C | 43 | COLLIN | 22 | 60 | 77 | 92 | 105 | 121 | N
137 | MUNICIPAL CONSERVATION-BASIC | Municipal conservation - basic | C | 3 | CONSERVATION | 1 | MUNICIPAL CONSERVATION | 1 | NO INFRASTRUCTURE | Includes public and school education; the impact of increasing water prices; water system audit, leak detection and repair, and pressure control; and implementation of federal residential clothes washer standards. | 468 | 2498 | CONSERVATION | C | 43 | COLLIN | 8 | TRINITY | 3 | CONSERVATION | 1 | NO WATER QUALITY IMPROVEMENTS |  | 4140 | 1 | Municipal conservation - basic | 769 | FAIRVIEW | C | WUG | MUNICIPAL | 772 | CITY |  | N | 2010 | 2010 | 436 | 32503 | 39736 | 50667 | 50667 | 50667 | 5000 | 30 | 769 | FAIRVIEW | C | WUG | MUNICIPAL | 772 | CITY | C | 43 | COLLIN | 29 | 179 | 312 | 469 | 523 | 578 | N
137 | MUNICIPAL CONSERVATION-BASIC | Municipal conservation - basic | C | 3 | CONSERVATION | 1 | MUNICIPAL CONSERVATION | 1 | NO INFRASTRUCTURE | Includes public and school education; the impact of increasing water prices; water system audit, leak detection and repair, and pressure control; and implementation of federal residential clothes washer standards. | 468 | 2498 | CONSERVATION | C | 43 | COLLIN | 8 | TRINITY | 3 | CONSERVATION | 1 | NO WATER QUALITY IMPROVEMENTS |  | 4141 | 1 | Municipal conservation - basic | 774 | FARMERSVILLE | C | WUG | MUNICIPAL | 199 | CITY |  | N | 2010 | 2010 | 0 | 19333 | 27500 | 39167 | 55500 | 70000 | 0 | 0 | 774 | FARMERSVILLE | C | WUG | MUNICIPAL | 199 | CITY | C | 43 | COLLIN | 6 | 59 | 103 | 176 | 290 | 437 | N
137 | MUNICIPAL CONSERVATION-BASIC | Municipal conservation - basic | C | 3 | CONSERVATION | 1 | MUNICIPAL CONSERVATION | 1 | NO INFRASTRUCTURE | Includes public and school education; the impact of increasing water prices; water system audit, leak detection and repair, and pressure control; and implementation of federal residential clothes washer standards. | 468 | 2498 | CONSERVATION | C | 43 | COLLIN | 8 | TRINITY | 3 | CONSERVATION | 1 | NO WATER QUALITY IMPROVEMENTS |  | 4142 | 1 | Municipal conservation - basic | 819 | FRISCO | C | WUG | MUNICIPAL | 221 | CITY |  | N | 2010 | 2010 | 2230 | 387879 | 433887 | 502155 | 551749 | 551749 | 38971 | 30 | 819 | FRISCO | C | WUG | MUNICIPAL | 221 | CITY | C | 43 | COLLIN | 204 | 2376 | 4895 | 6346 | 7595 | 8049 | N
137 | MUNICIPAL CONSERVATION-BASIC | Municipal conservation - basic | C | 3 | CONSERVATION | 1 | MUNICIPAL CONSERVATION | 1 | NO INFRASTRUCTURE | Includes public and school education; the impact of increasing water prices; water system audit, leak detection and repair, and pressure control; and implementation of federal residential clothes washer standards. | 468 | 2498 | CONSERVATION | C | 43 | COLLIN | 8 | TRINITY | 3 | CONSERVATION | 1 | NO WATER QUALITY IMPROVEMENTS |  | 4143 | 1 | Municipal conservation - basic | 938 | HICKORY CREEK SUD | D | WUG | MUNICIPAL | 4203 | UTILITY |  | N | 2020 | 2020 | 213 | 282 | 345 | 408 | 474 | 546 | 0 | 0 | 938 | HICKORY CREEK SUD | D | WUG | MUNICIPAL | 4203 | UTILITY | C | 43 | COLLIN | 0 | 1 | 1 | 2 | 2 | 3 | N
137 | MUNICIPAL CONSERVATION-BASIC | Municipal conservation - basic | C | 3 | CONSERVATION | 1 | MUNICIPAL CONSERVATION | 1 | NO INFRASTRUCTURE | Includes public and school education; the impact of increasing water prices; water system audit, leak detection and repair, and pressure control; and implementation of federal residential clothes washer standards. | 468 | 2498 | CONSERVATION | C | 43 | COLLIN | 8 | TRINITY | 3 | CONSERVATION | 1 | NO WATER QUALITY IMPROVEMENTS |  | 4144 | 1 | Municipal conservation - basic | 1242 | JOSEPHINE | C | WUG | MUNICIPAL | 1031 | CITY |  | N | 2010 | 2010 | 0 | 3648 | 4326 | 5145 | 5926 | 6776 | 0 | 0 | 1242 | JOSEPHINE | C | WUG | MUNICIPAL | 1031 | CITY | C | 43 | COLLIN | 2 | 15 | 22 | 31 | 41 | 52 | N
137 | MUNICIPAL CONSERVATION-BASIC | Municipal conservation - basic | C | 3 | CONSERVATION | 1 | MUNICIPAL CONSERVATION | 1 | NO INFRASTRUCTURE | Includes public and school education; the impact of increasing water prices; water system audit, leak detection and repair, and pressure control; and implementation of federal residential clothes washer standards. | 468 | 2498 | CONSERVATION | C | 43 | COLLIN | 8 | TRINITY | 3 | CONSERVATION | 1 | NO WATER QUALITY IMPROVEMENTS |  | 4145 | 1 | Municipal conservation - basic | 1308 | LAVON WSC | C | WUG | MUNICIPAL | 4230 | UTILITY |  | N | 2010 | 2010 | 0 | 0 | 0 | 0 | 0 | 0 | 0 | 0 | 1308 | LAVON WSC | C | WUG | MUNICIPAL | 4230 | UTILITY | C | 43 | COLLIN | 6 | 49 | 79 | 122 | 183 | 260 | N
137 | MUNICIPAL CONSERVATION-BASIC | Municipal conservation - basic | C | 3 | CONSERVATION | 1 | MUNICIPAL CONSERVATION | 1 | NO INFRASTRUCTURE | Includes public and school education; the impact of increasing water prices; water system audit, leak detection and repair, and pressure control; and implementation of federal residential clothes washer standards. | 468 | 2498 | CONSERVATION | C | 43 | COLLIN | 8 | TRINITY | 3 | CONSERVATION | 1 | NO WATER QUALITY IMPROVEMENTS |  | 4146 | 1 | Municipal conservation - basic | 1604 | LOWRY CROSSING | C | WUG | MUNICIPAL | 1041 | CITY |  | N | 2010 | 2010 | 0 | 6904 | 8199 | 8444 | 8444 | 8444 | 0 | 0 | 1604 | LOWRY CROSSING | C | WUG | MUNICIPAL | 1041 | CITY | C | 43 | COLLIN | 4 | 22 | 33 | 39 | 44 | 48 | N
137 | MUNICIPAL CONSERVATION-BASIC | Municipal conservation - basic | C | 3 | CONSERVATION | 1 | MUNICIPAL CONSERVATION | 1 | NO INFRASTRUCTURE | Includes public and school education; the impact of increasing water prices; water system audit, leak detection and repair, and pressure control; and implementation of federal residential clothes washer standards. | 468 | 2498 | CONSERVATION | C | 43 | COLLIN | 8 | TRINITY | 3 | CONSERVATION | 1 | NO WATER QUALITY IMPROVEMENTS |  | 4147 | 1 | Municipal conservation - basic | 1605 | LUCAS | C | WUG | MUNICIPAL | 718 | CITY |  | N | 2010 | 2010 | 0 | 0 | 0 | 0 | 0 | 0 | 0 | 0 | 1605 | LUCAS | C | WUG | MUNICIPAL | 718 | CITY | C | 43 | COLLIN | 14 | 57 | 84 | 116 | 175 | 254 | N
137 | MUNICIPAL CONSERVATION-BASIC | Municipal conservation - basic | C | 3 | CONSERVATION | 1 | MUNICIPAL CONSERVATION | 1 | NO INFRASTRUCTURE | Includes public and school education; the impact of increasing water prices; water system audit, leak detection and repair, and pressure control; and implementation of federal residential clothes washer standards. | 468 | 2498 | CONSERVATION | C | 43 | COLLIN | 8 | TRINITY | 3 | CONSERVATION | 1 | NO WATER QUALITY IMPROVEMENTS |  | 4148 | 1 | Municipal conservation - basic | 871 | MARILEE SUD | C | WUG | MUNICIPAL | 4146 | UTILITY |  | N | 2010 | 2010 | 0 | 0 | 0 | 0 | 0 | 0 | 0 | 0 | 871 | MARILEE SUD | C | WUG | MUNICIPAL | 4146 | UTILITY | C | 43 | COLLIN | 9 | 42 | 53 | 66 | 82 | 100 | N
137 | MUNICIPAL CONSERVATION-BASIC | Municipal conservation - basic | C | 3 | CONSERVATION | 1 | MUNICIPAL CONSERVATION | 1 | NO INFRASTRUCTURE | Includes public and school education; the impact of increasing water prices; water system audit, leak detection and repair, and pressure control; and implementation of federal residential clothes washer standards. | 468 | 2498 | CONSERVATION | C | 43 | COLLIN | 8 | TRINITY | 3 | CONSERVATION | 1 | NO WATER QUALITY IMPROVEMENTS |  | 4149 | 1 | Municipal conservation - basic | 1817 | MCKINNEY | C | WUG | MUNICIPAL | 379 | CITY |  | N | 2010 | 2010 | 4671 | 691692 | 886546 | 1084326 | 1163787 | 1163787 | 53573 | 30 | 1817 | MCKINNEY | C | WUG | MUNICIPAL | 379 | CITY | C | 43 | COLLIN | 303 | 3347 | 7621 | 10503 | 12257 | 13108 | N
137 | MUNICIPAL CONSERVATION-BASIC | Municipal conservation - basic | C | 3 | CONSERVATION | 1 | MUNICIPAL CONSERVATION | 1 | NO INFRASTRUCTURE | Includes public and school education; the impact of increasing water prices; water system audit, leak detection and repair, and pressure control; and implementation of federal residential clothes washer standards. | 468 | 2498 | CONSERVATION | C | 43 | COLLIN | 8 | TRINITY | 3 | CONSERVATION | 1 | NO WATER QUALITY IMPROVEMENTS |  | 4150 | 1 | Municipal conservation - basic | 1824 | MELISSA | C | WUG | MUNICIPAL | 914 | CITY |  | N | 2010 | 2010 | 436 | 436 | 436 | 0 | 137500 | 146305 | 5000 | 30 | 1824 | MELISSA | C | WUG | MUNICIPAL | 914 | CITY | C | 43 | COLLIN | 12 | 146 | 255 | 401 | 916 | 1151 | N
137 | MUNICIPAL CONSERVATION-BASIC | Municipal conservation - basic | C | 3 | CONSERVATION | 1 | MUNICIPAL CONSERVATION | 1 | NO INFRASTRUCTURE | Includes public and school education; the impact of increasing water prices; water system audit, leak detection and repair, and pressure control; and implementation of federal residential clothes washer standards. | 468 | 2498 | CONSERVATION | C | 43 | COLLIN | 8 | TRINITY | 3 | CONSERVATION | 1 | NO WATER QUALITY IMPROVEMENTS |  | 4151 | 1 | Municipal conservation - basic | 1841 | MILLIGAN WSC | C | WUG | MUNICIPAL | 4257 | UTILITY |  | N | 2010 | 2010 | 0 | 0 | 0 | 0 | 0 | 0 | 0 | 0 | 1841 | MILLIGAN WSC | C | WUG | MUNICIPAL | 4257 | UTILITY | C | 43 | COLLIN | 3 | 11 | 13 | 13 | 13 | 14 | N
137 | MUNICIPAL CONSERVATION-BASIC | Municipal conservation - basic | C | 3 | CONSERVATION | 1 | MUNICIPAL CONSERVATION | 1 | NO INFRASTRUCTURE | Includes public and school education; the impact of increasing water prices; water system audit, leak detection and repair, and pressure control; and implementation of federal residential clothes washer standards. | 468 | 2498 | CONSERVATION | C | 43 | COLLIN | 8 | TRINITY | 3 | CONSERVATION | 1 | NO WATER QUALITY IMPROVEMENTS |  | 4152 | 1 | Municipal conservation - basic | 2092 | MUENSTER | C | WUG | MUNICIPAL | 418 | CITY |  | N | 2010 | 2010 | 0 | 0 | 0 | 5722 | 5994 | 6267 | 0 | 0 | 2092 | MUENSTER | C | WUG | MUNICIPAL | 418 | CITY | C | 49 | COOKE | 3 | 9 | 13 | 23 | 27 | 32 | N
137 | MUNICIPAL CONSERVATION-BASIC | Municipal conservation - basic | C | 3 | CONSERVATION | 1 | MUNICIPAL CONSERVATION | 1 | NO INFRASTRUCTURE | Includes public and school education; the impact of increasing water prices; water system audit, leak detection and repair, and pressure control; and implementation of federal residential clothes washer standards. | 468 | 2498 | CONSERVATION | C | 43 | COLLIN | 8 | TRINITY | 3 | CONSERVATION | 1 | NO WATER QUALITY IMPROVEMENTS |  | 4153 | 1 | Municipal conservation - basic | 2096 | MURPHY | C | WUG | MUNICIPAL | 724 | CITY |  | N | 2010 | 2010 | 0 | 67750 | 67750 | 67750 | 67750 | 67750 | 0 | 0 | 2096 | MURPHY | C | WUG | MUNICIPAL | 724 | CITY | C | 43 | COLLIN | 42 | 367 | 452 | 524 | 595 | 667 | N
137 | MUNICIPAL CONSERVATION-BASIC | Municipal conservation - basic | C | 3 | CONSERVATION | 1 | MUNICIPAL CONSERVATION | 1 | NO INFRASTRUCTURE | Includes public and school education; the impact of increasing water prices; water system audit, leak detection and repair, and pressure control; and implementation of federal residential clothes washer standards. | 468 | 2498 | CONSERVATION | C | 43 | COLLIN | 8 | TRINITY | 3 | CONSERVATION | 1 | NO WATER QUALITY IMPROVEMENTS |  | 4154 | 1 | Municipal conservation - basic | 2107 | NEVADA | C | WUG | MUNICIPAL | 1045 | CITY |  | N | 2010 | 2010 | 0 | 1454 | 1726 | 3359 | 5537 | 13056 | 0 | 0 | 2107 | NEVADA | C | WUG | MUNICIPAL | 1045 | CITY | C | 43 | COLLIN | 1 | 7 | 10 | 25 | 46 | 131 | N
137 | MUNICIPAL CONSERVATION-BASIC | Municipal conservation - basic | C | 3 | CONSERVATION | 1 | MUNICIPAL CONSERVATION | 1 | NO INFRASTRUCTURE | Includes public and school education; the impact of increasing water prices; water system audit, leak detection and repair, and pressure control; and implementation of federal residential clothes washer standards. | 468 | 2498 | CONSERVATION | C | 43 | COLLIN | 8 | TRINITY | 3 | CONSERVATION | 1 | NO WATER QUALITY IMPROVEMENTS |  | 4155 | 1 | Municipal conservation - basic | 2114 | NEW HOPE | C | WUG | MUNICIPAL | 923 | CITY |  | N | 2010 | 2010 | 0 | 3544 | 5722 | 8444 | 12528 | 27500 | 0 | 0 | 2114 | NEW HOPE | C | WUG | MUNICIPAL | 923 | CITY | C | 43 | COLLIN | 2 | 16 | 33 | 57 | 98 | 244 | N
137 | MUNICIPAL CONSERVATION-BASIC | Municipal conservation - basic | C | 3 | CONSERVATION | 1 | MUNICIPAL CONSERVATION | 1 | NO INFRASTRUCTURE | Includes public and school education; the impact of increasing water prices; water system audit, leak detection and repair, and pressure control; and implementation of federal residential clothes washer standards. | 468 | 2498 | CONSERVATION | C | 43 | COLLIN | 8 | TRINITY | 3 | CONSERVATION | 1 | NO WATER QUALITY IMPROVEMENTS |  | 4156 | 1 | Municipal conservation - basic | 2133 | NORTH COLLIN WSC | C | WUG | MUNICIPAL | 4278 | UTILITY |  | N | 2010 | 2010 | 0 | 17999 | 21533 | 25153 | 28737 | 32195 | 0 | 0 | 2133 | NORTH COLLIN WSC | C | WUG | MUNICIPAL | 4278 | UTILITY | C | 43 | COLLIN | 12 | 67 | 95 | 123 | 157 | 196 | N
137 | MUNICIPAL CONSERVATION-BASIC | Municipal conservation - basic | C | 3 | CONSERVATION | 1 | MUNICIPAL CONSERVATION | 1 | NO INFRASTRUCTURE | Includes public and school education; the impact of increasing water prices; water system audit, leak detection and repair, and pressure control; and implementation of federal residential clothes washer standards. | 468 | 2498 | CONSERVATION | C | 43 | COLLIN | 8 | TRINITY | 3 | CONSERVATION | 1 | NO WATER QUALITY IMPROVEMENTS |  | 4157 | 1 | Municipal conservation - basic | 2179 | PARKER | C | WUG | MUNICIPAL | 733 | CITY |  | N | 2010 | 2010 | 0 | 29600 | 41500 | 64000 | 82000 | 102000 | 0 | 0 | 2179 | PARKER | C | WUG | MUNICIPAL | 733 | CITY | C | 43 | COLLIN | 12 | 162 | 292 | 555 | 929 | 1433 | N
137 | MUNICIPAL CONSERVATION-BASIC | Municipal conservation - basic | C | 3 | CONSERVATION | 1 | MUNICIPAL CONSERVATION | 1 | NO INFRASTRUCTURE | Includes public and school education; the impact of increasing water prices; water system audit, leak detection and repair, and pressure control; and implementation of federal residential clothes washer standards. | 468 | 2498 | CONSERVATION | C | 43 | COLLIN | 8 | TRINITY | 3 | CONSERVATION | 1 | NO WATER QUALITY IMPROVEMENTS |  | 4158 | 1 | Municipal conservation - basic | 2208 | PLANO | C | WUG | MUNICIPAL | 472 | CITY |  | N | 2010 | 2010 | 0 | 300352 | 303636 | 305320 | 307004 | 307845 | 0 | 0 | 2208 | PLANO | C | WUG | MUNICIPAL | 472 | CITY | C | 43 | COLLIN | 496 | 2852 | 3769 | 4448 | 5099 | 5751 | N
137 | MUNICIPAL CONSERVATION-BASIC | Municipal conservation - basic | C | 3 | CONSERVATION | 1 | MUNICIPAL CONSERVATION | 1 | NO INFRASTRUCTURE | Includes public and school education; the impact of increasing water prices; water system audit, leak detection and repair, and pressure control; and implementation of federal residential clothes washer standards. | 468 | 2498 | CONSERVATION | C | 43 | COLLIN | 8 | TRINITY | 3 | CONSERVATION | 1 | NO WATER QUALITY IMPROVEMENTS |  | 4159 | 1 | Municipal conservation - basic | 2236 | PRINCETON | C | BOTH | MUNICIPAL | 487 | CITY |  | N | 2010 | 2010 | 0 | 32997 | 46167 | 70000 | 100000 | 125000 | 0 | 0 | 2236 | PRINCETON | C | BOTH | MUNICIPAL | 487 | CITY | C | 43 | COLLIN | 12 | 120 | 215 | 413 | 777 | 1300 | N
137 | MUNICIPAL CONSERVATION-BASIC | Municipal conservation - basic | C | 3 | CONSERVATION | 1 | MUNICIPAL CONSERVATION | 1 | NO INFRASTRUCTURE | Includes public and school education; the impact of increasing water prices; water system audit, leak detection and repair, and pressure control; and implementation of federal residential clothes washer standards. | 468 | 2498 | CONSERVATION | C | 43 | COLLIN | 8 | TRINITY | 3 | CONSERVATION | 1 | NO WATER QUALITY IMPROVEMENTS |  | 4160 | 1 | Municipal conservation - basic | 2239 | PROSPER | C | WUG | MUNICIPAL | 799 | CITY |  | N | 2010 | 2010 | 0 | 30500 | 46500 | 58000 | 80571 | 83333 | 0 | 0 | 2239 | PROSPER | C | WUG | MUNICIPAL | 799 | CITY | C | 43 | COLLIN | 23 | 107 | 308 | 492 | 903 | 1073 | N
137 | MUNICIPAL CONSERVATION-BASIC | Municipal conservation - basic | C | 3 | CONSERVATION | 1 | MUNICIPAL CONSERVATION | 1 | NO INFRASTRUCTURE | Includes public and school education; the impact of increasing water prices; water system audit, leak detection and repair, and pressure control; and implementation of federal residential clothes washer standards. | 468 | 2498 | CONSERVATION | C | 43 | COLLIN | 8 | TRINITY | 3 | CONSERVATION | 1 | NO WATER QUALITY IMPROVEMENTS |  | 4161 | 1 | Municipal conservation - basic | 2264 | RICHARDSON | C | WUG | MUNICIPAL | 498 | CITY |  | N | 2010 | 2010 | 186 | 57411 | 57411 | 57155 | 57155 | 57155 | 0 | 0 | 2264 | RICHARDSON | C | WUG | MUNICIPAL | 498 | CITY | C | 43 | COLLIN | 42 | 410 | 545 | 630 | 713 | 799 | N
137 | MUNICIPAL CONSERVATION-BASIC | Municipal conservation - basic | C | 3 | CONSERVATION | 1 | MUNICIPAL CONSERVATION | 1 | NO INFRASTRUCTURE | Includes public and school education; the impact of increasing water prices; water system audit, leak detection and repair, and pressure control; and implementation of federal residential clothes washer standards. | 468 | 2498 | CONSERVATION | C | 43 | COLLIN | 8 | TRINITY | 3 | CONSERVATION | 1 | NO WATER QUALITY IMPROVEMENTS |  | 4162 | 1 | Municipal conservation - basic | 2311 | SACHSE | C | WUG | MUNICIPAL | 742 | CITY |  | N | 2010 | 2010 | 414 | 16525 | 15526 | 15526 | 15526 | 15526 | 0 | 0 | 2311 | SACHSE | C | WUG | MUNICIPAL | 742 | CITY | C | 43 | COLLIN | 13 | 74 | 102 | 114 | 124 | 136 | N
137 | MUNICIPAL CONSERVATION-BASIC | Municipal conservation - basic | C | 3 | CONSERVATION | 1 | MUNICIPAL CONSERVATION | 1 | NO INFRASTRUCTURE | Includes public and school education; the impact of increasing water prices; water system audit, leak detection and repair, and pressure control; and implementation of federal residential clothes washer standards. | 468 | 2498 | CONSERVATION | C | 43 | COLLIN | 8 | TRINITY | 3 | CONSERVATION | 1 | NO WATER QUALITY IMPROVEMENTS |  | 4163 | 1 | Municipal conservation - basic | 2314 | SAINT PAUL | C | WUG | MUNICIPAL | 1072 | CITY |  | N | 2010 | 2010 | 0 | 7083 | 13889 | 22056 | 26139 | 27500 | 0 | 0 | 2314 | SAINT PAUL | C | WUG | MUNICIPAL | 1072 | CITY | C | 43 | COLLIN | 3 | 24 | 58 | 106 | 140 | 163 | N
137 | MUNICIPAL CONSERVATION-BASIC | Municipal conservation - basic | C | 3 | CONSERVATION | 1 | MUNICIPAL CONSERVATION | 1 | NO INFRASTRUCTURE | Includes public and school education; the impact of increasing water prices; water system audit, leak detection and repair, and pressure control; and implementation of federal residential clothes washer standards. | 468 | 2498 | CONSERVATION | C | 43 | COLLIN | 8 | TRINITY | 3 | CONSERVATION | 1 | NO WATER QUALITY IMPROVEMENTS |  | 4164 | 1 | Municipal conservation - basic | 2376 | SOUTH GRAYSON WSC | C | WUG | MUNICIPAL | 4336 | UTILITY |  | N | 2010 | 2010 | 0 | 0 | 0 | 0 | 0 | 0 | 0 | 0 | 2376 | SOUTH GRAYSON WSC | C | WUG | MUNICIPAL | 4336 | UTILITY | C | 43 | COLLIN | 3 | 10 | 12 | 13 | 14 | 15 | N
137 | MUNICIPAL CONSERVATION-BASIC | Municipal conservation - basic | C | 3 | CONSERVATION | 1 | MUNICIPAL CONSERVATION | 1 | NO INFRASTRUCTURE | Includes public and school education; the impact of increasing water prices; water system audit, leak detection and repair, and pressure control; and implementation of federal residential clothes washer standards. | 468 | 2498 | CONSERVATION | C | 43 | COLLIN | 8 | TRINITY | 3 | CONSERVATION | 1 | NO WATER QUALITY IMPROVEMENTS |  | 4165 | 1 | Municipal conservation - basic | 2606 | WESTON | C | WUG | MUNICIPAL | 1069 | CITY |  | N | 2010 | 2010 | 0 | 11167 | 19333 | 50833 | 77500 | 110000 | 0 | 0 | 2606 | WESTON | C | WUG | MUNICIPAL | 1069 | CITY | C | 43 | COLLIN | 5 | 39 | 92 | 299 | 584 | 1108 | N
137 | MUNICIPAL CONSERVATION-BASIC | Municipal conservation - basic | C | 3 | CONSERVATION | 1 | MUNICIPAL CONSERVATION | 1 | NO INFRASTRUCTURE | Includes public and school education; the impact of increasing water prices; water system audit, leak detection and repair, and pressure control; and implementation of federal residential clothes washer standards. | 468 | 2498 | CONSERVATION | C | 43 | COLLIN | 8 | TRINITY | 3 | CONSERVATION | 1 | NO WATER QUALITY IMPROVEMENTS |  | 4166 | 1 | Municipal conservation - basic | 2650 | WYLIE | C | WUG | MUNICIPAL | 669 | CITY |  | N | 2010 | 2010 | 419 | 227705 | 260590 | 295943 | 295943 | 295943 | 5000 | 30 | 2650 | WYLIE | C | WUG | MUNICIPAL | 669 | CITY | C | 43 | COLLIN | 85 | 528 | 1025 | 1332 | 1431 | 1531 | N
137 | MUNICIPAL CONSERVATION-BASIC | Municipal conservation - basic | C | 3 | CONSERVATION | 1 | MUNICIPAL CONSERVATION | 1 | NO INFRASTRUCTURE | Includes public and school education; the impact of increasing water prices; water system audit, leak detection and repair, and pressure control; and implementation of federal residential clothes washer standards. | 472 | 2394 | CONSERVATION | C | 49 | COOKE | 2 | RED | 3 | CONSERVATION | 1 | NO WATER QUALITY IMPROVEMENTS |  | 5119 | 1 | Municipal conservation - basic | 460 | COUNTY-OTHER, COOKE | C | WUG | MUNICIPAL | 757 | COUNTY-OTHER |  | N | 2010 | 2010 | 0 | 0 | 0 | 0 | 0 | 0 | 0 | 0 | 460 | COUNTY-OTHER, COOKE | C | WUG | MUNICIPAL | 757 | COUNTY-OTHER | C | 49 | COOKE | 3 | 10 | 14 | 15 | 16 | 17 | N
137 | MUNICIPAL CONSERVATION-BASIC | Municipal conservation - basic | C | 3 | CONSERVATION | 1 | MUNICIPAL CONSERVATION | 1 | NO INFRASTRUCTURE | Includes public and school education; the impact of increasing water prices; water system audit, leak detection and repair, and pressure control; and implementation of federal residential clothes washer standards. | 472 | 2394 | CONSERVATION | C | 49 | COOKE | 2 | RED | 3 | CONSERVATION | 1 | NO WATER QUALITY IMPROVEMENTS |  | 5120 | 1 | Municipal conservation - basic | 57 | GAINESVILLE | C | BOTH | MUNICIPAL | 225 | CITY |  | N | 2010 | 2030 | 0 | 0 | 35 | 35 | 35 | 34 | 0 | 0 | 57 | GAINESVILLE | C | BOTH | MUNICIPAL | 225 | CITY | C | 49 | COOKE | 0 | 0 | 0 | 0 | 0 | 0 | N
137 | MUNICIPAL CONSERVATION-BASIC | Municipal conservation - basic | C | 3 | CONSERVATION | 1 | MUNICIPAL CONSERVATION | 1 | NO INFRASTRUCTURE | Includes public and school education; the impact of increasing water prices; water system audit, leak detection and repair, and pressure control; and implementation of federal residential clothes washer standards. | 472 | 2394 | CONSERVATION | C | 49 | COOKE | 2 | RED | 3 | CONSERVATION | 1 | NO WATER QUALITY IMPROVEMENTS |  | 5121 | 1 | Municipal conservation - basic | 2552 | TWO WAY SUD | C | WUG | MUNICIPAL | 4367 | UTILITY |  | N | 2030 | 2030 | 28 | 28 | 28 | 27 | 27 | 26 | 0 | 0 | 2552 | TWO WAY SUD | C | WUG | MUNICIPAL | 4367 | UTILITY | C | 49 | COOKE | 0 | 0 | 1 | 1 | 1 | 1 | N
137 | MUNICIPAL CONSERVATION-BASIC | Municipal conservation - basic | C | 3 | CONSERVATION | 1 | MUNICIPAL CONSERVATION | 1 | NO INFRASTRUCTURE | Includes public and school education; the impact of increasing water prices; water system audit, leak detection and repair, and pressure control; and implementation of federal residential clothes washer standards. | 472 | 2394 | CONSERVATION | C | 49 | COOKE | 2 | RED | 3 | CONSERVATION | 1 | NO WATER QUALITY IMPROVEMENTS |  | 5122 | 1 | Municipal conservation - basic | 2640 | WOODBINE WSC | C | WUG | MUNICIPAL | 4403 | UTILITY |  | N | 2020 | 2020 | 0 | 0 | 0 | 0 | 0 | 0 | 0 | 0 | 2640 | WOODBINE WSC | C | WUG | MUNICIPAL | 4403 | UTILITY | C | 49 | COOKE | 0 | 1 | 1 | 1 | 1 | 1 | N
137 | MUNICIPAL CONSERVATION-BASIC | Municipal conservation - basic | C | 3 | CONSERVATION | 1 | MUNICIPAL CONSERVATION | 1 | NO INFRASTRUCTURE | Includes public and school education; the impact of increasing water prices; water system audit, leak detection and repair, and pressure control; and implementation of federal residential clothes washer standards. | 477 | 2499 | CONSERVATION | C | 49 | COOKE | 8 | TRINITY | 3 | CONSERVATION | 1 | NO WATER QUALITY IMPROVEMENTS |  | 4193 | 1 | Municipal conservation - basic | 271 | BOLIVAR WSC | C | BOTH | MUNICIPAL | 4028 | UTILITY |  | N | 2010 | 2010 | 0 | 0 | 0 | 0 | 0 | 0 | 0 | 0 | 271 | BOLIVAR WSC | C | BOTH | MUNICIPAL | 4028 | UTILITY | C | 49 | COOKE | 3 | 10 | 14 | 15 | 16 | 17 | N
137 | MUNICIPAL CONSERVATION-BASIC | Municipal conservation - basic | C | 3 | CONSERVATION | 1 | MUNICIPAL CONSERVATION | 1 | NO INFRASTRUCTURE | Includes public and school education; the impact of increasing water prices; water system audit, leak detection and repair, and pressure control; and implementation of federal residential clothes washer standards. | 477 | 2499 | CONSERVATION | C | 49 | COOKE | 8 | TRINITY | 3 | CONSERVATION | 1 | NO WATER QUALITY IMPROVEMENTS |  | 4194 | 1 | Municipal conservation - basic | 460 | COUNTY-OTHER, COOKE | C | WUG | MUNICIPAL | 757 | COUNTY-OTHER |  | N | 2010 | 2010 | 0 | 0 | 0 | 0 | 0 | 0 | 0 | 0 | 460 | COUNTY-OTHER, COOKE | C | WUG | MUNICIPAL | 757 | COUNTY-OTHER | C | 49 | COOKE | 14 | 37 | 50 | 54 | 57 | 61 | N
137 | MUNICIPAL CONSERVATION-BASIC | Municipal conservation - basic | C | 3 | CONSERVATION | 1 | MUNICIPAL CONSERVATION | 1 | NO INFRASTRUCTURE | Includes public and school education; the impact of increasing water prices; water system audit, leak detection and repair, and pressure control; and implementation of federal residential clothes washer standards. | 477 | 2499 | CONSERVATION | C | 49 | COOKE | 8 | TRINITY | 3 | CONSERVATION | 1 | NO WATER QUALITY IMPROVEMENTS |  | 4195 | 1 | Municipal conservation - basic | 57 | GAINESVILLE | C | BOTH | MUNICIPAL | 225 | CITY |  | N | 2010 | 2010 | 0 | 0 | 54071 | 59904 | 64571 | 68472 | 0 | 0 | 57 | GAINESVILLE | C | BOTH | MUNICIPAL | 225 | CITY | C | 49 | COOKE | 27 | 94 | 224 | 288 | 359 | 440 | N
137 | MUNICIPAL CONSERVATION-BASIC | Municipal conservation - basic | C | 3 | CONSERVATION | 1 | MUNICIPAL CONSERVATION | 1 | NO INFRASTRUCTURE | Includes public and school education; the impact of increasing water prices; water system audit, leak detection and repair, and pressure control; and implementation of federal residential clothes washer standards. | 477 | 2499 | CONSERVATION | C | 49 | COOKE | 8 | TRINITY | 3 | CONSERVATION | 1 | NO WATER QUALITY IMPROVEMENTS |  | 4196 | 1 | Municipal conservation - basic | 1268 | KIOWA HOMEOWNERS WSC | C | WUG | MUNICIPAL | 4223 | UTILITY |  | N | 2010 | 2010 | 0 | 0 | 0 | 0 | 0 | 0 | 0 | 0 | 1268 | KIOWA HOMEOWNERS WSC | C | WUG | MUNICIPAL | 4223 | UTILITY | C | 49 | COOKE | 6 | 20 | 28 | 31 | 34 | 38 | N
137 | MUNICIPAL CONSERVATION-BASIC | Municipal conservation - basic | C | 3 | CONSERVATION | 1 | MUNICIPAL CONSERVATION | 1 | NO INFRASTRUCTURE | Includes public and school education; the impact of increasing water prices; water system audit, leak detection and repair, and pressure control; and implementation of federal residential clothes washer standards. | 477 | 2499 | CONSERVATION | C | 49 | COOKE | 8 | TRINITY | 3 | CONSERVATION | 1 | NO WATER QUALITY IMPROVEMENTS |  | 4197 | 1 | Municipal conservation - basic | 1327 | LINDSAY | C | WUG | MUNICIPAL | 899 | CITY |  | N | 2010 | 2010 | 0 | 0 | 0 | 0 | 0 | 0 | 0 | 0 | 1327 | LINDSAY | C | WUG | MUNICIPAL | 899 | CITY | C | 49 | COOKE | 2 | 5 | 7 | 8 | 8 | 9 | N
137 | MUNICIPAL CONSERVATION-BASIC | Municipal conservation - basic | C | 3 | CONSERVATION | 1 | MUNICIPAL CONSERVATION | 1 | NO INFRASTRUCTURE | Includes public and school education; the impact of increasing water prices; water system audit, leak detection and repair, and pressure control; and implementation of federal residential clothes washer standards. | 477 | 2499 | CONSERVATION | C | 49 | COOKE | 8 | TRINITY | 3 | CONSERVATION | 1 | NO WATER QUALITY IMPROVEMENTS |  | 4198 | 1 | Municipal conservation - basic | 2560 | VALLEY VIEW | C | WUG | MUNICIPAL | 981 | CITY |  | N | 2010 | 2010 | 0 | 0 | 0 | 0 | 0 | 0 | 0 | 0 | 2560 | VALLEY VIEW | C | WUG | MUNICIPAL | 981 | CITY | C | 49 | COOKE | 3 | 16 | 31 | 46 | 83 | 110 | N
137 | MUNICIPAL CONSERVATION-BASIC | Municipal conservation - basic | C | 3 | CONSERVATION | 1 | MUNICIPAL CONSERVATION | 1 | NO INFRASTRUCTURE | Includes public and school education; the impact of increasing water prices; water system audit, leak detection and repair, and pressure control; and implementation of federal residential clothes washer standards. | 477 | 2499 | CONSERVATION | C | 49 | COOKE | 8 | TRINITY | 3 | CONSERVATION | 1 | NO WATER QUALITY IMPROVEMENTS |  | 4199 | 1 | Municipal conservation - basic | 2640 | WOODBINE WSC | C | WUG | MUNICIPAL | 4403 | UTILITY |  | N | 2010 | 2010 | 0 | 0 | 0 | 0 | 0 | 0 | 0 | 0 | 2640 | WOODBINE WSC | C | WUG | MUNICIPAL | 4403 | UTILITY | C | 49 | COOKE | 8 | 26 | 36 | 42 | 48 | 55 | N
137 | MUNICIPAL CONSERVATION-BASIC | Municipal conservation - basic | C | 3 | CONSERVATION | 1 | MUNICIPAL CONSERVATION | 1 | NO INFRASTRUCTURE | Includes public and school education; the impact of increasing water prices; water system audit, leak detection and repair, and pressure control; and implementation of federal residential clothes washer standards. | 473 | 2500 | CONSERVATION | C | 57 | DALLAS | 8 | TRINITY | 3 | CONSERVATION | 1 | NO WATER QUALITY IMPROVEMENTS |  | 4204 | 1 | Municipal conservation - basic | 166 | ADDISON | C | WUG | MUNICIPAL | 673 | CITY |  | N | 2010 | 2010 | 41500 | 52079 | 56335 | 59301 | 61368 | 62700 | 0 | 0 | 166 | ADDISON | C | WUG | MUNICIPAL | 673 | CITY | C | 57 | DALLAS | 189 | 341 | 465 | 587 | 707 | 826 | N
137 | MUNICIPAL CONSERVATION-BASIC | Municipal conservation - basic | C | 3 | CONSERVATION | 1 | MUNICIPAL CONSERVATION | 1 | NO INFRASTRUCTURE | Includes public and school education; the impact of increasing water prices; water system audit, leak detection and repair, and pressure control; and implementation of federal residential clothes washer standards. | 473 | 2500 | CONSERVATION | C | 57 | DALLAS | 8 | TRINITY | 3 | CONSERVATION | 1 | NO WATER QUALITY IMPROVEMENTS |  | 4205 | 1 | Municipal conservation - basic | 213 | BALCH SPRINGS | C | WUG | MUNICIPAL | 33 | CITY |  | N | 2010 | 2010 | 0 | 0 | 0 | 0 | 0 | 0 | 0 | 0 | 213 | BALCH SPRINGS | C | WUG | MUNICIPAL | 33 | CITY | C | 57 | DALLAS | 32 | 119 | 134 | 150 | 164 | 180 | N
137 | MUNICIPAL CONSERVATION-BASIC | Municipal conservation - basic | C | 3 | CONSERVATION | 1 | MUNICIPAL CONSERVATION | 1 | NO INFRASTRUCTURE | Includes public and school education; the impact of increasing water prices; water system audit, leak detection and repair, and pressure control; and implementation of federal residential clothes washer standards. | 473 | 2500 | CONSERVATION | C | 57 | DALLAS | 8 | TRINITY | 3 | CONSERVATION | 1 | NO WATER QUALITY IMPROVEMENTS |  | 4206 | 1 | Municipal conservation - basic | 332 | CARROLLTON | C | WUG | MUNICIPAL | 98 | CITY |  | N | 2010 | 2010 | 84357 | 84673 | 85257 | 85321 | 85864 | 86557 | 10000 | 30 | 332 | CARROLLTON | C | WUG | MUNICIPAL | 98 | CITY | C | 57 | DALLAS | 314 | 538 | 681 | 778 | 873 | 974 | N
137 | MUNICIPAL CONSERVATION-BASIC | Municipal conservation - basic | C | 3 | CONSERVATION | 1 | MUNICIPAL CONSERVATION | 1 | NO INFRASTRUCTURE | Includes public and school education; the impact of increasing water prices; water system audit, leak detection and repair, and pressure control; and implementation of federal residential clothes washer standards. | 473 | 2500 | CONSERVATION | C | 57 | DALLAS | 8 | TRINITY | 3 | CONSERVATION | 1 | NO WATER QUALITY IMPROVEMENTS |  | 4207 | 1 | Municipal conservation - basic | 24 | CEDAR HILL | C | WUG | MUNICIPAL | 102 | CITY |  | N | 2010 | 2010 | 97005 | 119365 | 128005 | 131543 | 131543 | 131543 | 31256 | 30 | 24 | CEDAR HILL | C | WUG | MUNICIPAL | 102 | CITY | C | 57 | DALLAS | 370 | 947 | 1303 | 1501 | 1644 | 1788 | N
137 | MUNICIPAL CONSERVATION-BASIC | Municipal conservation - basic | C | 3 | CONSERVATION | 1 | MUNICIPAL CONSERVATION | 1 | NO INFRASTRUCTURE | Includes public and school education; the impact of increasing water prices; water system audit, leak detection and repair, and pressure control; and implementation of federal residential clothes washer standards. | 473 | 2500 | CONSERVATION | C | 57 | DALLAS | 8 | TRINITY | 3 | CONSERVATION | 1 | NO WATER QUALITY IMPROVEMENTS |  | 4208 | 1 | Municipal conservation - basic | 376 | COCKRELL HILL | C | WUG | MUNICIPAL | 121 | CITY |  | N | 2010 | 2010 | 0 | 0 | 0 | 0 | 0 | 0 | 0 | 0 | 376 | COCKRELL HILL | C | WUG | MUNICIPAL | 121 | CITY | C | 57 | DALLAS | 6 | 21 | 28 | 32 | 33 | 36 | N
137 | MUNICIPAL CONSERVATION-BASIC | Municipal conservation - basic | C | 3 | CONSERVATION | 1 | MUNICIPAL CONSERVATION | 1 | NO INFRASTRUCTURE | Includes public and school education; the impact of increasing water prices; water system audit, leak detection and repair, and pressure control; and implementation of federal residential clothes washer standards. | 473 | 2500 | CONSERVATION | C | 57 | DALLAS | 8 | TRINITY | 3 | CONSERVATION | 1 | NO WATER QUALITY IMPROVEMENTS |  | 4209 | 1 | Municipal conservation - basic | 389 | COMBINE | C | WUG | MUNICIPAL | 766 | CITY |  | N | 2010 | 2010 | 0 | 0 | 0 | 0 | 0 | 0 | 0 | 0 | 389 | COMBINE | C | WUG | MUNICIPAL | 766 | CITY | C | 57 | DALLAS | 1 | 6 | 8 | 9 | 11 | 13 | N
137 | MUNICIPAL CONSERVATION-BASIC | Municipal conservation - basic | C | 3 | CONSERVATION | 1 | MUNICIPAL CONSERVATION | 1 | NO INFRASTRUCTURE | Includes public and school education; the impact of increasing water prices; water system audit, leak detection and repair, and pressure control; and implementation of federal residential clothes washer standards. | 473 | 2500 | CONSERVATION | C | 57 | DALLAS | 8 | TRINITY | 3 | CONSERVATION | 1 | NO WATER QUALITY IMPROVEMENTS |  | 4210 | 1 | Municipal conservation - basic | 390 | COMBINE WSC | C | WUG | MUNICIPAL | 4066 | UTILITY |  | N | 2010 | 2010 | 0 | 0 | 0 | 0 | 0 | 0 | 0 | 0 | 390 | COMBINE WSC | C | WUG | MUNICIPAL | 4066 | UTILITY | C | 57 | DALLAS | 3 | 10 | 13 | 16 | 20 | 24 | N
137 | MUNICIPAL CONSERVATION-BASIC | Municipal conservation - basic | C | 3 | CONSERVATION | 1 | MUNICIPAL CONSERVATION | 1 | NO INFRASTRUCTURE | Includes public and school education; the impact of increasing water prices; water system audit, leak detection and repair, and pressure control; and implementation of federal residential clothes washer standards. | 473 | 2500 | CONSERVATION | C | 57 | DALLAS | 8 | TRINITY | 3 | CONSERVATION | 1 | NO WATER QUALITY IMPROVEMENTS |  | 4211 | 1 | Municipal conservation - basic | 403 | COPPELL | C | WUG | MUNICIPAL | 133 | CITY |  | N | 2010 | 2010 | 95364 | 95263 | 95177 | 94491 | 94431 | 94381 | 7192 | 30 | 403 | COPPELL | C | WUG | MUNICIPAL | 133 | CITY | C | 57 | DALLAS | 357 | 601 | 735 | 830 | 921 | 1014 | N
137 | MUNICIPAL CONSERVATION-BASIC | Municipal conservation - basic | C | 3 | CONSERVATION | 1 | MUNICIPAL CONSERVATION | 1 | NO INFRASTRUCTURE | Includes public and school education; the impact of increasing water prices; water system audit, leak detection and repair, and pressure control; and implementation of federal residential clothes washer standards. | 473 | 2500 | CONSERVATION | C | 57 | DALLAS | 8 | TRINITY | 3 | CONSERVATION | 1 | NO WATER QUALITY IMPROVEMENTS |  | 4212 | 1 | Municipal conservation - basic | 468 | COUNTY-OTHER, DALLAS | C | WUG | MUNICIPAL | 757 | COUNTY-OTHER |  | N | 2010 | 2010 | 0 | 0 | 0 | 0 | 0 | 0 | 0 | 0 | 468 | COUNTY-OTHER, DALLAS | C | WUG | MUNICIPAL | 757 | COUNTY-OTHER | C | 57 | DALLAS | 1 | 5 | 5 | 5 | 4 | 3 | N
137 | MUNICIPAL CONSERVATION-BASIC | Municipal conservation - basic | C | 3 | CONSERVATION | 1 | MUNICIPAL CONSERVATION | 1 | NO INFRASTRUCTURE | Includes public and school education; the impact of increasing water prices; water system audit, leak detection and repair, and pressure control; and implementation of federal residential clothes washer standards. | 473 | 2500 | CONSERVATION | C | 57 | DALLAS | 8 | TRINITY | 3 | CONSERVATION | 1 | NO WATER QUALITY IMPROVEMENTS |  | 4137 | 1 | Municipal conservation - basic | 36 | DALLAS | C | BOTH | MUNICIPAL | 151 | CITY |  | N | 2010 | 2010 | 3104955 | 3331375 | 3512285 | 3754506 | 4152311 | 4856647 | 0 | 0 | 36 | DALLAS | C | BOTH | MUNICIPAL | 151 | CITY | C | 57 | DALLAS | 17273 | 24814 | 26349 | 32023 | 39164 | 50346 | N
137 | MUNICIPAL CONSERVATION-BASIC | Municipal conservation - basic | C | 3 | CONSERVATION | 1 | MUNICIPAL CONSERVATION | 1 | NO INFRASTRUCTURE | Includes public and school education; the impact of increasing water prices; water system audit, leak detection and repair, and pressure control; and implementation of federal residential clothes washer standards. | 473 | 2500 | CONSERVATION | C | 57 | DALLAS | 8 | TRINITY | 3 | CONSERVATION | 1 | NO WATER QUALITY IMPROVEMENTS |  | 4214 | 1 | Municipal conservation - basic | 701 | DE SOTO | C | WUG | MUNICIPAL | 161 | CITY |  | N | 2010 | 2010 | 209905 | 239229 | 264171 | 287450 | 313656 | 320835 | 0 | 0 | 701 | DE SOTO | C | WUG | MUNICIPAL | 161 | CITY | C | 57 | DALLAS | 310 | 663 | 934 | 1182 | 1473 | 1669 | N
137 | MUNICIPAL CONSERVATION-BASIC | Municipal conservation - basic | C | 3 | CONSERVATION | 1 | MUNICIPAL CONSERVATION | 1 | NO INFRASTRUCTURE | Includes public and school education; the impact of increasing water prices; water system audit, leak detection and repair, and pressure control; and implementation of federal residential clothes washer standards. | 473 | 2500 | CONSERVATION | C | 57 | DALLAS | 8 | TRINITY | 3 | CONSERVATION | 1 | NO WATER QUALITY IMPROVEMENTS |  | 4215 | 1 | Municipal conservation - basic | 724 | DUNCANVILLE | C | WUG | MUNICIPAL | 171 | CITY |  | N | 2010 | 2010 | 172523 | 172523 | 172523 | 172523 | 172523 | 172523 | 0 | 0 | 724 | DUNCANVILLE | C | WUG | MUNICIPAL | 171 | CITY | C | 57 | DALLAS | 358 | 810 | 912 | 968 | 1020 | 1082 | N
137 | MUNICIPAL CONSERVATION-BASIC | Municipal conservation - basic | C | 3 | CONSERVATION | 1 | MUNICIPAL CONSERVATION | 1 | NO INFRASTRUCTURE | Includes public and school education; the impact of increasing water prices; water system audit, leak detection and repair, and pressure control; and implementation of federal residential clothes washer standards. | 473 | 2500 | CONSERVATION | C | 57 | DALLAS | 8 | TRINITY | 3 | CONSERVATION | 1 | NO WATER QUALITY IMPROVEMENTS |  | 4139 | 1 | Municipal conservation - basic | 730 | EAST FORK SUD | C | WUG | MUNICIPAL | 4096 | UTILITY |  | N | 2010 | 2010 | 0 | 0 | 0 | 0 | 0 | 0 | 0 | 0 | 730 | EAST FORK SUD | C | WUG | MUNICIPAL | 4096 | UTILITY | C | 57 | DALLAS | 2 | 6 | 7 | 7 | 8 | 9 | N
137 | MUNICIPAL CONSERVATION-BASIC | Municipal conservation - basic | C | 3 | CONSERVATION | 1 | MUNICIPAL CONSERVATION | 1 | NO INFRASTRUCTURE | Includes public and school education; the impact of increasing water prices; water system audit, leak detection and repair, and pressure control; and implementation of federal residential clothes washer standards. | 473 | 2500 | CONSERVATION | C | 57 | DALLAS | 8 | TRINITY | 3 | CONSERVATION | 1 | NO WATER QUALITY IMPROVEMENTS |  | 4217 | 1 | Municipal conservation - basic | 773 | FARMERS BRANCH | C | WUG | MUNICIPAL | 198 | CITY |  | N | 2010 | 2010 | 157125 | 167334 | 176617 | 184579 | 192250 | 199222 | 5502 | 30 | 773 | FARMERS BRANCH | C | WUG | MUNICIPAL | 198 | CITY | C | 57 | DALLAS | 369 | 747 | 940 | 1114 | 1293 | 1481 | N
137 | MUNICIPAL CONSERVATION-BASIC | Municipal conservation - basic | C | 3 | CONSERVATION | 1 | MUNICIPAL CONSERVATION | 1 | NO INFRASTRUCTURE | Includes public and school education; the impact of increasing water prices; water system audit, leak detection and repair, and pressure control; and implementation of federal residential clothes washer standards. | 473 | 2500 | CONSERVATION | C | 57 | DALLAS | 8 | TRINITY | 3 | CONSERVATION | 1 | NO WATER QUALITY IMPROVEMENTS |  | 4218 | 1 | Municipal conservation - basic | 60 | GARLAND | C | BOTH | MUNICIPAL | 230 | CITY |  | N | 2010 | 2010 | 7066 | 344604 | 346119 | 346583 | 346583 | 346583 | 81051 | 30 | 60 | GARLAND | C | BOTH | MUNICIPAL | 230 | CITY | C | 57 | DALLAS | 340 | 2259 | 3306 | 3667 | 4002 | 4353 | N
137 | MUNICIPAL CONSERVATION-BASIC | Municipal conservation - basic | C | 3 | CONSERVATION | 1 | MUNICIPAL CONSERVATION | 1 | NO INFRASTRUCTURE | Includes public and school education; the impact of increasing water prices; water system audit, leak detection and repair, and pressure control; and implementation of federal residential clothes washer standards. | 473 | 2500 | CONSERVATION | C | 57 | DALLAS | 8 | TRINITY | 3 | CONSERVATION | 1 | NO WATER QUALITY IMPROVEMENTS |  | 4219 | 1 | Municipal conservation - basic | 841 | GLENN HEIGHTS | C | WUG | MUNICIPAL | 697 | CITY |  | N | 2010 | 2010 | 0 | 0 | 0 | 0 | 0 | 0 | 0 | 0 | 841 | GLENN HEIGHTS | C | WUG | MUNICIPAL | 697 | CITY | C | 57 | DALLAS | 16 | 50 | 74 | 89 | 104 | 120 | N
137 | MUNICIPAL CONSERVATION-BASIC | Municipal conservation - basic | C | 3 | CONSERVATION | 1 | MUNICIPAL CONSERVATION | 1 | NO INFRASTRUCTURE | Includes public and school education; the impact of increasing water prices; water system audit, leak detection and repair, and pressure control; and implementation of federal residential clothes washer standards. | 473 | 2500 | CONSERVATION | C | 57 | DALLAS | 8 | TRINITY | 3 | CONSERVATION | 1 | NO WATER QUALITY IMPROVEMENTS |  | 4220 | 1 | Municipal conservation - basic | 853 | GRAND PRAIRIE | C | BOTH | MUNICIPAL | 245 | CITY |  | N | 2010 | 2010 | 472104 | 526039 | 598133 | 664647 | 738621 | 738621 | 10000 | 30 | 853 | GRAND PRAIRIE | C | BOTH | MUNICIPAL | 245 | CITY | C | 57 | DALLAS | 956 | 2246 | 3012 | 3734 | 4563 | 4884 | N
137 | MUNICIPAL CONSERVATION-BASIC | Municipal conservation - basic | C | 3 | CONSERVATION | 1 | MUNICIPAL CONSERVATION | 1 | NO INFRASTRUCTURE | Includes public and school education; the impact of increasing water prices; water system audit, leak detection and repair, and pressure control; and implementation of federal residential clothes washer standards. | 473 | 2500 | CONSERVATION | C | 57 | DALLAS | 8 | TRINITY | 3 | CONSERVATION | 1 | NO WATER QUALITY IMPROVEMENTS |  | 4221 | 1 | Municipal conservation - basic | 943 | HIGHLAND PARK | C | WUG | MUNICIPAL | 276 | CITY |  | N | 2010 | 2010 | 0 | 0 | 0 | 0 | 0 | 0 | 0 | 0 | 943 | HIGHLAND PARK | C | WUG | MUNICIPAL | 276 | CITY | C | 57 | DALLAS | 22 | 61 | 86 | 102 | 117 | 132 | N
137 | MUNICIPAL CONSERVATION-BASIC | Municipal conservation - basic | C | 3 | CONSERVATION | 1 | MUNICIPAL CONSERVATION | 1 | NO INFRASTRUCTURE | Includes public and school education; the impact of increasing water prices; water system audit, leak detection and repair, and pressure control; and implementation of federal residential clothes washer standards. | 473 | 2500 | CONSERVATION | C | 57 | DALLAS | 8 | TRINITY | 3 | CONSERVATION | 1 | NO WATER QUALITY IMPROVEMENTS |  | 4222 | 1 | Municipal conservation - basic | 970 | HUTCHINS | C | WUG | MUNICIPAL | 294 | CITY |  | N | 2010 | 2010 | 8989 | 11167 | 13889 | 17972 | 23417 | 36833 | 0 | 0 | 970 | HUTCHINS | C | WUG | MUNICIPAL | 294 | CITY | C | 57 | DALLAS | 23 | 48 | 75 | 111 | 163 | 299 | N
137 | MUNICIPAL CONSERVATION-BASIC | Municipal conservation - basic | C | 3 | CONSERVATION | 1 | MUNICIPAL CONSERVATION | 1 | NO INFRASTRUCTURE | Includes public and school education; the impact of increasing water prices; water system audit, leak detection and repair, and pressure control; and implementation of federal residential clothes washer standards. | 473 | 2500 | CONSERVATION | C | 57 | DALLAS | 8 | TRINITY | 3 | CONSERVATION | 1 | NO WATER QUALITY IMPROVEMENTS |  | 4223 | 1 | Municipal conservation - basic | 1219 | IRVING | C | WUG | MUNICIPAL | 298 | CITY |  | N | 2010 | 2010 | 321713 | 344312 | 361379 | 373397 | 383131 | 390481 | 10000 | 30 | 1219 | IRVING | C | WUG | MUNICIPAL | 298 | CITY | C | 57 | DALLAS | 1574 | 2856 | 3767 | 4580 | 5378 | 6167 | N
137 | MUNICIPAL CONSERVATION-BASIC | Municipal conservation - basic | C | 3 | CONSERVATION | 1 | MUNICIPAL CONSERVATION | 1 | NO INFRASTRUCTURE | Includes public and school education; the impact of increasing water prices; water system audit, leak detection and repair, and pressure control; and implementation of federal residential clothes washer standards. | 473 | 2500 | CONSERVATION | C | 57 | DALLAS | 8 | TRINITY | 3 | CONSERVATION | 1 | NO WATER QUALITY IMPROVEMENTS |  | 4224 | 1 | Municipal conservation - basic | 1305 | LANCASTER | C | WUG | MUNICIPAL | 345 | CITY |  | N | 2010 | 2010 | 0 | 0 | 0 | 0 | 0 | 0 | 0 | 0 | 1305 | LANCASTER | C | WUG | MUNICIPAL | 345 | CITY | C | 57 | DALLAS | 62 | 281 | 378 | 411 | 442 | 475 | N
137 | MUNICIPAL CONSERVATION-BASIC | Municipal conservation - basic | C | 3 | CONSERVATION | 1 | MUNICIPAL CONSERVATION | 1 | NO INFRASTRUCTURE | Includes public and school education; the impact of increasing water prices; water system audit, leak detection and repair, and pressure control; and implementation of federal residential clothes washer standards. | 473 | 2500 | CONSERVATION | C | 57 | DALLAS | 8 | TRINITY | 3 | CONSERVATION | 1 | NO WATER QUALITY IMPROVEMENTS |  | 4225 | 1 | Municipal conservation - basic | 1832 | MESQUITE | C | WUG | MUNICIPAL | 401 | CITY |  | N | 2010 | 2010 | 5445 | 220448 | 230004 | 233168 | 233445 | 233501 | 62452 | 30 | 1832 | MESQUITE | C | WUG | MUNICIPAL | 401 | CITY | C | 57 | DALLAS | 221 | 1609 | 2478 | 2821 | 3113 | 3402 | N
137 | MUNICIPAL CONSERVATION-BASIC | Municipal conservation - basic | C | 3 | CONSERVATION | 1 | MUNICIPAL CONSERVATION | 1 | NO INFRASTRUCTURE | Includes public and school education; the impact of increasing water prices; water system audit, leak detection and repair, and pressure control; and implementation of federal residential clothes washer standards. | 473 | 2500 | CONSERVATION | C | 57 | DALLAS | 8 | TRINITY | 3 | CONSERVATION | 1 | NO WATER QUALITY IMPROVEMENTS |  | 4226 | 1 | Municipal conservation - basic | 2165 | OVILLA | C | WUG | MUNICIPAL | 729 | CITY |  | N | 2010 | 2010 | 741 | 1257 | 1979 | 3172 | 4619 | 6713 | 0 | 0 | 2165 | OVILLA | C | WUG | MUNICIPAL | 729 | CITY | C | 57 | DALLAS | 2 | 6 | 11 | 21 | 34 | 55 | N
137 | MUNICIPAL CONSERVATION-BASIC | Municipal conservation - basic | C | 3 | CONSERVATION | 1 | MUNICIPAL CONSERVATION | 1 | NO INFRASTRUCTURE | Includes public and school education; the impact of increasing water prices; water system audit, leak detection and repair, and pressure control; and implementation of federal residential clothes washer standards. | 473 | 2500 | CONSERVATION | C | 57 | DALLAS | 8 | TRINITY | 3 | CONSERVATION | 1 | NO WATER QUALITY IMPROVEMENTS |  | 4161 | 1 | Municipal conservation - basic | 2264 | RICHARDSON | C | WUG | MUNICIPAL | 498 | CITY |  | N | 2010 | 2010 | 685 | 138461 | 138461 | 137845 | 137845 | 137845 | 10000 | 30 | 2264 | RICHARDSON | C | WUG | MUNICIPAL | 498 | CITY | C | 57 | DALLAS | 155 | 990 | 1316 | 1520 | 1720 | 1930 | N
137 | MUNICIPAL CONSERVATION-BASIC | Municipal conservation - basic | C | 3 | CONSERVATION | 1 | MUNICIPAL CONSERVATION | 1 | NO INFRASTRUCTURE | Includes public and school education; the impact of increasing water prices; water system audit, leak detection and repair, and pressure control; and implementation of federal residential clothes washer standards. | 473 | 2500 | CONSERVATION | C | 57 | DALLAS | 8 | TRINITY | 3 | CONSERVATION | 1 | NO WATER QUALITY IMPROVEMENTS |  | 4228 | 1 | Municipal conservation - basic | 121 | ROCKETT SUD | C | BOTH | MUNICIPAL | 4325 | UTILITY |  | N | 2010 | 2010 | 0 | 0 | 0 | 0 | 0 | 0 | 0 | 0 | 121 | ROCKETT SUD | C | BOTH | MUNICIPAL | 4325 | UTILITY | C | 57 | DALLAS | 4 | 16 | 22 | 26 | 31 | 38 | N
137 | MUNICIPAL CONSERVATION-BASIC | Municipal conservation - basic | C | 3 | CONSERVATION | 1 | MUNICIPAL CONSERVATION | 1 | NO INFRASTRUCTURE | Includes public and school education; the impact of increasing water prices; water system audit, leak detection and repair, and pressure control; and implementation of federal residential clothes washer standards. | 473 | 2500 | CONSERVATION | C | 57 | DALLAS | 8 | TRINITY | 3 | CONSERVATION | 1 | NO WATER QUALITY IMPROVEMENTS |  | 4229 | 1 | Municipal conservation - basic | 2302 | ROWLETT | C | WUG | MUNICIPAL | 521 | CITY |  | N | 2010 | 2010 | 0 | 107748 | 117679 | 125625 | 132007 | 137148 | 0 | 0 | 2302 | ROWLETT | C | WUG | MUNICIPAL | 521 | CITY | C | 57 | DALLAS | 102 | 592 | 864 | 1085 | 1295 | 1513 | N
137 | MUNICIPAL CONSERVATION-BASIC | Municipal conservation - basic | C | 3 | CONSERVATION | 1 | MUNICIPAL CONSERVATION | 1 | NO INFRASTRUCTURE | Includes public and school education; the impact of increasing water prices; water system audit, leak detection and repair, and pressure control; and implementation of federal residential clothes washer standards. | 473 | 2500 | CONSERVATION | C | 57 | DALLAS | 8 | TRINITY | 3 | CONSERVATION | 1 | NO WATER QUALITY IMPROVEMENTS |  | 4162 | 1 | Municipal conservation - basic | 2311 | SACHSE | C | WUG | MUNICIPAL | 742 | CITY |  | N | 2010 | 2010 | 1314 | 44670 | 49974 | 49974 | 49974 | 49974 | 19826 | 30 | 2311 | SACHSE | C | WUG | MUNICIPAL | 742 | CITY | C | 57 | DALLAS | 36 | 201 | 328 | 363 | 400 | 436 | N
137 | MUNICIPAL CONSERVATION-BASIC | Municipal conservation - basic | C | 3 | CONSERVATION | 1 | MUNICIPAL CONSERVATION | 1 | NO INFRASTRUCTURE | Includes public and school education; the impact of increasing water prices; water system audit, leak detection and repair, and pressure control; and implementation of federal residential clothes washer standards. | 473 | 2500 | CONSERVATION | C | 57 | DALLAS | 8 | TRINITY | 3 | CONSERVATION | 1 | NO WATER QUALITY IMPROVEMENTS |  | 4231 | 1 | Municipal conservation - basic | 2334 | SARDIS-LONE ELM WSC | C | WUG | MUNICIPAL | 4330 | UTILITY |  | N | 2030 | 2030 | 96 | 93 | 91 | 91 | 91 | 91 | 0 | 0 | 2334 | SARDIS-LONE ELM WSC | C | WUG | MUNICIPAL | 4330 | UTILITY | C | 57 | DALLAS | 0 | 0 | 1 | 1 | 1 | 1 | N
137 | MUNICIPAL CONSERVATION-BASIC | Municipal conservation - basic | C | 3 | CONSERVATION | 1 | MUNICIPAL CONSERVATION | 1 | NO INFRASTRUCTURE | Includes public and school education; the impact of increasing water prices; water system audit, leak detection and repair, and pressure control; and implementation of federal residential clothes washer standards. | 473 | 2500 | CONSERVATION | C | 57 | DALLAS | 8 | TRINITY | 3 | CONSERVATION | 1 | NO WATER QUALITY IMPROVEMENTS |  | 4232 | 1 | Municipal conservation - basic | 130 | SEAGOVILLE | C | BOTH | MUNICIPAL | 547 | CITY |  | N | 2010 | 2010 | 34495 | 0 | 0 | 0 | 0 | 0 | 0 | 0 | 130 | SEAGOVILLE | C | BOTH | MUNICIPAL | 547 | CITY | C | 57 | DALLAS | 61 | 73 | 112 | 144 | 174 | 201 | N
137 | MUNICIPAL CONSERVATION-BASIC | Municipal conservation - basic | C | 3 | CONSERVATION | 1 | MUNICIPAL CONSERVATION | 1 | NO INFRASTRUCTURE | Includes public and school education; the impact of increasing water prices; water system audit, leak detection and repair, and pressure control; and implementation of federal residential clothes washer standards. | 473 | 2500 | CONSERVATION | C | 57 | DALLAS | 8 | TRINITY | 3 | CONSERVATION | 1 | NO WATER QUALITY IMPROVEMENTS |  | 4233 | 1 | Municipal conservation - basic | 2498 | SUNNYVALE | C | WUG | MUNICIPAL | 749 | CITY |  | N | 2010 | 2010 | 0 | 19333 | 24778 | 29833 | 34500 | 35200 | 0 | 0 | 2498 | SUNNYVALE | C | WUG | MUNICIPAL | 749 | CITY | C | 57 | DALLAS | 14 | 97 | 157 | 224 | 303 | 348 | N
137 | MUNICIPAL CONSERVATION-BASIC | Municipal conservation - basic | C | 3 | CONSERVATION | 1 | MUNICIPAL CONSERVATION | 1 | NO INFRASTRUCTURE | Includes public and school education; the impact of increasing water prices; water system audit, leak detection and repair, and pressure control; and implementation of federal residential clothes washer standards. | 473 | 2500 | CONSERVATION | C | 57 | DALLAS | 8 | TRINITY | 3 | CONSERVATION | 1 | NO WATER QUALITY IMPROVEMENTS |  | 4234 | 1 | Municipal conservation - basic | 2557 | UNIVERSITY PARK | C | WUG | MUNICIPAL | 615 | CITY |  | N | 2010 | 2010 | 0 | 0 | 0 | 0 | 0 | 0 | 0 | 0 | 2557 | UNIVERSITY PARK | C | WUG | MUNICIPAL | 615 | CITY | C | 57 | DALLAS | 45 | 131 | 184 | 213 | 241 | 270 | N
137 | MUNICIPAL CONSERVATION-BASIC | Municipal conservation - basic | C | 3 | CONSERVATION | 1 | MUNICIPAL CONSERVATION | 1 | NO INFRASTRUCTURE | Includes public and school education; the impact of increasing water prices; water system audit, leak detection and repair, and pressure control; and implementation of federal residential clothes washer standards. | 473 | 2500 | CONSERVATION | C | 57 | DALLAS | 8 | TRINITY | 3 | CONSERVATION | 1 | NO WATER QUALITY IMPROVEMENTS |  | 4235 | 1 | Municipal conservation - basic | 2627 | WILMER | C | WUG | MUNICIPAL | 657 | CITY |  | N | 2010 | 2010 | 0 | 0 | 0 | 0 | 0 | 0 | 0 | 0 | 2627 | WILMER | C | WUG | MUNICIPAL | 657 | CITY | C | 57 | DALLAS | 5 | 19 | 29 | 45 | 90 | 147 | N
137 | MUNICIPAL CONSERVATION-BASIC | Municipal conservation - basic | C | 3 | CONSERVATION | 1 | MUNICIPAL CONSERVATION | 1 | NO INFRASTRUCTURE | Includes public and school education; the impact of increasing water prices; water system audit, leak detection and repair, and pressure control; and implementation of federal residential clothes washer standards. | 473 | 2500 | CONSERVATION | C | 57 | DALLAS | 8 | TRINITY | 3 | CONSERVATION | 1 | NO WATER QUALITY IMPROVEMENTS |  | 4166 | 1 | Municipal conservation - basic | 2650 | WYLIE | C | WUG | MUNICIPAL | 669 | CITY |  | N | 2010 | 2010 | 8 | 4110 | 4526 | 5141 | 5141 | 5141 | 0 | 0 | 2650 | WYLIE | C | WUG | MUNICIPAL | 669 | CITY | C | 57 | DALLAS | 3 | 15 | 20 | 24 | 24 | 27 | N
137 | MUNICIPAL CONSERVATION-BASIC | Municipal conservation - basic | C | 3 | CONSERVATION | 1 | MUNICIPAL CONSERVATION | 1 | NO INFRASTRUCTURE | Includes public and school education; the impact of increasing water prices; water system audit, leak detection and repair, and pressure control; and implementation of federal residential clothes washer standards. | 479 | 2501 | CONSERVATION | C | 61 | DENTON | 8 | TRINITY | 3 | CONSERVATION | 1 | NO WATER QUALITY IMPROVEMENTS |  | 4260 | 1 | Municipal conservation - basic | 198 | ARGYLE | C | WUG | MUNICIPAL | 677 | CITY |  | N | 2010 | 2010 | 10486 | 24601 | 34460 | 38117 | 42158 | 46167 | 0 | 0 | 198 | ARGYLE | C | WUG | MUNICIPAL | 677 | CITY | C | 61 | DENTON | 34 | 135 | 238 | 307 | 386 | 475 | N
137 | MUNICIPAL CONSERVATION-BASIC | Municipal conservation - basic | C | 3 | CONSERVATION | 1 | MUNICIPAL CONSERVATION | 1 | NO INFRASTRUCTURE | Includes public and school education; the impact of increasing water prices; water system audit, leak detection and repair, and pressure control; and implementation of federal residential clothes washer standards. | 479 | 2501 | CONSERVATION | C | 61 | DENTON | 8 | TRINITY | 3 | CONSERVATION | 1 | NO WATER QUALITY IMPROVEMENTS |  | 4261 | 1 | Municipal conservation - basic | 199 | ARGYLE WSC | C | BOTH | MUNICIPAL | 4007 | UTILITY |  | N | 2010 | 2010 | 0 | 0 | 0 | 16644 | 16644 | 16644 | 0 | 0 | 199 | ARGYLE WSC | C | BOTH | MUNICIPAL | 4007 | UTILITY | C | 61 | DENTON | 14 | 38 | 50 | 78 | 90 | 98 | N
137 | MUNICIPAL CONSERVATION-BASIC | Municipal conservation - basic | C | 3 | CONSERVATION | 1 | MUNICIPAL CONSERVATION | 1 | NO INFRASTRUCTURE | Includes public and school education; the impact of increasing water prices; water system audit, leak detection and repair, and pressure control; and implementation of federal residential clothes washer standards. | 479 | 2501 | CONSERVATION | C | 61 | DENTON | 8 | TRINITY | 3 | CONSERVATION | 1 | NO WATER QUALITY IMPROVEMENTS |  | 4262 | 1 | Municipal conservation - basic | 207 | AUBREY | C | WUG | MUNICIPAL | 758 | CITY |  | N | 2010 | 2010 | 0 | 14910 | 0 | 0 | 0 | 0 | 0 | 0 | 207 | AUBREY | C | WUG | MUNICIPAL | 758 | CITY | C | 61 | DENTON | 6 | 48 | 61 | 88 | 126 | 181 | N
137 | MUNICIPAL CONSERVATION-BASIC | Municipal conservation - basic | C | 3 | CONSERVATION | 1 | MUNICIPAL CONSERVATION | 1 | NO INFRASTRUCTURE | Includes public and school education; the impact of increasing water prices; water system audit, leak detection and repair, and pressure control; and implementation of federal residential clothes washer standards. | 479 | 2501 | CONSERVATION | C | 61 | DENTON | 8 | TRINITY | 3 | CONSERVATION | 1 | NO WATER QUALITY IMPROVEMENTS |  | 4263 | 1 | Municipal conservation - basic | 222 | BARTONVILLE | C | WUG | MUNICIPAL | 820 | CITY |  | N | 2010 | 2010 | 4361 | 12528 | 13889 | 13889 | 13889 | 13889 | 0 | 0 | 222 | BARTONVILLE | C | WUG | MUNICIPAL | 820 | CITY | C | 61 | DENTON | 9 | 55 | 71 | 80 | 88 | 97 | N
137 | MUNICIPAL CONSERVATION-BASIC | Municipal conservation - basic | C | 3 | CONSERVATION | 1 | MUNICIPAL CONSERVATION | 1 | NO INFRASTRUCTURE | Includes public and school education; the impact of increasing water prices; water system audit, leak detection and repair, and pressure control; and implementation of federal residential clothes washer standards. | 479 | 2501 | CONSERVATION | C | 61 | DENTON | 8 | TRINITY | 3 | CONSERVATION | 1 | NO WATER QUALITY IMPROVEMENTS |  | 4264 | 1 | Municipal conservation - basic | 223 | BARTONVILLE WSC | C | BOTH | MUNICIPAL | 4010 | UTILITY |  | N | 2010 | 2010 | 0 | 0 | 0 | 0 | 0 | 6332 | 0 | 0 | 223 | BARTONVILLE WSC | C | BOTH | MUNICIPAL | 4010 | UTILITY | C | 61 | DENTON | 5 | 10 | 15 | 18 | 20 | 33 | N
137 | MUNICIPAL CONSERVATION-BASIC | Municipal conservation - basic | C | 3 | CONSERVATION | 1 | MUNICIPAL CONSERVATION | 1 | NO INFRASTRUCTURE | Includes public and school education; the impact of increasing water prices; water system audit, leak detection and repair, and pressure control; and implementation of federal residential clothes washer standards. | 479 | 2501 | CONSERVATION | C | 61 | DENTON | 8 | TRINITY | 3 | CONSERVATION | 1 | NO WATER QUALITY IMPROVEMENTS |  | 4193 | 1 | Municipal conservation - basic | 271 | BOLIVAR WSC | C | BOTH | MUNICIPAL | 4028 | UTILITY |  | N | 2010 | 2010 | 0 | 0 | 0 | 0 | 0 | 0 | 0 | 0 | 271 | BOLIVAR WSC | C | BOTH | MUNICIPAL | 4028 | UTILITY | C | 61 | DENTON | 13 | 50 | 134 | 319 | 551 | 791 | N
137 | MUNICIPAL CONSERVATION-BASIC | Municipal conservation - basic | C | 3 | CONSERVATION | 1 | MUNICIPAL CONSERVATION | 1 | NO INFRASTRUCTURE | Includes public and school education; the impact of increasing water prices; water system audit, leak detection and repair, and pressure control; and implementation of federal residential clothes washer standards. | 479 | 2501 | CONSERVATION | C | 61 | DENTON | 8 | TRINITY | 3 | CONSERVATION | 1 | NO WATER QUALITY IMPROVEMENTS |  | 4206 | 1 | Municipal conservation - basic | 332 | CARROLLTON | C | WUG | MUNICIPAL | 98 | CITY |  | N | 2010 | 2010 | 117765 | 121199 | 126240 | 128829 | 130949 | 131943 | 0 | 0 | 332 | CARROLLTON | C | WUG | MUNICIPAL | 98 | CITY | C | 61 | DENTON | 439 | 770 | 1009 | 1174 | 1332 | 1487 | N
137 | MUNICIPAL CONSERVATION-BASIC | Municipal conservation - basic | C | 3 | CONSERVATION | 1 | MUNICIPAL CONSERVATION | 1 | NO INFRASTRUCTURE | Includes public and school education; the impact of increasing water prices; water system audit, leak detection and repair, and pressure control; and implementation of federal residential clothes washer standards. | 479 | 2501 | CONSERVATION | C | 61 | DENTON | 8 | TRINITY | 3 | CONSERVATION | 1 | NO WATER QUALITY IMPROVEMENTS |  | 4134 | 1 | Municipal conservation - basic | 338 | CELINA | C | WUG | MUNICIPAL | 103 | CITY |  | N | 2020 | 2020 | 0 | 7535 | 12683 | 18222 | 25016 | 28036 | 0 | 0 | 338 | CELINA | C | WUG | MUNICIPAL | 103 | CITY | C | 61 | DENTON | 0 | 45 | 87 | 170 | 290 | 372 | N
137 | MUNICIPAL CONSERVATION-BASIC | Municipal conservation - basic | C | 3 | CONSERVATION | 1 | MUNICIPAL CONSERVATION | 1 | NO INFRASTRUCTURE | Includes public and school education; the impact of increasing water prices; water system audit, leak detection and repair, and pressure control; and implementation of federal residential clothes washer standards. | 479 | 2501 | CONSERVATION | C | 61 | DENTON | 8 | TRINITY | 3 | CONSERVATION | 1 | NO WATER QUALITY IMPROVEMENTS |  | 4211 | 1 | Municipal conservation - basic | 403 | COPPELL | C | WUG | MUNICIPAL | 133 | CITY |  | N | 2010 | 2010 | 989 | 1374 | 1701 | 1965 | 2200 | 2397 | 0 | 0 | 403 | COPPELL | C | WUG | MUNICIPAL | 133 | CITY | C | 61 | DENTON | 4 | 9 | 14 | 19 | 21 | 26 | N
137 | MUNICIPAL CONSERVATION-BASIC | Municipal conservation - basic | C | 3 | CONSERVATION | 1 | MUNICIPAL CONSERVATION | 1 | NO INFRASTRUCTURE | Includes public and school education; the impact of increasing water prices; water system audit, leak detection and repair, and pressure control; and implementation of federal residential clothes washer standards. | 479 | 2501 | CONSERVATION | C | 61 | DENTON | 8 | TRINITY | 3 | CONSERVATION | 1 | NO WATER QUALITY IMPROVEMENTS |  | 4269 | 1 | Municipal conservation - basic | 404 | COPPER CANYON | C | WUG | MUNICIPAL | 849 | CITY |  | N | 2010 | 2010 | 3817 | 4633 | 5450 | 6267 | 7083 | 7900 | 0 | 0 | 404 | COPPER CANYON | C | WUG | MUNICIPAL | 849 | CITY | C | 61 | DENTON | 10 | 20 | 30 | 40 | 51 | 63 | N
137 | MUNICIPAL CONSERVATION-BASIC | Municipal conservation - basic | C | 3 | CONSERVATION | 1 | MUNICIPAL CONSERVATION | 1 | NO INFRASTRUCTURE | Includes public and school education; the impact of increasing water prices; water system audit, leak detection and repair, and pressure control; and implementation of federal residential clothes washer standards. | 479 | 2501 | CONSERVATION | C | 61 | DENTON | 8 | TRINITY | 3 | CONSERVATION | 1 | NO WATER QUALITY IMPROVEMENTS |  | 4270 | 1 | Municipal conservation - basic | 406 | CORINTH | C | WUG | MUNICIPAL | 691 | CITY |  | N | 2010 | 2010 | 53241 | 60167 | 64000 | 67000 | 70000 | 72250 | 0 | 0 | 406 | CORINTH | C | WUG | MUNICIPAL | 691 | CITY | C | 61 | DENTON | 142 | 271 | 366 | 445 | 531 | 616 | N
137 | MUNICIPAL CONSERVATION-BASIC | Municipal conservation - basic | C | 3 | CONSERVATION | 1 | MUNICIPAL CONSERVATION | 1 | NO INFRASTRUCTURE | Includes public and school education; the impact of increasing water prices; water system audit, leak detection and repair, and pressure control; and implementation of federal residential clothes washer standards. | 479 | 2501 | CONSERVATION | C | 61 | DENTON | 8 | TRINITY | 3 | CONSERVATION | 1 | NO WATER QUALITY IMPROVEMENTS |  | 4271 | 1 | Municipal conservation - basic | 472 | COUNTY-OTHER, DENTON | C | WUG | MUNICIPAL | 757 | COUNTY-OTHER |  | N | 2010 | 2010 | 0 | 0 | 0 | 0 | 0 | 0 | 0 | 0 | 472 | COUNTY-OTHER, DENTON | C | WUG | MUNICIPAL | 757 | COUNTY-OTHER | C | 61 | DENTON | 113 | 378 | 543 | 661 | 788 | 929 | N
137 | MUNICIPAL CONSERVATION-BASIC | Municipal conservation - basic | C | 3 | CONSERVATION | 1 | MUNICIPAL CONSERVATION | 1 | NO INFRASTRUCTURE | Includes public and school education; the impact of increasing water prices; water system audit, leak detection and repair, and pressure control; and implementation of federal residential clothes washer standards. | 479 | 2501 | CONSERVATION | C | 61 | DENTON | 8 | TRINITY | 3 | CONSERVATION | 1 | NO WATER QUALITY IMPROVEMENTS |  | 4272 | 1 | Municipal conservation - basic | 677 | CROSS ROADS | C | WUG | MUNICIPAL | 1011 | CITY |  | N | 2010 | 2010 | 4361 | 10622 | 10622 | 10622 | 10622 | 10622 | 0 | 0 | 677 | CROSS ROADS | C | WUG | MUNICIPAL | 1011 | CITY | C | 61 | DENTON | 16 | 55 | 67 | 77 | 88 | 98 | N
137 | MUNICIPAL CONSERVATION-BASIC | Municipal conservation - basic | C | 3 | CONSERVATION | 1 | MUNICIPAL CONSERVATION | 1 | NO INFRASTRUCTURE | Includes public and school education; the impact of increasing water prices; water system audit, leak detection and repair, and pressure control; and implementation of federal residential clothes washer standards. | 479 | 2501 | CONSERVATION | C | 61 | DENTON | 8 | TRINITY | 3 | CONSERVATION | 1 | NO WATER QUALITY IMPROVEMENTS |  | 4137 | 1 | Municipal conservation - basic | 36 | DALLAS | C | BOTH | MUNICIPAL | 151 | CITY |  | N | 2010 | 2010 | 66199 | 70920 | 73216 | 74244 | 74581 | 74513 | 0 | 0 | 36 | DALLAS | C | BOTH | MUNICIPAL | 151 | CITY | C | 61 | DENTON | 363 | 508 | 503 | 570 | 640 | 713 | N
137 | MUNICIPAL CONSERVATION-BASIC | Municipal conservation - basic | C | 3 | CONSERVATION | 1 | MUNICIPAL CONSERVATION | 1 | NO INFRASTRUCTURE | Includes public and school education; the impact of increasing water prices; water system audit, leak detection and repair, and pressure control; and implementation of federal residential clothes washer standards. | 479 | 2501 | CONSERVATION | C | 61 | DENTON | 8 | TRINITY | 3 | CONSERVATION | 1 | NO WATER QUALITY IMPROVEMENTS |  | 4274 | 1 | Municipal conservation - basic | 40 | DENTON | C | BOTH | MUNICIPAL | 159 | CITY |  | N | 2010 | 2010 | 872 | 268347 | 333333 | 402917 | 477218 | 623362 | 10000 | 30 | 40 | DENTON | C | BOTH | MUNICIPAL | 159 | CITY | C | 61 | DENTON | 186 | 1514 | 2651 | 3904 | 5428 | 8290 | N
137 | MUNICIPAL CONSERVATION-BASIC | Municipal conservation - basic | C | 3 | CONSERVATION | 1 | MUNICIPAL CONSERVATION | 1 | NO INFRASTRUCTURE | Includes public and school education; the impact of increasing water prices; water system audit, leak detection and repair, and pressure control; and implementation of federal residential clothes washer standards. | 479 | 2501 | CONSERVATION | C | 61 | DENTON | 8 | TRINITY | 3 | CONSERVATION | 1 | NO WATER QUALITY IMPROVEMENTS |  | 4275 | 1 | Municipal conservation - basic | 707 | DENTON COUNTY FWSD #1A | C | WUG | MUNICIPAL | 4089 | UTILITY |  | N | 2010 | 2010 | 8695 | 13758 | 18519 | 23419 | 28265 | 32727 | 0 | 0 | 707 | DENTON COUNTY FWSD #1A | C | WUG | MUNICIPAL | 4089 | UTILITY | C | 61 | DENTON | 30 | 78 | 127 | 184 | 251 | 330 | N
137 | MUNICIPAL CONSERVATION-BASIC | Municipal conservation - basic | C | 3 | CONSERVATION | 1 | MUNICIPAL CONSERVATION | 1 | NO INFRASTRUCTURE | Includes public and school education; the impact of increasing water prices; water system audit, leak detection and repair, and pressure control; and implementation of federal residential clothes washer standards. | 479 | 2501 | CONSERVATION | C | 61 | DENTON | 8 | TRINITY | 3 | CONSERVATION | 1 | NO WATER QUALITY IMPROVEMENTS |  | 4276 | 1 | Municipal conservation - basic | 719 | DOUBLE OAK | C | WUG | MUNICIPAL | 768 | CITY |  | N | 2010 | 2010 | 8444 | 8444 | 8444 | 8444 | 8444 | 8444 | 0 | 0 | 719 | DOUBLE OAK | C | WUG | MUNICIPAL | 768 | CITY | C | 61 | DENTON | 21 | 37 | 43 | 49 | 55 | 61 | N
137 | MUNICIPAL CONSERVATION-BASIC | Municipal conservation - basic | C | 3 | CONSERVATION | 1 | MUNICIPAL CONSERVATION | 1 | NO INFRASTRUCTURE | Includes public and school education; the impact of increasing water prices; water system audit, leak detection and repair, and pressure control; and implementation of federal residential clothes washer standards. | 479 | 2501 | CONSERVATION | C | 61 | DENTON | 8 | TRINITY | 3 | CONSERVATION | 1 | NO WATER QUALITY IMPROVEMENTS |  | 4277 | 1 | Municipal conservation - basic | 785 | FLOWER MOUND | C | WUG | MUNICIPAL | 204 | CITY |  | N | 2010 | 2010 | 120351 | 129239 | 143000 | 143000 | 143000 | 143000 | 42253 | 30 | 785 | FLOWER MOUND | C | WUG | MUNICIPAL | 204 | CITY | C | 61 | DENTON | 620 | 1399 | 2255 | 2529 | 2795 | 3063 | N
137 | MUNICIPAL CONSERVATION-BASIC | Municipal conservation - basic | C | 3 | CONSERVATION | 1 | MUNICIPAL CONSERVATION | 1 | NO INFRASTRUCTURE | Includes public and school education; the impact of increasing water prices; water system audit, leak detection and repair, and pressure control; and implementation of federal residential clothes washer standards. | 479 | 2501 | CONSERVATION | C | 61 | DENTON | 8 | TRINITY | 3 | CONSERVATION | 1 | NO WATER QUALITY IMPROVEMENTS |  | 4278 | 1 | Municipal conservation - basic | 55 | FORT WORTH | C | BOTH | MUNICIPAL | 213 | CITY |  | N | 2010 | 2010 | 5866 | 36268 | 55784 | 80890 | 114032 | 146148 | 0 | 0 | 55 | FORT WORTH | C | BOTH | MUNICIPAL | 213 | CITY | C | 61 | DENTON | 38 | 389 | 742 | 1226 | 1937 | 2758 | N
137 | MUNICIPAL CONSERVATION-BASIC | Municipal conservation - basic | C | 3 | CONSERVATION | 1 | MUNICIPAL CONSERVATION | 1 | NO INFRASTRUCTURE | Includes public and school education; the impact of increasing water prices; water system audit, leak detection and repair, and pressure control; and implementation of federal residential clothes washer standards. | 479 | 2501 | CONSERVATION | C | 61 | DENTON | 8 | TRINITY | 3 | CONSERVATION | 1 | NO WATER QUALITY IMPROVEMENTS |  | 4142 | 1 | Municipal conservation - basic | 819 | FRISCO | C | WUG | MUNICIPAL | 221 | CITY |  | N | 2010 | 2010 | 1167 | 147127 | 244756 | 306707 | 347168 | 347168 | 0 | 0 | 819 | FRISCO | C | WUG | MUNICIPAL | 221 | CITY | C | 61 | DENTON | 107 | 901 | 2761 | 3876 | 4779 | 5065 | N
137 | MUNICIPAL CONSERVATION-BASIC | Municipal conservation - basic | C | 3 | CONSERVATION | 1 | MUNICIPAL CONSERVATION | 1 | NO INFRASTRUCTURE | Includes public and school education; the impact of increasing water prices; water system audit, leak detection and repair, and pressure control; and implementation of federal residential clothes washer standards. | 479 | 2501 | CONSERVATION | C | 61 | DENTON | 8 | TRINITY | 3 | CONSERVATION | 1 | NO WATER QUALITY IMPROVEMENTS |  | 4280 | 1 | Municipal conservation - basic | 873 | HACKBERRY | C | WUG | MUNICIPAL | 1023 | CITY |  | N | 2010 | 2010 | 0 | 0 | 0 | 0 | 0 | 0 | 0 | 0 | 873 | HACKBERRY | C | WUG | MUNICIPAL | 1023 | CITY | C | 61 | DENTON | 3 | 9 | 14 | 17 | 20 | 21 | N
137 | MUNICIPAL CONSERVATION-BASIC | Municipal conservation - basic | C | 3 | CONSERVATION | 1 | MUNICIPAL CONSERVATION | 1 | NO INFRASTRUCTURE | Includes public and school education; the impact of increasing water prices; water system audit, leak detection and repair, and pressure control; and implementation of federal residential clothes washer standards. | 479 | 2501 | CONSERVATION | C | 61 | DENTON | 8 | TRINITY | 3 | CONSERVATION | 1 | NO WATER QUALITY IMPROVEMENTS |  | 4281 | 1 | Municipal conservation - basic | 927 | HEBRON | C | WUG | MUNICIPAL | 776 | CITY |  | N | 2020 | 2020 | 0 | 1500 | 1500 | 1500 | 1500 | 1500 | 0 | 0 | 927 | HEBRON | C | WUG | MUNICIPAL | 776 | CITY | C | 61 | DENTON | 0 | 5 | 6 | 8 | 8 | 9 | N
137 | MUNICIPAL CONSERVATION-BASIC | Municipal conservation - basic | C | 3 | CONSERVATION | 1 | MUNICIPAL CONSERVATION | 1 | NO INFRASTRUCTURE | Includes public and school education; the impact of increasing water prices; water system audit, leak detection and repair, and pressure control; and implementation of federal residential clothes washer standards. | 479 | 2501 | CONSERVATION | C | 61 | DENTON | 8 | TRINITY | 3 | CONSERVATION | 1 | NO WATER QUALITY IMPROVEMENTS |  | 4282 | 1 | Municipal conservation - basic | 937 | HICKORY CREEK | C | WUG | MUNICIPAL | 704 | CITY |  | N | 2010 | 2010 | 11575 | 15522 | 17972 | 21895 | 21895 | 21895 | 0 | 0 | 937 | HICKORY CREEK | C | WUG | MUNICIPAL | 704 | CITY | C | 61 | DENTON | 24 | 57 | 80 | 110 | 122 | 133 | N
137 | MUNICIPAL CONSERVATION-BASIC | Municipal conservation - basic | C | 3 | CONSERVATION | 1 | MUNICIPAL CONSERVATION | 1 | NO INFRASTRUCTURE | Includes public and school education; the impact of increasing water prices; water system audit, leak detection and repair, and pressure control; and implementation of federal residential clothes washer standards. | 479 | 2501 | CONSERVATION | C | 61 | DENTON | 8 | TRINITY | 3 | CONSERVATION | 1 | NO WATER QUALITY IMPROVEMENTS |  | 4283 | 1 | Municipal conservation - basic | 944 | HIGHLAND VILLAGE | C | WUG | MUNICIPAL | 706 | CITY |  | N | 2010 | 2010 | 436 | 436 | 50746 | 50667 | 50667 | 50667 | 5000 | 30 | 944 | HIGHLAND VILLAGE | C | WUG | MUNICIPAL | 706 | CITY | C | 61 | DENTON | 31 | 98 | 253 | 321 | 356 | 391 | N
137 | MUNICIPAL CONSERVATION-BASIC | Municipal conservation - basic | C | 3 | CONSERVATION | 1 | MUNICIPAL CONSERVATION | 1 | NO INFRASTRUCTURE | Includes public and school education; the impact of increasing water prices; water system audit, leak detection and repair, and pressure control; and implementation of federal residential clothes washer standards. | 479 | 2501 | CONSERVATION | C | 61 | DENTON | 8 | TRINITY | 3 | CONSERVATION | 1 | NO WATER QUALITY IMPROVEMENTS |  | 4284 | 1 | Municipal conservation - basic | 1246 | JUSTIN | C | WUG | MUNICIPAL | 784 | CITY |  | N | 2010 | 2010 | 10156 | 18270 | 25900 | 40142 | 48083 | 52627 | 19324 | 30 | 1246 | JUSTIN | C | WUG | MUNICIPAL | 784 | CITY | C | 61 | DENTON | 23 | 69 | 130 | 235 | 313 | 375 | N
137 | MUNICIPAL CONSERVATION-BASIC | Municipal conservation - basic | C | 3 | CONSERVATION | 1 | MUNICIPAL CONSERVATION | 1 | NO INFRASTRUCTURE | Includes public and school education; the impact of increasing water prices; water system audit, leak detection and repair, and pressure control; and implementation of federal residential clothes washer standards. | 479 | 2501 | CONSERVATION | C | 61 | DENTON | 8 | TRINITY | 3 | CONSERVATION | 1 | NO WATER QUALITY IMPROVEMENTS |  | 4285 | 1 | Municipal conservation - basic | 1274 | KRUGERVILLE | C | WUG | MUNICIPAL | 892 | CITY |  | N | 2010 | 2010 | 0 | 0 | 0 | 0 | 0 | 0 | 0 | 0 | 1274 | KRUGERVILLE | C | WUG | MUNICIPAL | 892 | CITY | C | 61 | DENTON | 3 | 10 | 14 | 20 | 28 | 42 | N
137 | MUNICIPAL CONSERVATION-BASIC | Municipal conservation - basic | C | 3 | CONSERVATION | 1 | MUNICIPAL CONSERVATION | 1 | NO INFRASTRUCTURE | Includes public and school education; the impact of increasing water prices; water system audit, leak detection and repair, and pressure control; and implementation of federal residential clothes washer standards. | 479 | 2501 | CONSERVATION | C | 61 | DENTON | 8 | TRINITY | 3 | CONSERVATION | 1 | NO WATER QUALITY IMPROVEMENTS |  | 4286 | 1 | Municipal conservation - basic | 1275 | KRUM | C | WUG | MUNICIPAL | 785 | CITY |  | N | 2010 | 2010 | 0 | 0 | 0 | 0 | 0 | 0 | 0 | 0 | 1275 | KRUM | C | WUG | MUNICIPAL | 785 | CITY | C | 61 | DENTON | 9 | 25 | 34 | 41 | 49 | 59 | N
137 | MUNICIPAL CONSERVATION-BASIC | Municipal conservation - basic | C | 3 | CONSERVATION | 1 | MUNICIPAL CONSERVATION | 1 | NO INFRASTRUCTURE | Includes public and school education; the impact of increasing water prices; water system audit, leak detection and repair, and pressure control; and implementation of federal residential clothes washer standards. | 479 | 2501 | CONSERVATION | C | 61 | DENTON | 8 | TRINITY | 3 | CONSERVATION | 1 | NO WATER QUALITY IMPROVEMENTS |  | 4287 | 1 | Municipal conservation - basic | 1292 | LAKE DALLAS | C | WUG | MUNICIPAL | 337 | CITY |  | N | 2010 | 2010 | 21789 | 25055 | 27318 | 27318 | 27318 | 27318 | 0 | 0 | 1292 | LAKE DALLAS | C | WUG | MUNICIPAL | 337 | CITY | C | 61 | DENTON | 40 | 84 | 114 | 128 | 142 | 156 | N
137 | MUNICIPAL CONSERVATION-BASIC | Municipal conservation - basic | C | 3 | CONSERVATION | 1 | MUNICIPAL CONSERVATION | 1 | NO INFRASTRUCTURE | Includes public and school education; the impact of increasing water prices; water system audit, leak detection and repair, and pressure control; and implementation of federal residential clothes washer standards. | 479 | 2501 | CONSERVATION | C | 61 | DENTON | 8 | TRINITY | 3 | CONSERVATION | 1 | NO WATER QUALITY IMPROVEMENTS |  | 4288 | 1 | Municipal conservation - basic | 1317 | LEWISVILLE | C | WUG | MUNICIPAL | 355 | CITY |  | N | 2010 | 2010 | 177540 | 192907 | 203374 | 220003 | 243753 | 270644 | 61895 | 30 | 1317 | LEWISVILLE | C | WUG | MUNICIPAL | 355 | CITY | C | 61 | DENTON | 721 | 1422 | 1868 | 2308 | 2878 | 3569 | N
137 | MUNICIPAL CONSERVATION-BASIC | Municipal conservation - basic | C | 3 | CONSERVATION | 1 | MUNICIPAL CONSERVATION | 1 | NO INFRASTRUCTURE | Includes public and school education; the impact of increasing water prices; water system audit, leak detection and repair, and pressure control; and implementation of federal residential clothes washer standards. | 479 | 2501 | CONSERVATION | C | 61 | DENTON | 8 | TRINITY | 3 | CONSERVATION | 1 | NO WATER QUALITY IMPROVEMENTS |  | 4289 | 1 | Municipal conservation - basic | 1323 | LINCOLN PARK | C | WUG | MUNICIPAL | 1018 | CITY |  | N | 2010 | 2010 | 0 | 3642 | 0 | 0 | 0 | 0 | 0 | 0 | 1323 | LINCOLN PARK | C | WUG | MUNICIPAL | 1018 | CITY | C | 61 | DENTON | 1 | 5 | 7 | 9 | 10 | 13 | N
137 | MUNICIPAL CONSERVATION-BASIC | Municipal conservation - basic | C | 3 | CONSERVATION | 1 | MUNICIPAL CONSERVATION | 1 | NO INFRASTRUCTURE | Includes public and school education; the impact of increasing water prices; water system audit, leak detection and repair, and pressure control; and implementation of federal residential clothes washer standards. | 479 | 2501 | CONSERVATION | C | 61 | DENTON | 8 | TRINITY | 3 | CONSERVATION | 1 | NO WATER QUALITY IMPROVEMENTS |  | 4290 | 1 | Municipal conservation - basic | 1328 | LITTLE ELM | C | WUG | MUNICIPAL | 790 | CITY |  | N | 2010 | 2010 | 66603 | 76623 | 87823 | 95649 | 95649 | 95649 | 5000 | 30 | 1328 | LITTLE ELM | C | WUG | MUNICIPAL | 790 | CITY | C | 61 | DENTON | 179 | 371 | 540 | 684 | 753 | 823 | N
137 | MUNICIPAL CONSERVATION-BASIC | Municipal conservation - basic | C | 3 | CONSERVATION | 1 | MUNICIPAL CONSERVATION | 1 | NO INFRASTRUCTURE | Includes public and school education; the impact of increasing water prices; water system audit, leak detection and repair, and pressure control; and implementation of federal residential clothes washer standards. | 479 | 2501 | CONSERVATION | C | 61 | DENTON | 8 | TRINITY | 3 | CONSERVATION | 1 | NO WATER QUALITY IMPROVEMENTS |  | 4291 | 1 | Municipal conservation - basic | 101 | MUSTANG SUD | C | BOTH | MUNICIPAL | 4271 | UTILITY |  | N | 2010 | 2010 | 0 | 0 | 0 | 0 | 0 | 0 | 0 | 0 | 101 | MUSTANG SUD | C | BOTH | MUNICIPAL | 4271 | UTILITY | C | 61 | DENTON | 16 | 64 | 101 | 202 | 315 | 434 | N
137 | MUNICIPAL CONSERVATION-BASIC | Municipal conservation - basic | C | 3 | CONSERVATION | 1 | MUNICIPAL CONSERVATION | 1 | NO INFRASTRUCTURE | Includes public and school education; the impact of increasing water prices; water system audit, leak detection and repair, and pressure control; and implementation of federal residential clothes washer standards. | 479 | 2501 | CONSERVATION | C | 61 | DENTON | 8 | TRINITY | 3 | CONSERVATION | 1 | NO WATER QUALITY IMPROVEMENTS |  | 4292 | 1 | Municipal conservation - basic | 2140 | NORTHLAKE | C | WUG | MUNICIPAL | 1020 | CITY |  | N | 2010 | 2010 | 0 | 0 | 15939 | 29971 | 42349 | 50096 | 0 | 0 | 2140 | NORTHLAKE | C | WUG | MUNICIPAL | 1020 | CITY | C | 61 | DENTON | 3 | 29 | 57 | 125 | 207 | 276 | N
137 | MUNICIPAL CONSERVATION-BASIC | Municipal conservation - basic | C | 3 | CONSERVATION | 1 | MUNICIPAL CONSERVATION | 1 | NO INFRASTRUCTURE | Includes public and school education; the impact of increasing water prices; water system audit, leak detection and repair, and pressure control; and implementation of federal residential clothes washer standards. | 479 | 2501 | CONSERVATION | C | 61 | DENTON | 8 | TRINITY | 3 | CONSERVATION | 1 | NO WATER QUALITY IMPROVEMENTS |  | 4293 | 1 | Municipal conservation - basic | 2148 | OAK POINT | C | WUG | MUNICIPAL | 930 | CITY |  | N | 2010 | 2010 | 436 | 26079 | 37700 | 41550 | 45864 | 50421 | 5000 | 30 | 2148 | OAK POINT | C | WUG | MUNICIPAL | 930 | CITY | C | 61 | DENTON | 9 | 77 | 140 | 177 | 219 | 267 | N
137 | MUNICIPAL CONSERVATION-BASIC | Municipal conservation - basic | C | 3 | CONSERVATION | 1 | MUNICIPAL CONSERVATION | 1 | NO INFRASTRUCTURE | Includes public and school education; the impact of increasing water prices; water system audit, leak detection and repair, and pressure control; and implementation of federal residential clothes washer standards. | 479 | 2501 | CONSERVATION | C | 61 | DENTON | 8 | TRINITY | 3 | CONSERVATION | 1 | NO WATER QUALITY IMPROVEMENTS |  | 4294 | 1 | Municipal conservation - basic | 2198 | PILOT POINT | C | WUG | MUNICIPAL | 465 | CITY |  | N | 2010 | 2010 | 0 | 19516 | 32167 | 0 | 0 | 0 | 0 | 0 | 2198 | PILOT POINT | C | WUG | MUNICIPAL | 465 | CITY | C | 61 | DENTON | 9 | 58 | 122 | 90 | 103 | 117 | N
137 | MUNICIPAL CONSERVATION-BASIC | Municipal conservation - basic | C | 3 | CONSERVATION | 1 | MUNICIPAL CONSERVATION | 1 | NO INFRASTRUCTURE | Includes public and school education; the impact of increasing water prices; water system audit, leak detection and repair, and pressure control; and implementation of federal residential clothes washer standards. | 479 | 2501 | CONSERVATION | C | 61 | DENTON | 8 | TRINITY | 3 | CONSERVATION | 1 | NO WATER QUALITY IMPROVEMENTS |  | 4158 | 1 | Municipal conservation - basic | 2208 | PLANO | C | WUG | MUNICIPAL | 472 | CITY |  | N | 2010 | 2010 | 0 | 8898 | 8864 | 8847 | 8830 | 8821 | 0 | 0 | 2208 | PLANO | C | WUG | MUNICIPAL | 472 | CITY | C | 61 | DENTON | 11 | 102 | 123 | 132 | 148 | 165 | N
137 | MUNICIPAL CONSERVATION-BASIC | Municipal conservation - basic | C | 3 | CONSERVATION | 1 | MUNICIPAL CONSERVATION | 1 | NO INFRASTRUCTURE | Includes public and school education; the impact of increasing water prices; water system audit, leak detection and repair, and pressure control; and implementation of federal residential clothes washer standards. | 479 | 2501 | CONSERVATION | C | 61 | DENTON | 8 | TRINITY | 3 | CONSERVATION | 1 | NO WATER QUALITY IMPROVEMENTS |  | 4296 | 1 | Municipal conservation - basic | 2219 | PONDER | C | WUG | MUNICIPAL | 1021 | CITY |  | N | 2010 | 2010 | 0 | 13889 | 27500 | 41500 | 47333 | 48500 | 0 | 0 | 2219 | PONDER | C | WUG | MUNICIPAL | 1021 | CITY | C | 61 | DENTON | 3 | 47 | 111 | 202 | 262 | 297 | N
137 | MUNICIPAL CONSERVATION-BASIC | Municipal conservation - basic | C | 3 | CONSERVATION | 1 | MUNICIPAL CONSERVATION | 1 | NO INFRASTRUCTURE | Includes public and school education; the impact of increasing water prices; water system audit, leak detection and repair, and pressure control; and implementation of federal residential clothes washer standards. | 479 | 2501 | CONSERVATION | C | 61 | DENTON | 8 | TRINITY | 3 | CONSERVATION | 1 | NO WATER QUALITY IMPROVEMENTS |  | 4160 | 1 | Municipal conservation - basic | 2239 | PROSPER | C | WUG | MUNICIPAL | 799 | CITY |  | N | 2020 | 2020 | 0 | 20333 | 31000 | 42000 | 39429 | 41667 | 0 | 0 | 2239 | PROSPER | C | WUG | MUNICIPAL | 799 | CITY | C | 61 | DENTON | 0 | 133 | 206 | 356 | 442 | 536 | N
137 | MUNICIPAL CONSERVATION-BASIC | Municipal conservation - basic | C | 3 | CONSERVATION | 1 | MUNICIPAL CONSERVATION | 1 | NO INFRASTRUCTURE | Includes public and school education; the impact of increasing water prices; water system audit, leak detection and repair, and pressure control; and implementation of federal residential clothes washer standards. | 479 | 2501 | CONSERVATION | C | 61 | DENTON | 8 | TRINITY | 3 | CONSERVATION | 1 | NO WATER QUALITY IMPROVEMENTS |  | 4298 | 1 | Municipal conservation - basic | 2281 | ROANOKE | C | WUG | MUNICIPAL | 800 | CITY |  | N | 2010 | 2010 | 0 | 27687 | 34873 | 42060 | 54602 | 64296 | 0 | 0 | 2281 | ROANOKE | C | WUG | MUNICIPAL | 800 | CITY | C | 61 | DENTON | 16 | 111 | 182 | 261 | 396 | 538 | N
137 | MUNICIPAL CONSERVATION-BASIC | Municipal conservation - basic | C | 3 | CONSERVATION | 1 | MUNICIPAL CONSERVATION | 1 | NO INFRASTRUCTURE | Includes public and school education; the impact of increasing water prices; water system audit, leak detection and repair, and pressure control; and implementation of federal residential clothes washer standards. | 479 | 2501 | CONSERVATION | C | 61 | DENTON | 8 | TRINITY | 3 | CONSERVATION | 1 | NO WATER QUALITY IMPROVEMENTS |  | 4299 | 1 | Municipal conservation - basic | 2328 | SANGER | C | WUG | MUNICIPAL | 535 | CITY |  | N | 2010 | 2010 | 21375 | 33917 | 46043 | 54100 | 60162 | 62500 | 0 | 0 | 2328 | SANGER | C | WUG | MUNICIPAL | 535 | CITY | C | 61 | DENTON | 41 | 122 | 206 | 274 | 339 | 386 | N
137 | MUNICIPAL CONSERVATION-BASIC | Municipal conservation - basic | C | 3 | CONSERVATION | 1 | MUNICIPAL CONSERVATION | 1 | NO INFRASTRUCTURE | Includes public and school education; the impact of increasing water prices; water system audit, leak detection and repair, and pressure control; and implementation of federal residential clothes washer standards. | 479 | 2501 | CONSERVATION | C | 61 | DENTON | 8 | TRINITY | 3 | CONSERVATION | 1 | NO WATER QUALITY IMPROVEMENTS |  | 4300 | 1 | Municipal conservation - basic | 2348 | SHADY SHORES | C | WUG | MUNICIPAL | 803 | CITY |  | N | 2010 | 2010 | 0 | 9065 | 0 | 0 | 0 | 0 | 0 | 0 | 2348 | SHADY SHORES | C | WUG | MUNICIPAL | 803 | CITY | C | 61 | DENTON | 5 | 28 | 27 | 29 | 31 | 33 | N
137 | MUNICIPAL CONSERVATION-BASIC | Municipal conservation - basic | C | 3 | CONSERVATION | 1 | MUNICIPAL CONSERVATION | 1 | NO INFRASTRUCTURE | Includes public and school education; the impact of increasing water prices; water system audit, leak detection and repair, and pressure control; and implementation of federal residential clothes washer standards. | 479 | 2501 | CONSERVATION | C | 61 | DENTON | 8 | TRINITY | 3 | CONSERVATION | 1 | NO WATER QUALITY IMPROVEMENTS |  | 4301 | 1 | Municipal conservation - basic | 2383 | SOUTHLAKE | C | WUG | MUNICIPAL | 570 | CITY |  | N | 2010 | 2010 | 1885 | 3190 | 3729 | 5717 | 8231 | 8705 | 0 | 0 | 2383 | SOUTHLAKE | C | WUG | MUNICIPAL | 570 | CITY | C | 61 | DENTON | 7 | 20 | 30 | 54 | 89 | 107 | N
137 | MUNICIPAL CONSERVATION-BASIC | Municipal conservation - basic | C | 3 | CONSERVATION | 1 | MUNICIPAL CONSERVATION | 1 | NO INFRASTRUCTURE | Includes public and school education; the impact of increasing water prices; water system audit, leak detection and repair, and pressure control; and implementation of federal residential clothes washer standards. | 479 | 2501 | CONSERVATION | C | 61 | DENTON | 8 | TRINITY | 3 | CONSERVATION | 1 | NO WATER QUALITY IMPROVEMENTS |  | 4302 | 1 | Municipal conservation - basic | 2518 | THE COLONY | C | WUG | MUNICIPAL | 752 | CITY |  | N | 2010 | 2010 | 0 | 0 | 0 | 0 | 0 | 0 | 0 | 0 | 2518 | THE COLONY | C | WUG | MUNICIPAL | 752 | CITY | C | 61 | DENTON | 77 | 299 | 416 | 462 | 505 | 540 | N
137 | MUNICIPAL CONSERVATION-BASIC | Municipal conservation - basic | C | 3 | CONSERVATION | 1 | MUNICIPAL CONSERVATION | 1 | NO INFRASTRUCTURE | Includes public and school education; the impact of increasing water prices; water system audit, leak detection and repair, and pressure control; and implementation of federal residential clothes washer standards. | 479 | 2501 | CONSERVATION | C | 61 | DENTON | 8 | TRINITY | 3 | CONSERVATION | 1 | NO WATER QUALITY IMPROVEMENTS |  | 4303 | 1 | Municipal conservation - basic | 2546 | TROPHY CLUB | C | WUG | MUNICIPAL | 806 | CITY |  | N | 2010 | 2010 | 0 | 25614 | 27992 | 29822 | 31796 | 33770 | 0 | 0 | 2546 | TROPHY CLUB | C | WUG | MUNICIPAL | 806 | CITY | C | 61 | DENTON | 20 | 123 | 174 | 219 | 270 | 325 | N
137 | MUNICIPAL CONSERVATION-BASIC | Municipal conservation - basic | C | 3 | CONSERVATION | 1 | MUNICIPAL CONSERVATION | 1 | NO INFRASTRUCTURE | Includes public and school education; the impact of increasing water prices; water system audit, leak detection and repair, and pressure control; and implementation of federal residential clothes washer standards. | 482 | 2502 | CONSERVATION | C | 70 | ELLIS | 8 | TRINITY | 3 | CONSERVATION | 1 | NO WATER QUALITY IMPROVEMENTS |  | 4334 | 1 | Municipal conservation - basic | 219 | BARDWELL | C | WUG | MUNICIPAL | 999 | CITY |  | N | 2010 | 2010 | 0 | 0 | 0 | 0 | 0 | 0 | 0 | 0 | 219 | BARDWELL | C | WUG | MUNICIPAL | 999 | CITY | C | 70 | ELLIS | 1 | 5 | 9 | 11 | 13 | 16 | N
137 | MUNICIPAL CONSERVATION-BASIC | Municipal conservation - basic | C | 3 | CONSERVATION | 1 | MUNICIPAL CONSERVATION | 1 | NO INFRASTRUCTURE | Includes public and school education; the impact of increasing water prices; water system audit, leak detection and repair, and pressure control; and implementation of federal residential clothes washer standards. | 482 | 2502 | CONSERVATION | C | 70 | ELLIS | 8 | TRINITY | 3 | CONSERVATION | 1 | NO WATER QUALITY IMPROVEMENTS |  | 4335 | 1 | Municipal conservation - basic | 279 | BRANDON-IRENE WSC | G | WUG | MUNICIPAL | 4029 | UTILITY |  | N | 2030 | 2030 | 0 | 0 | 0 | 0 | 0 | 0 | 0 | 0 | 279 | BRANDON-IRENE WSC | G | WUG | MUNICIPAL | 4029 | UTILITY | C | 70 | ELLIS | 0 | 0 | 1 | 1 | 1 | 1 | N
137 | MUNICIPAL CONSERVATION-BASIC | Municipal conservation - basic | C | 3 | CONSERVATION | 1 | MUNICIPAL CONSERVATION | 1 | NO INFRASTRUCTURE | Includes public and school education; the impact of increasing water prices; water system audit, leak detection and repair, and pressure control; and implementation of federal residential clothes washer standards. | 482 | 2502 | CONSERVATION | C | 70 | ELLIS | 8 | TRINITY | 3 | CONSERVATION | 1 | NO WATER QUALITY IMPROVEMENTS |  | 4336 | 1 | Municipal conservation - basic | 308 | BUENA VISTA - BETHEL SUD | C | WUG | MUNICIPAL | 4040 | UTILITY |  | N | 2010 | 2010 | 36891 | 41436 | 46772 | 52833 | 59459 | 68008 | 0 | 0 | 308 | BUENA VISTA - BETHEL SUD | C | WUG | MUNICIPAL | 4040 | UTILITY | C | 70 | ELLIS | 108 | 352 | 475 | 616 | 778 | 963 | N
137 | MUNICIPAL CONSERVATION-BASIC | Municipal conservation - basic | C | 3 | CONSERVATION | 1 | MUNICIPAL CONSERVATION | 1 | NO INFRASTRUCTURE | Includes public and school education; the impact of increasing water prices; water system audit, leak detection and repair, and pressure control; and implementation of federal residential clothes washer standards. | 482 | 2502 | CONSERVATION | C | 70 | ELLIS | 8 | TRINITY | 3 | CONSERVATION | 1 | NO WATER QUALITY IMPROVEMENTS |  | 4207 | 1 | Municipal conservation - basic | 24 | CEDAR HILL | C | WUG | MUNICIPAL | 102 | CITY |  | N | 2010 | 2010 | 103 | 88 | 80 | 79 | 79 | 79 | 0 | 0 | 24 | CEDAR HILL | C | WUG | MUNICIPAL | 102 | CITY | C | 70 | ELLIS | [6 empty] | N | bar: 538 to 558
137 | MUNICIPAL CONSERVATION-BASIC | Municipal conservation - basic | C | 3 | CONSERVATION | 1 | MUNICIPAL CONSERVATION | 1 | NO INFRASTRUCTURE | Includes public and school education; the impact of increasing water prices; water system audit, leak detection and repair, and pressure control; and implementation of federal residential clothes washer standards. | 482 | 2502 | CONSERVATION | C | 70 | ELLIS | 8 | TRINITY | 3 | CONSERVATION | 1 | NO WATER QUALITY IMPROVEMENTS |  | 4338 | 1 | Municipal conservation - basic | 393 | COMMUNITY WATER COMPANY | C | WUG | MUNICIPAL | 4068 | UTILITY |  | N | 2010 | 2010 | 0 | 0 | 0 | 0 | 0 | 0 | 0 | 0 | 393 | COMMUNITY WATER COMPANY | C | WUG | MUNICIPAL | 4068 | UTILITY | C | 70 | ELLIS | 3 | 13 | 11 | 14 | 17 | 22 | N
137 | MUNICIPAL CONSERVATION-BASIC | Municipal conservation - basic | C | 3 | CONSERVATION | 1 | MUNICIPAL CONSERVATION | 1 | NO INFRASTRUCTURE | Includes public and school education; the impact of increasing water prices; water system audit, leak detection and repair, and pressure control; and implementation of federal residential clothes washer standards. | 482 | 2502 | CONSERVATION | C | 70 | ELLIS | 8 | TRINITY | 3 | CONSERVATION | 1 | NO WATER QUALITY IMPROVEMENTS |  | 4339 | 1 | Municipal conservation - basic | 481 | COUNTY-OTHER, ELLIS | C | WUG | MUNICIPAL | 757 | COUNTY-OTHER |  | N | 2010 | 2010 | 0 | 0 | 0 | 0 | 0 | 0 | 0 | 0 | 481 | COUNTY-OTHER, ELLIS | C | WUG | MUNICIPAL | 757 | COUNTY-OTHER | C | 70 | ELLIS | 17 | 54 | 73 | 81 | 87 | 94 | N
137 | MUNICIPAL CONSERVATION-BASIC | Municipal conservation - basic | C | 3 | CONSERVATION | 1 | MUNICIPAL CONSERVATION | 1 | NO INFRASTRUCTURE | Includes public and school education; the impact of increasing water prices; water system audit, leak detection and repair, and pressure control; and implementation of federal residential clothes washer standards. | 482 | 2502 | CONSERVATION | C | 70 | ELLIS | 8 | TRINITY | 3 | CONSERVATION | 1 | NO WATER QUALITY IMPROVEMENTS |  | 4340 | 1 | Municipal conservation - basic | 51 | ENNIS | C | BOTH | MUNICIPAL | 192 | CITY |  | N | 2010 | 2010 | 116591 | 143214 | 169164 | 204488 | 246944 | 295578 | 27821 | 30 | 51 | ENNIS | C | BOTH | MUNICIPAL | 192 | CITY | C | 70 | ELLIS | 150 | 377 | 559 | 775 | 1065 | 1462 | N
137 | MUNICIPAL CONSERVATION-BASIC | Municipal conservation - basic | C | 3 | CONSERVATION | 1 | MUNICIPAL CONSERVATION | 1 | NO INFRASTRUCTURE | Includes public and school education; the impact of increasing water prices; water system audit, leak detection and repair, and pressure control; and implementation of federal residential clothes washer standards. | 482 | 2502 | CONSERVATION | C | 70 | ELLIS | 8 | TRINITY | 3 | CONSERVATION | 1 | NO WATER QUALITY IMPROVEMENTS |  | 4341 | 1 | Municipal conservation - basic | 778 | FERRIS | C | WUG | MUNICIPAL | 201 | CITY |  | N | 2010 | 2010 | 0 | 0 | 0 | 0 | 0 | 0 | 0 | 0 | 778 | FERRIS | C | WUG | MUNICIPAL | 201 | CITY | C | 70 | ELLIS | 4 | 14 | 20 | 25 | 31 | 37 | N
137 | MUNICIPAL CONSERVATION-BASIC | Municipal conservation - basic | C | 3 | CONSERVATION | 1 | MUNICIPAL CONSERVATION | 1 | NO INFRASTRUCTURE | Includes public and school education; the impact of increasing water prices; water system audit, leak detection and repair, and pressure control; and implementation of federal residential clothes washer standards. | 482 | 2502 | CONSERVATION | C | 70 | ELLIS | 8 | TRINITY | 3 | CONSERVATION | 1 | NO WATER QUALITY IMPROVEMENTS |  | 4342 | 1 | Municipal conservation - basic | 779 | FILES VALLEY WSC | G | WUG | MUNICIPAL | 4112 | UTILITY |  | N | 2010 | 2010 | 0 | 0 | 0 | 0 | 0 | 0 | 0 | 0 | 779 | FILES VALLEY WSC | G | WUG | MUNICIPAL | 4112 | UTILITY | C | 70 | ELLIS | 2 | 6 | 9 | 10 | 12 | 14 | N
137 | MUNICIPAL CONSERVATION-BASIC | Municipal conservation - basic | C | 3 | CONSERVATION | 1 | MUNICIPAL CONSERVATION | 1 | NO INFRASTRUCTURE | Includes public and school education; the impact of increasing water prices; water system audit, leak detection and repair, and pressure control; and implementation of federal residential clothes washer standards. | 482 | 2502 | CONSERVATION | C | 70 | ELLIS | 8 | TRINITY | 3 | CONSERVATION | 1 | NO WATER QUALITY IMPROVEMENTS |  | 4219 | 1 | Municipal conservation - basic | 841 | GLENN HEIGHTS | C | WUG | MUNICIPAL | 697 | CITY |  | N | 2010 | 2010 | 0 | 0 | 0 | 0 | 0 | 0 | 0 | 0 | 841 | GLENN HEIGHTS | C | WUG | MUNICIPAL | 697 | CITY | C | 70 | ELLIS | 5 | 21 | 33 | 42 | 54 | 67 | N
137 | MUNICIPAL CONSERVATION-BASIC | Municipal conservation - basic | C | 3 | CONSERVATION | 1 | MUNICIPAL CONSERVATION | 1 | NO INFRASTRUCTURE | Includes public and school education; the impact of increasing water prices; water system audit, leak detection and repair, and pressure control; and implementation of federal residential clothes washer standards. | 482 | 2502 | CONSERVATION | C | 70 | ELLIS | 8 | TRINITY | 3 | CONSERVATION | 1 | NO WATER QUALITY IMPROVEMENTS |  | 4220 | 1 | Municipal conservation - basic | 853 | GRAND PRAIRIE | C | BOTH | MUNICIPAL | 245 | CITY |  | N | 2010 | 2010 | 1530 | 6682 | 16207 | 25465 | 35333 | 35333 | 0 | 0 | 853 | GRAND PRAIRIE | C | BOTH | MUNICIPAL | 245 | CITY | C | 70 | ELLIS | 3 | 29 | 82 | 143 | 218 | 234 | N
137 | MUNICIPAL CONSERVATION-BASIC | Municipal conservation - basic | C | 3 | CONSERVATION | 1 | MUNICIPAL CONSERVATION | 1 | NO INFRASTRUCTURE | Includes public and school education; the impact of increasing water prices; water system audit, leak detection and repair, and pressure control; and implementation of federal residential clothes washer standards. | 482 | 2502 | CONSERVATION | C | 70 | ELLIS | 8 | TRINITY | 3 | CONSERVATION | 1 | NO WATER QUALITY IMPROVEMENTS |  | 4345 | 1 | Municipal conservation - basic | 1220 | ITALY | C | WUG | MUNICIPAL | 299 | CITY |  | N | 2010 | 2010 | 0 | 0 | 0 | 0 | 0 | 0 | 0 | 0 | 1220 | ITALY | C | WUG | MUNICIPAL | 299 | CITY | C | 70 | ELLIS | 4 | 13 | 19 | 23 | 27 | 32 | N
137 | MUNICIPAL CONSERVATION-BASIC | Municipal conservation - basic | C | 3 | CONSERVATION | 1 | MUNICIPAL CONSERVATION | 1 | NO INFRASTRUCTURE | Includes public and school education; the impact of increasing water prices; water system audit, leak detection and repair, and pressure control; and implementation of federal residential clothes washer standards. | 482 | 2502 | CONSERVATION | C | 70 | ELLIS | 8 | TRINITY | 3 | CONSERVATION | 1 | NO WATER QUALITY IMPROVEMENTS |  | 4346 | 1 | Municipal conservation - basic | 1237 | JOHNSON COUNTY SUD | G | WUG | MUNICIPAL | 4216 | UTILITY |  | N | 2020 | 2020 | 0 | 0 | 0 | 0 | 0 | 0 | 0 | 0 | 1237 | JOHNSON COUNTY SUD | G | WUG | MUNICIPAL | 4216 | UTILITY | C | 70 | ELLIS | 0 | 1 | 1 | 1 | 2 | 1 | N
137 | MUNICIPAL CONSERVATION-BASIC | Municipal conservation - basic | C | 3 | CONSERVATION | 1 | MUNICIPAL CONSERVATION | 1 | NO INFRASTRUCTURE | Includes public and school education; the impact of increasing water prices; water system audit, leak detection and repair, and pressure control; and implementation of federal residential clothes washer standards. | 482 | 2502 | CONSERVATION | C | 70 | ELLIS | 8 | TRINITY | 3 | CONSERVATION | 1 | NO WATER QUALITY IMPROVEMENTS |  | 4347 | 1 | Municipal conservation - basic | 94 | MANSFIELD | C | BOTH | MUNICIPAL | 384 | CITY |  | N | 2010 | 2010 | 926 | 3323 | 5954 | 9845 | 13612 | 15901 | 0 | 0 | 94 | MANSFIELD | C | BOTH | MUNICIPAL | 384 | CITY | C | 70 | ELLIS | 15 | 43 | 87 | 156 | 241 | 308 | N
137 | MUNICIPAL CONSERVATION-BASIC | Municipal conservation - basic | C | 3 | CONSERVATION | 1 | MUNICIPAL CONSERVATION | 1 | NO INFRASTRUCTURE | Includes public and school education; the impact of increasing water prices; water system audit, leak detection and repair, and pressure control; and implementation of federal residential clothes washer standards. | 482 | 2502 | CONSERVATION | C | 70 | ELLIS | 8 | TRINITY | 3 | CONSERVATION | 1 | NO WATER QUALITY IMPROVEMENTS |  | 4348 | 1 | Municipal conservation - basic | 1813 | MAYPEARL | C | WUG | MUNICIPAL | 911 | CITY |  | N | 2010 | 2010 | 0 | 3681 | 4361 | 4361 | 4361 | 4361 | 0 | 0 | 1813 | MAYPEARL | C | WUG | MUNICIPAL | 911 | CITY | C | 70 | ELLIS | 2 | 12 | 18 | 20 | 22 | 24 | N
137 | MUNICIPAL CONSERVATION-BASIC | Municipal conservation - basic | C | 3 | CONSERVATION | 1 | MUNICIPAL CONSERVATION | 1 | NO INFRASTRUCTURE | Includes public and school education; the impact of increasing water prices; water system audit, leak detection and repair, and pressure control; and implementation of federal residential clothes washer standards. | 482 | 2502 | CONSERVATION | C | 70 | ELLIS | 8 | TRINITY | 3 | CONSERVATION | 1 | NO WATER QUALITY IMPROVEMENTS |  | 4349 | 1 | Municipal conservation - basic | 98 | MIDLOTHIAN | C | BOTH | MUNICIPAL | 405 | CITY |  | N | 2010 | 2010 | 96518 | 168270 | 212204 | 246478 | 277961 | 309443 | 23236 | 30 | 98 | MIDLOTHIAN | C | BOTH | MUNICIPAL | 405 | CITY | C | 70 | ELLIS | 156 | 591 | 905 | 1198 | 1527 | 1890 | N
137 | MUNICIPAL CONSERVATION-BASIC | Municipal conservation - basic | C | 3 | CONSERVATION | 1 | MUNICIPAL CONSERVATION | 1 | NO INFRASTRUCTURE | Includes public and school education; the impact of increasing water prices; water system audit, leak detection and repair, and pressure control; and implementation of federal residential clothes washer standards. | 482 | 2502 | CONSERVATION | C | 70 | ELLIS | 8 | TRINITY | 3 | CONSERVATION | 1 | NO WATER QUALITY IMPROVEMENTS |  | 4350 | 1 | Municipal conservation - basic | 1838 | MILFORD | C | WUG | MUNICIPAL | 916 | CITY |  | N | 2010 | 2010 | 0 | 0 | 0 | 0 | 0 | 0 | 0 | 0 | 1838 | MILFORD | C | WUG | MUNICIPAL | 916 | CITY | C | 70 | ELLIS | 1 | 4 | 5 | 5 | 6 | 6 | N
137 | MUNICIPAL CONSERVATION-BASIC | Municipal conservation - basic | C | 3 | CONSERVATION | 1 | MUNICIPAL CONSERVATION | 1 | NO INFRASTRUCTURE | Includes public and school education; the impact of increasing water prices; water system audit, leak detection and repair, and pressure control; and implementation of federal residential clothes washer standards. | 482 | 2502 | CONSERVATION | C | 70 | ELLIS | 8 | TRINITY | 3 | CONSERVATION | 1 | NO WATER QUALITY IMPROVEMENTS |  | 4351 | 1 | Municipal conservation - basic | 2090 | MOUNTAIN PEAK SUD | C | WUG | MUNICIPAL | 4269 | UTILITY |  | N | 2010 | 2010 | 18492 | 20719 | 21958 | 25306 | 30545 | 36906 | 0 | 0 | 2090 | MOUNTAIN PEAK SUD | C | WUG | MUNICIPAL | 4269 | UTILITY | C | 70 | ELLIS | 37 | 73 | 96 | 125 | 170 | 231 | N
137 | MUNICIPAL CONSERVATION-BASIC | Municipal conservation - basic | C | 3 | CONSERVATION | 1 | MUNICIPAL CONSERVATION | 1 | NO INFRASTRUCTURE | Includes public and school education; the impact of increasing water prices; water system audit, leak detection and repair, and pressure control; and implementation of federal residential clothes washer standards. | 482 | 2502 | CONSERVATION | C | 70 | ELLIS | 8 | TRINITY | 3 | CONSERVATION | 1 | NO WATER QUALITY IMPROVEMENTS |  | 4352 | 1 | Municipal conservation - basic | 2147 | OAK LEAF | C | WUG | MUNICIPAL | 929 | CITY |  | N | 2010 | 2010 | 4367 | 5107 | 5837 | 6582 | 7415 | 8336 | 0 | 0 | 2147 | OAK LEAF | C | WUG | MUNICIPAL | 929 | CITY | C | 70 | ELLIS | 10 | 20 | 29 | 37 | 47 | 59 | N
137 | MUNICIPAL CONSERVATION-BASIC | Municipal conservation - basic | C | 3 | CONSERVATION | 1 | MUNICIPAL CONSERVATION | 1 | NO INFRASTRUCTURE | Includes public and school education; the impact of increasing water prices; water system audit, leak detection and repair, and pressure control; and implementation of federal residential clothes washer standards. | 482 | 2502 | CONSERVATION | C | 70 | ELLIS | 8 | TRINITY | 3 | CONSERVATION | 1 | NO WATER QUALITY IMPROVEMENTS |  | 4226 | 1 | Municipal conservation - basic | 2165 | OVILLA | C | WUG | MUNICIPAL | 729 | CITY |  | N | 2010 | 2010 | 10018 | 15545 | 20866 | 25513 | 25331 | 25095 | 0 | 0 | 2165 | OVILLA | C | WUG | MUNICIPAL | 729 | CITY | C | 70 | ELLIS | 26 | 72 | 119 | 166 | 186 | 205 | N
137 | MUNICIPAL CONSERVATION-BASIC | Municipal conservation - basic | C | 3 | CONSERVATION | 1 | MUNICIPAL CONSERVATION | 1 | NO INFRASTRUCTURE | Includes public and school education; the impact of increasing water prices; water system audit, leak detection and repair, and pressure control; and implementation of federal residential clothes washer standards. | 482 | 2502 | CONSERVATION | C | 70 | ELLIS | 8 | TRINITY | 3 | CONSERVATION | 1 | NO WATER QUALITY IMPROVEMENTS |  | 4354 | 1 | Municipal conservation - basic | 2172 | PALMER | C | WUG | MUNICIPAL | 731 | CITY |  | N | 2010 | 2010 | 0 | 0 | 0 | 0 | 0 | 0 | 0 | 0 | 2172 | PALMER | C | WUG | MUNICIPAL | 731 | CITY | C | 70 | ELLIS | 4 | 11 | 16 | 18 | 20 | 23 | N
137 | MUNICIPAL CONSERVATION-BASIC | Municipal conservation - basic | C | 3 | CONSERVATION | 1 | MUNICIPAL CONSERVATION | 1 | NO INFRASTRUCTURE | Includes public and school education; the impact of increasing water prices; water system audit, leak detection and repair, and pressure control; and implementation of federal residential clothes washer standards. | 482 | 2502 | CONSERVATION | C | 70 | ELLIS | 8 | TRINITY | 3 | CONSERVATION | 1 | NO WATER QUALITY IMPROVEMENTS |  | 4355 | 1 | Municipal conservation - basic | 2187 | PECAN HILL | C | WUG | MUNICIPAL | 935 | CITY |  | N | 2010 | 2010 | 0 | 0 | 0 | 0 | 0 | 0 | 0 | 0 | 2187 | PECAN HILL | C | WUG | MUNICIPAL | 935 | CITY | C | 70 | ELLIS | 1 | 5 | 7 | 9 | 11 | 13 | N
137 | MUNICIPAL CONSERVATION-BASIC | Municipal conservation - basic | C | 3 | CONSERVATION | 1 | MUNICIPAL CONSERVATION | 1 | NO INFRASTRUCTURE | Includes public and school education; the impact of increasing water prices; water system audit, leak detection and repair, and pressure control; and implementation of federal residential clothes washer standards. | 482 | 2502 | CONSERVATION | C | 70 | ELLIS | 8 | TRINITY | 3 | CONSERVATION | 1 | NO WATER QUALITY IMPROVEMENTS |  | 4356 | 1 | Municipal conservation - basic | 2255 | RED OAK | C | WUG | MUNICIPAL | 737 | CITY |  | N | 2010 | 2010 | 0 | 53167 | 64000 | 67000 | 70000 | 73000 | 0 | 0 | 2255 | RED OAK | C | WUG | MUNICIPAL | 737 | CITY | C | 70 | ELLIS | 27 | 190 | 288 | 354 | 424 | 503 | N
137 | MUNICIPAL CONSERVATION-BASIC | Municipal conservation - basic | C | 3 | CONSERVATION | 1 | MUNICIPAL CONSERVATION | 1 | NO INFRASTRUCTURE | Includes public and school education; the impact of increasing water prices; water system audit, leak detection and repair, and pressure control; and implementation of federal residential clothes washer standards. | 482 | 2502 | CONSERVATION | C | 70 | ELLIS | 8 | TRINITY | 3 | CONSERVATION | 1 | NO WATER QUALITY IMPROVEMENTS |  | 4357 | 1 | Municipal conservation - basic | 2263 | RICE WSC | C | WUG | MUNICIPAL | 4409 | UTILITY |  | N | 2010 | 2010 | 0 | 0 | 0 | 0 | 0 | 0 | 0 | 0 | 2263 | RICE WSC | C | WUG | MUNICIPAL | 4409 | UTILITY | C | 70 | ELLIS | 2 | 7 | 11 | 14 | 17 | 22 | N
137 | MUNICIPAL CONSERVATION-BASIC | Municipal conservation - basic | C | 3 | CONSERVATION | 1 | MUNICIPAL CONSERVATION | 1 | NO INFRASTRUCTURE | Includes public and school education; the impact of increasing water prices; water system audit, leak detection and repair, and pressure control; and implementation of federal residential clothes washer standards. | 482 | 2502 | CONSERVATION | C | 70 | ELLIS | 8 | TRINITY | 3 | CONSERVATION | 1 | NO WATER QUALITY IMPROVEMENTS |  | 4228 | 1 | Municipal conservation - basic | 121 | ROCKETT SUD | C | BOTH | MUNICIPAL | 4325 | UTILITY |  | N | 2010 | 2010 | 0 | 0 | 0 | 0 | 0 | 0 | 0 | 0 | 121 | ROCKETT SUD | C | BOTH | MUNICIPAL | 4325 | UTILITY | C | 70 | ELLIS | 60 | 219 | 349 | 440 | 502 | 531 | N
137 | MUNICIPAL CONSERVATION-BASIC | Municipal conservation - basic | C | 3 | CONSERVATION | 1 | MUNICIPAL CONSERVATION | 1 | NO INFRASTRUCTURE | Includes public and school education; the impact of increasing water prices; water system audit, leak detection and repair, and pressure control; and implementation of federal residential clothes washer standards. | 482 | 2502 | CONSERVATION | C | 70 | ELLIS | 8 | TRINITY | 3 | CONSERVATION | 1 | NO WATER QUALITY IMPROVEMENTS |  | 4231 | 1 | Municipal conservation - basic | 2334 | SARDIS-LONE ELM WSC | C | WUG | MUNICIPAL | 4330 | UTILITY |  | N | 2010 | 2010 | 32154 | 41491 | 50826 | 50826 | 50826 | 50826 | 0 | 0 | 2334 | SARDIS-LONE ELM WSC | C | WUG | MUNICIPAL | 4330 | UTILITY | C | 70 | ELLIS | 77 | 173 | 264 | 297 | 329 | 362 | N
137 | MUNICIPAL CONSERVATION-BASIC | Municipal conservation - basic | C | 3 | CONSERVATION | 1 | MUNICIPAL CONSERVATION | 1 | NO INFRASTRUCTURE | Includes public and school education; the impact of increasing water prices; water system audit, leak detection and repair, and pressure control; and implementation of federal residential clothes washer standards. | 482 | 2502 | CONSERVATION | C | 70 | ELLIS | 8 | TRINITY | 3 | CONSERVATION | 1 | NO WATER QUALITY IMPROVEMENTS |  | 4360 | 1 | Municipal conservation - basic | 154 | WAXAHACHIE | C | BOTH | MUNICIPAL | 633 | CITY |  | N | 2010 | 2010 | 0 | 179256 | 205274 | 245254 | 293409 | 355052 | 0 | 0 | 154 | WAXAHACHIE | C | BOTH | MUNICIPAL | 633 | CITY | C | 70 | ELLIS | 56 | 433 | 769 | 1089 | 1528 | 2134 | N
137 | MUNICIPAL CONSERVATION-BASIC | Municipal conservation - basic | C | 3 | CONSERVATION | 1 | MUNICIPAL CONSERVATION | 1 | NO INFRASTRUCTURE | Includes public and school education; the impact of increasing water prices; water system audit, leak detection and repair, and pressure control; and implementation of federal residential clothes washer standards. | 465 | 2400 | CONSERVATION | C | 74 | FANNIN | 2 | RED | 3 | CONSERVATION | 1 | NO WATER QUALITY IMPROVEMENTS |  | 5123 | 1 | Municipal conservation - basic | 272 | BONHAM | C | WUG | MUNICIPAL | 65 | CITY |  | N | 2010 | 2010 | 0 | 33574 | 41500 | 55500 | 70000 | 80500 | 0 | 0 | 272 | BONHAM | C | WUG | MUNICIPAL | 65 | CITY | C | 74 | FANNIN | 16 | 99 | 163 | 259 | 401 | 555 | N
137 | MUNICIPAL CONSERVATION-BASIC | Municipal conservation - basic | C | 3 | CONSERVATION | 1 | MUNICIPAL CONSERVATION | 1 | NO INFRASTRUCTURE | Includes public and school education; the impact of increasing water prices; water system audit, leak detection and repair, and pressure control; and implementation of federal residential clothes washer standards. | 465 | 2400 | CONSERVATION | C | 74 | FANNIN | 2 | RED | 3 | CONSERVATION | 1 | NO WATER QUALITY IMPROVEMENTS |  | 5124 | 1 | Municipal conservation - basic | 485 | COUNTY-OTHER, FANNIN | C | WUG | MUNICIPAL | 757 | COUNTY-OTHER |  | N | 2010 | 2010 | 0 | 0 | 0 | 0 | 0 | 0 | 0 | 0 | 485 | COUNTY-OTHER, FANNIN | C | WUG | MUNICIPAL | 757 | COUNTY-OTHER | C | 74 | FANNIN | 12 | 40 | 54 | 56 | 57 | 58 | N
137 | MUNICIPAL CONSERVATION-BASIC | Municipal conservation - basic | C | 3 | CONSERVATION | 1 | MUNICIPAL CONSERVATION | 1 | NO INFRASTRUCTURE | Includes public and school education; the impact of increasing water prices; water system audit, leak detection and repair, and pressure control; and implementation of federal residential clothes washer standards. | 465 | 2400 | CONSERVATION | C | 74 | FANNIN | 2 | RED | 3 | CONSERVATION | 1 | NO WATER QUALITY IMPROVEMENTS |  | 5125 | 1 | Municipal conservation - basic | 738 | ECTOR | C | WUG | MUNICIPAL | 1017 | CITY |  | N | 2010 | 2010 | 0 | 0 | 0 | 0 | 0 | 0 | 0 | 0 | 738 | ECTOR | C | WUG | MUNICIPAL | 1017 | CITY | C | 74 | FANNIN | 1 | 4 | 5 | 6 | 6 | 7 | N
137 | MUNICIPAL CONSERVATION-BASIC | Municipal conservation - basic | C | 3 | CONSERVATION | 1 | MUNICIPAL CONSERVATION | 1 | NO INFRASTRUCTURE | Includes public and school education; the impact of increasing water prices; water system audit, leak detection and repair, and pressure control; and implementation of federal residential clothes washer standards. | 465 | 2400 | CONSERVATION | C | 74 | FANNIN | 2 | RED | 3 | CONSERVATION | 1 | NO WATER QUALITY IMPROVEMENTS |  | 5126 | 1 | Municipal conservation - basic | 957 | HONEY GROVE | C | WUG | MUNICIPAL | 283 | CITY |  | N | 2010 | 2010 | 106 | 7541 | 7939 | 8327 | 8818 | 9309 | 5000 | 30 | 957 | HONEY GROVE | C | WUG | MUNICIPAL | 283 | CITY | C | 74 | FANNIN | 1 | 7 | 16 | 21 | 25 | 31 | N
137 | MUNICIPAL CONSERVATION-BASIC | Municipal conservation - basic | C | 3 | CONSERVATION | 1 | MUNICIPAL CONSERVATION | 1 | NO INFRASTRUCTURE | Includes public and school education; the impact of increasing water prices; water system audit, leak detection and repair, and pressure control; and implementation of federal residential clothes washer standards. | 465 | 2400 | CONSERVATION | C | 74 | FANNIN | 2 | RED | 3 | CONSERVATION | 1 | NO WATER QUALITY IMPROVEMENTS |  | 5127 | 1 | Municipal conservation - basic | 2335 | SAVOY | C | WUG | MUNICIPAL | 957 | CITY |  | N | 2010 | 2010 | 0 | 0 | 0 | 0 | 0 | 0 | 0 | 0 | 2335 | SAVOY | C | WUG | MUNICIPAL | 957 | CITY | C | 74 | FANNIN | 1 | 4 | 5 | 6 | 6 | 7 | N
137 | MUNICIPAL CONSERVATION-BASIC | Municipal conservation - basic | C | 3 | CONSERVATION | 1 | MUNICIPAL CONSERVATION | 1 | NO INFRASTRUCTURE | Includes public and school education; the impact of increasing water prices; water system audit, leak detection and repair, and pressure control; and implementation of federal residential clothes washer standards. | 465 | 2400 | CONSERVATION | C | 74 | FANNIN | 2 | RED | 3 | CONSERVATION | 1 | NO WATER QUALITY IMPROVEMENTS |  | 5128 | 1 | Municipal conservation - basic | 2386 | SOUTHWEST FANNIN COUNTY SUD | C | WUG | MUNICIPAL | 4341 | UTILITY |  | N | 2010 | 2010 | 0 | 0 | 0 | 0 | 0 | 0 | 0 | 0 | 2386 | SOUTHWEST FANNIN COUNTY SUD | C | WUG | MUNICIPAL | 4341 | UTILITY | C | 74 | FANNIN | 14 | 42 | 59 | 69 | 79 | 89 | N
137 | MUNICIPAL CONSERVATION-BASIC | Municipal conservation - basic | C | 3 | CONSERVATION | 1 | MUNICIPAL CONSERVATION | 1 | NO INFRASTRUCTURE | Includes public and school education; the impact of increasing water prices; water system audit, leak detection and repair, and pressure control; and implementation of federal residential clothes washer standards. | 465 | 2400 | CONSERVATION | C | 74 | FANNIN | 2 | RED | 3 | CONSERVATION | 1 | NO WATER QUALITY IMPROVEMENTS |  | 5129 | 1 | Municipal conservation - basic | 2618 | WHITEWRIGHT | C | WUG | MUNICIPAL | 652 | CITY |  | N | 2020 | 2020 | 0 | 79 | 89 | 97 | 105 | 113 | 0 | 0 | 2618 | WHITEWRIGHT | C | WUG | MUNICIPAL | 652 | CITY | C | 74 | FANNIN | 0 | 2 | 3 | 4 | 5 | 6 | N
137 | MUNICIPAL CONSERVATION-BASIC | Municipal conservation - basic | C | 3 | CONSERVATION | 1 | MUNICIPAL CONSERVATION | 1 | NO INFRASTRUCTURE | Includes public and school education; the impact of increasing water prices; water system audit, leak detection and repair, and pressure control; and implementation of federal residential clothes washer standards. | 464 | 2427 | CONSERVATION | C | 74 | FANNIN | 3 | SULPHUR | 3 | CONSERVATION | 1 | NO WATER QUALITY IMPROVEMENTS |  | 4990 | 1 | Municipal conservation - basic | 485 | COUNTY-OTHER, FANNIN | C | WUG | MUNICIPAL | 757 | COUNTY-OTHER |  | N | 2010 | 2010 | 0 | 0 | 0 | 0 | 0 | 0 | 0 | 0 | 485 | COUNTY-OTHER, FANNIN | C | WUG | MUNICIPAL | 757 | COUNTY-OTHER | C | 74 | FANNIN | 2 | 6 | 9 | 9 | 9 | 9 | N
137 | MUNICIPAL CONSERVATION-BASIC | Municipal conservation - basic | C | 3 | CONSERVATION | 1 | MUNICIPAL CONSERVATION | 1 | NO INFRASTRUCTURE | Includes public and school education; the impact of increasing water prices; water system audit, leak detection and repair, and pressure control; and implementation of federal residential clothes washer standards. | 464 | 2427 | CONSERVATION | C | 74 | FANNIN | 3 | SULPHUR | 3 | CONSERVATION | 1 | NO WATER QUALITY IMPROVEMENTS |  | 4991 | 1 | Municipal conservation - basic | 938 | HICKORY CREEK SUD | D | WUG | MUNICIPAL | 4203 | UTILITY |  | N | 2010 | 2010 | 291 | 321 | 342 | 357 | 372 | 390 | 0 | 0 | 938 | HICKORY CREEK SUD | D | WUG | MUNICIPAL | 4203 | UTILITY | C | 74 | FANNIN | 1 | 1 | 1 | 2 | 2 | 2 | N
137 | MUNICIPAL CONSERVATION-BASIC | Municipal conservation - basic | C | 3 | CONSERVATION | 1 | MUNICIPAL CONSERVATION | 1 | NO INFRASTRUCTURE | Includes public and school education; the impact of increasing water prices; water system audit, leak detection and repair, and pressure control; and implementation of federal residential clothes washer standards. | 464 | 2427 | CONSERVATION | C | 74 | FANNIN | 3 | SULPHUR | 3 | CONSERVATION | 1 | NO WATER QUALITY IMPROVEMENTS |  | 4992 | 1 | Municipal conservation - basic | 957 | HONEY GROVE | C | WUG | MUNICIPAL | 283 | CITY |  | N | 2010 | 2010 | 330 | 23601 | 24830 | 26039 | 27582 | 29124 | 0 | 0 | 957 | HONEY GROVE | C | WUG | MUNICIPAL | 283 | CITY | C | 74 | FANNIN | 2 | 23 | 51 | 64 | 80 | 96 | N
137 | MUNICIPAL CONSERVATION-BASIC | Municipal conservation - basic | C | 3 | CONSERVATION | 1 | MUNICIPAL CONSERVATION | 1 | NO INFRASTRUCTURE | Includes public and school education; the impact of increasing water prices; water system audit, leak detection and repair, and pressure control; and implementation of federal residential clothes washer standards. | 464 | 2427 | CONSERVATION | C | 74 | FANNIN | 3 | SULPHUR | 3 | CONSERVATION | 1 | NO WATER QUALITY IMPROVEMENTS |  | 4993 | 1 | Municipal conservation - basic | 1288 | LADONIA | C | WUG | MUNICIPAL | 1034 | CITY |  | N | 2010 | 2010 | 0 | 4633 | 5722 | 6267 | 7083 | 8444 | 0 | 0 | 1288 | LADONIA | C | WUG | MUNICIPAL | 1034 | CITY | C | 74 | FANNIN | 2 | 23 | 36 | 46 | 59 | 80 | N
137 | MUNICIPAL CONSERVATION-BASIC | Municipal conservation - basic | C | 3 | CONSERVATION | 1 | MUNICIPAL CONSERVATION | 1 | NO INFRASTRUCTURE | Includes public and school education; the impact of increasing water prices; water system audit, leak detection and repair, and pressure control; and implementation of federal residential clothes washer standards. | 464 | 2427 | CONSERVATION | C | 74 | FANNIN | 3 | SULPHUR | 3 | CONSERVATION | 1 | NO WATER QUALITY IMPROVEMENTS |  | 4994 | 1 | Municipal conservation - basic | 1315 | LEONARD | C | WUG | MUNICIPAL | 352 | CITY |  | N | 2040 | 2040 | 0 | 0 | 0 | 0 | 0 | 0 | 0 | 0 | 1315 | LEONARD | C | WUG | MUNICIPAL | 352 | CITY | C | 74 | FANNIN | 0 | 0 | 0 | 1 | 1 | 2 | N
137 | MUNICIPAL CONSERVATION-BASIC | Municipal conservation - basic | C | 3 | CONSERVATION | 1 | MUNICIPAL CONSERVATION | 1 | NO INFRASTRUCTURE | Includes public and school education; the impact of increasing water prices; water system audit, leak detection and repair, and pressure control; and implementation of federal residential clothes washer standards. | 464 | 2427 | CONSERVATION | C | 74 | FANNIN | 3 | SULPHUR | 3 | CONSERVATION | 1 | NO WATER QUALITY IMPROVEMENTS |  | 4995 | 1 | Municipal conservation - basic | 2137 | NORTH HUNT WSC | D | WUG | MUNICIPAL | 4282 | UTILITY |  | N | 2010 | 2010 | 0 | 0 | 0 | 0 | 0 | 0 | 0 | 0 | 2137 | NORTH HUNT WSC | D | WUG | MUNICIPAL | 4282 | UTILITY | C | 74 | FANNIN | 1 | 2 | 3 | 3 | 4 | 4 | N
137 | MUNICIPAL CONSERVATION-BASIC | Municipal conservation - basic | C | 3 | CONSERVATION | 1 | MUNICIPAL CONSERVATION | 1 | NO INFRASTRUCTURE | Includes public and school education; the impact of increasing water prices; water system audit, leak detection and repair, and pressure control; and implementation of federal residential clothes washer standards. | 484 | 2503 | CONSERVATION | C | 74 | FANNIN | 8 | TRINITY | 3 | CONSERVATION | 1 | NO WATER QUALITY IMPROVEMENTS |  | 4376 | 1 | Municipal conservation - basic | 485 | COUNTY-OTHER, FANNIN | C | WUG | MUNICIPAL | 757 | COUNTY-OTHER |  | N | 2010 | 2010 | 0 | 0 | 0 | 0 | 0 | 0 | 0 | 0 | 485 | COUNTY-OTHER, FANNIN | C | WUG | MUNICIPAL | 757 | COUNTY-OTHER | C | 74 | FANNIN | 2 | 6 | 8 | 9 | 9 | 9 | N
137 | MUNICIPAL CONSERVATION-BASIC | Municipal conservation - basic | C | 3 | CONSERVATION | 1 | MUNICIPAL CONSERVATION | 1 | NO INFRASTRUCTURE | Includes public and school education; the impact of increasing water prices; water system audit, leak detection and repair, and pressure control; and implementation of federal residential clothes washer standards. | 484 | 2503 | CONSERVATION | C | 74 | FANNIN | 8 | TRINITY | 3 | CONSERVATION | 1 | NO WATER QUALITY IMPROVEMENTS |  | 4143 | 1 | Municipal conservation - basic | 938 | HICKORY CREEK SUD | D | WUG | MUNICIPAL | 4203 | UTILITY |  | N | 2020 | 2020 | 228 | 252 | 270 | 282 | 294 | 309 | 0 | 0 | 938 | HICKORY CREEK SUD | D | WUG | MUNICIPAL | 4203 | UTILITY | C | 74 | FANNIN | 0 | 1 | 1 | 1 | 1 | 2 | N
137 | MUNICIPAL CONSERVATION-BASIC | Municipal conservation - basic | C | 3 | CONSERVATION | 1 | MUNICIPAL CONSERVATION | 1 | NO INFRASTRUCTURE | Includes public and school education; the impact of increasing water prices; water system audit, leak detection and repair, and pressure control; and implementation of federal residential clothes washer standards. | 484 | 2503 | CONSERVATION | C | 74 | FANNIN | 8 | TRINITY | 3 | CONSERVATION | 1 | NO WATER QUALITY IMPROVEMENTS |  | 4378 | 1 | Municipal conservation - basic | 1315 | LEONARD | C | WUG | MUNICIPAL | 352 | CITY |  | N | 2010 | 2010 | 0 | 0 | 0 | 0 | 0 | 0 | 0 | 0 | 1315 | LEONARD | C | WUG | MUNICIPAL | 352 | CITY | C | 74 | FANNIN | 3 | 12 | 22 | 37 | 57 | 75 | N
137 | MUNICIPAL CONSERVATION-BASIC | Municipal conservation - basic | C | 3 | CONSERVATION | 1 | MUNICIPAL CONSERVATION | 1 | NO INFRASTRUCTURE | Includes public and school education; the impact of increasing water prices; water system audit, leak detection and repair, and pressure control; and implementation of federal residential clothes washer standards. | 484 | 2503 | CONSERVATION | C | 74 | FANNIN | 8 | TRINITY | 3 | CONSERVATION | 1 | NO WATER QUALITY IMPROVEMENTS |  | 4379 | 1 | Municipal conservation - basic | 2386 | SOUTHWEST FANNIN COUNTY SUD | C | WUG | MUNICIPAL | 4341 | UTILITY |  | N | 2030 | 2030 | 0 | 0 | 0 | 0 | 0 | 0 | 0 | 0 | 2386 | SOUTHWEST FANNIN COUNTY SUD | C | WUG | MUNICIPAL | 4341 | UTILITY | C | 74 | FANNIN | 0 | 0 | 1 | 1 | 1 | 1 | N
137 | MUNICIPAL CONSERVATION-BASIC | Municipal conservation - basic | C | 3 | CONSERVATION | 1 | MUNICIPAL CONSERVATION | 1 | NO INFRASTRUCTURE | Includes public and school education; the impact of increasing water prices; water system audit, leak detection and repair, and pressure control; and implementation of federal residential clothes washer standards. | 484 | 2503 | CONSERVATION | C | 74 | FANNIN | 8 | TRINITY | 3 | CONSERVATION | 1 | NO WATER QUALITY IMPROVEMENTS |  | 4380 | 1 | Municipal conservation - basic | 2539 | TRENTON | C | WUG | MUNICIPAL | 978 | CITY |  | N | 2010 | 2010 | 0 | 27891 | 31708 | 37433 | 45066 | 52699 | 0 | 0 | 2539 | TRENTON | C | WUG | MUNICIPAL | 978 | CITY | C | 74 | FANNIN | 2 | 22 | 69 | 115 | 181 | 255 | N
137 | MUNICIPAL CONSERVATION-BASIC | Municipal conservation - basic | C | 3 | CONSERVATION | 1 | MUNICIPAL CONSERVATION | 1 | NO INFRASTRUCTURE | Includes public and school education; the impact of increasing water prices; water system audit, leak detection and repair, and pressure control; and implementation of federal residential clothes washer standards. | 485 | 2576 | CONSERVATION | C | 81 | FREESTONE | 12 | BRAZOS | 3 | CONSERVATION | 1 | NO WATER QUALITY IMPROVEMENTS |  | 2051 | 1 | Municipal conservation - basic | 492 | COUNTY-OTHER, FREESTONE | C | WUG | MUNICIPAL | 757 | COUNTY-OTHER |  | N | 2010 | 2010 | 0 | 0 | 0 | 0 | 0 | 0 | 0 | 0 | 492 | COUNTY-OTHER, FREESTONE | C | WUG | MUNICIPAL | 757 | COUNTY-OTHER | C | 81 | FREESTONE | 2 | 7 | 10 | 11 | 11 | 12 | N
137 | MUNICIPAL CONSERVATION-BASIC | Municipal conservation - basic | C | 3 | CONSERVATION | 1 | MUNICIPAL CONSERVATION | 1 | NO INFRASTRUCTURE | Includes public and school education; the impact of increasing water prices; water system audit, leak detection and repair, and pressure control; and implementation of federal residential clothes washer standards. | 485 | 2576 | CONSERVATION | C | 81 | FREESTONE | 12 | BRAZOS | 3 | CONSERVATION | 1 | NO WATER QUALITY IMPROVEMENTS |  | 2052 | 1 | Municipal conservation - basic | 2512 | TEAGUE | C | WUG | MUNICIPAL | 596 | CITY |  | N | 2010 | 2010 | 0 | 0 | 0 | 0 | 0 | 0 | 0 | 0 | 2512 | TEAGUE | C | WUG | MUNICIPAL | 596 | CITY | C | 81 | FREESTONE | 2 | 9 | 12 | 15 | 17 | 20 | N
137 | MUNICIPAL CONSERVATION-BASIC | Municipal conservation - basic | C | 3 | CONSERVATION | 1 | MUNICIPAL CONSERVATION | 1 | NO INFRASTRUCTURE | Includes public and school education; the impact of increasing water prices; water system audit, leak detection and repair, and pressure control; and implementation of federal residential clothes washer standards. | 486 | 2504 | CONSERVATION | C | 81 | FREESTONE | 8 | TRINITY | 3 | CONSERVATION | 1 | NO WATER QUALITY IMPROVEMENTS |  | 4384 | 1 | Municipal conservation - basic | 492 | COUNTY-OTHER, FREESTONE | C | WUG | MUNICIPAL | 757 | COUNTY-OTHER |  | N | 2010 | 2010 | 0 | 0 | 0 | 0 | 0 | 0 | 0 | 0 | 492 | COUNTY-OTHER, FREESTONE | C | WUG | MUNICIPAL | 757 | COUNTY-OTHER | C | 81 | FREESTONE | 12 | 40 | 54 | 58 | 61 | 65 | N
137 | MUNICIPAL CONSERVATION-BASIC | Municipal conservation - basic | C | 3 | CONSERVATION | 1 | MUNICIPAL CONSERVATION | 1 | NO INFRASTRUCTURE | Includes public and school education; the impact of increasing water prices; water system audit, leak detection and repair, and pressure control; and implementation of federal residential clothes washer standards. | 486 | 2504 | CONSERVATION | C | 81 | FREESTONE | 8 | TRINITY | 3 | CONSERVATION | 1 | NO WATER QUALITY IMPROVEMENTS |  | 4385 | 1 | Municipal conservation - basic | 767 | FAIRFIELD | C | WUG | MUNICIPAL | 196 | CITY |  | N | 2010 | 2010 | 436 | 436 | 436 | 18408 | 20786 | 22569 | 5000 | 30 | 767 | FAIRFIELD | C | WUG | MUNICIPAL | 196 | CITY | C | 81 | FREESTONE | 7 | 24 | 37 | 73 | 95 | 116 | N
137 | MUNICIPAL CONSERVATION-BASIC | Municipal conservation - basic | C | 3 | CONSERVATION | 1 | MUNICIPAL CONSERVATION | 1 | NO INFRASTRUCTURE | Includes public and school education; the impact of increasing water prices; water system audit, leak detection and repair, and pressure control; and implementation of federal residential clothes washer standards. | 486 | 2504 | CONSERVATION | C | 81 | FREESTONE | 8 | TRINITY | 3 | CONSERVATION | 1 | NO WATER QUALITY IMPROVEMENTS |  | 4386 | 1 | Municipal conservation - basic | 782 | FLO COMMUNITY WSC | H | WUG | MUNICIPAL | 4114 | UTILITY |  | N | 2020 | 2020 | 0 | 0 | 0 | 0 | 0 | 0 | 0 | 0 | 782 | FLO COMMUNITY WSC | H | WUG | MUNICIPAL | 4114 | UTILITY | C | 81 | FREESTONE | 0 | 1 | 2 | 2 | 2 | 2 | N
137 | MUNICIPAL CONSERVATION-BASIC | Municipal conservation - basic | C | 3 | CONSERVATION | 1 | MUNICIPAL CONSERVATION | 1 | NO INFRASTRUCTURE | Includes public and school education; the impact of increasing water prices; water system audit, leak detection and repair, and pressure control; and implementation of federal residential clothes washer standards. | 486 | 2504 | CONSERVATION | C | 81 | FREESTONE | 8 | TRINITY | 3 | CONSERVATION | 1 | NO WATER QUALITY IMPROVEMENTS |  | 4387 | 1 | Municipal conservation - basic | 2512 | TEAGUE | C | WUG | MUNICIPAL | 596 | CITY |  | N | 2010 | 2010 | 0 | 0 | 0 | 0 | 0 | 0 | 0 | 0 | 2512 | TEAGUE | C | WUG | MUNICIPAL | 596 | CITY | C | 81 | FREESTONE | 4 | 13 | 19 | 23 | 27 | 31 | N
137 | MUNICIPAL CONSERVATION-BASIC | Municipal conservation - basic | C | 3 | CONSERVATION | 1 | MUNICIPAL CONSERVATION | 1 | NO INFRASTRUCTURE | Includes public and school education; the impact of increasing water prices; water system audit, leak detection and repair, and pressure control; and implementation of federal residential clothes washer standards. | 486 | 2504 | CONSERVATION | C | 81 | FREESTONE | 8 | TRINITY | 3 | CONSERVATION | 1 | NO WATER QUALITY IMPROVEMENTS |  | 4388 | 1 | Municipal conservation - basic | 2649 | WORTHAM | C | WUG | MUNICIPAL | 668 | CITY |  | N | 2010 | 2010 | 26937 | 27891 | 28845 | 29799 | 30563 | 31326 | 0 | 0 | 2649 | WORTHAM | C | WUG | MUNICIPAL | 668 | CITY | C | 81 | FREESTONE | 14 | 38 | 49 | 58 | 68 | 78 | N
137 | MUNICIPAL CONSERVATION-BASIC | Municipal conservation - basic | C | 3 | CONSERVATION | 1 | MUNICIPAL CONSERVATION | 1 | NO INFRASTRUCTURE | Includes public and school education; the impact of increasing water prices; water system audit, leak detection and repair, and pressure control; and implementation of federal residential clothes washer standards. | 474 | 2404 | CONSERVATION | C | 91 | GRAYSON | 2 | RED | 3 | CONSERVATION | 1 | NO WATER QUALITY IMPROVEMENTS |  | 5134 | 1 | Municipal conservation - basic | 238 | BELLS | C | WUG | MUNICIPAL | 824 | CITY |  | N | 2010 | 2010 | 0 | 0 | 0 | 0 | 0 | 0 | 0 | 0 | 238 | BELLS | C | WUG | MUNICIPAL | 824 | CITY | C | 91 | GRAYSON | 2 | 11 | 17 | 22 | 26 | 30 | N
137 | MUNICIPAL CONSERVATION-BASIC | Municipal conservation - basic | C | 3 | CONSERVATION | 1 | MUNICIPAL CONSERVATION | 1 | NO INFRASTRUCTURE | Includes public and school education; the impact of increasing water prices; water system audit, leak detection and repair, and pressure control; and implementation of federal residential clothes washer standards. | 474 | 2404 | CONSERVATION | C | 91 | GRAYSON | 2 | RED | 3 | CONSERVATION | 1 | NO WATER QUALITY IMPROVEMENTS |  | 5135 | 1 | Municipal conservation - basic | 502 | COUNTY-OTHER, GRAYSON | C | WUG | MUNICIPAL | 757 | COUNTY-OTHER |  | N | 2010 | 2010 | 0 | 0 | 0 | 0 | 0 | 0 | 0 | 0 | 502 | COUNTY-OTHER, GRAYSON | C | WUG | MUNICIPAL | 757 | COUNTY-OTHER | C | 91 | GRAYSON | 32 | 108 | 144 | 147 | 143 | 135 | N
137 | MUNICIPAL CONSERVATION-BASIC | Municipal conservation - basic | C | 3 | CONSERVATION | 1 | MUNICIPAL CONSERVATION | 1 | NO INFRASTRUCTURE | Includes public and school education; the impact of increasing water prices; water system audit, leak detection and repair, and pressure control; and implementation of federal residential clothes washer standards. | 474 | 2404 | CONSERVATION | C | 91 | GRAYSON | 2 | RED | 3 | CONSERVATION | 1 | NO WATER QUALITY IMPROVEMENTS |  | 5136 | 1 | Municipal conservation - basic | 706 | DENISON | C | WUG | MUNICIPAL | 158 | CITY |  | N | 2010 | 2010 | 2263 | 2263 | 70000 | 71500 | 73000 | 74500 | 25961 | 30 | 706 | DENISON | C | WUG | MUNICIPAL | 158 | CITY | C | 91 | GRAYSON | 43 | 145 | 382 | 496 | 566 | 641 | N
137 | MUNICIPAL CONSERVATION-BASIC | Municipal conservation - basic | C | 3 | CONSERVATION | 1 | MUNICIPAL CONSERVATION | 1 | NO INFRASTRUCTURE | Includes public and school education; the impact of increasing water prices; water system audit, leak detection and repair, and pressure control; and implementation of federal residential clothes washer standards. | 474 | 2404 | CONSERVATION | C | 91 | GRAYSON | 2 | RED | 3 | CONSERVATION | 1 | NO WATER QUALITY IMPROVEMENTS |  | 5137 | 1 | Municipal conservation - basic | 960 | HOWE | C | WUG | MUNICIPAL | 286 | CITY |  | N | 2010 | 2010 | 0 | 0 | 0 | 0 | 0 | 0 | 0 | 0 | 960 | HOWE | C | WUG | MUNICIPAL | 286 | CITY | C | 91 | GRAYSON | 1 | 3 | 4 | 5 | 5 | 6 | N
137 | MUNICIPAL CONSERVATION-BASIC | Municipal conservation - basic | C | 3 | CONSERVATION | 1 | MUNICIPAL CONSERVATION | 1 | NO INFRASTRUCTURE | Includes public and school education; the impact of increasing water prices; water system audit, leak detection and repair, and pressure control; and implementation of federal residential clothes washer standards. | 474 | 2404 | CONSERVATION | C | 91 | GRAYSON | 2 | RED | 3 | CONSERVATION | 1 | NO WATER QUALITY IMPROVEMENTS |  | 5138 | 1 | Municipal conservation - basic | 2231 | POTTSBORO | C | WUG | MUNICIPAL | 797 | CITY |  | N | 2010 | 2010 | 436 | 15575 | 21519 | 27028 | 32583 | 35167 | 5000 | 30 | 2231 | POTTSBORO | C | WUG | MUNICIPAL | 797 | CITY | C | 91 | GRAYSON | 6 | 45 | 77 | 112 | 151 | 181 | N
137 | MUNICIPAL CONSERVATION-BASIC | Municipal conservation - basic | C | 3 | CONSERVATION | 1 | MUNICIPAL CONSERVATION | 1 | NO INFRASTRUCTURE | Includes public and school education; the impact of increasing water prices; water system audit, leak detection and repair, and pressure control; and implementation of federal residential clothes washer standards. | 474 | 2404 | CONSERVATION | C | 91 | GRAYSON | 2 | RED | 3 | CONSERVATION | 1 | NO WATER QUALITY IMPROVEMENTS |  | 5139 | 1 | Municipal conservation - basic | 2355 | SHERMAN | C | BOTH | MUNICIPAL | 556 | CITY |  | N | 2010 | 2010 | 2881 | 2881 | 0 | 240553 | 267507 | 305185 | 33049 | 30 | 2355 | SHERMAN | C | BOTH | MUNICIPAL | 556 | CITY | C | 91 | GRAYSON | 67 | 217 | 333 | 880 | 1411 | 1850 | N
137 | MUNICIPAL CONSERVATION-BASIC | Municipal conservation - basic | C | 3 | CONSERVATION | 1 | MUNICIPAL CONSERVATION | 1 | NO INFRASTRUCTURE | Includes public and school education; the impact of increasing water prices; water system audit, leak detection and repair, and pressure control; and implementation of federal residential clothes washer standards. | 474 | 2404 | CONSERVATION | C | 91 | GRAYSON | 2 | RED | 3 | CONSERVATION | 1 | NO WATER QUALITY IMPROVEMENTS |  | 5140 | 1 | Municipal conservation - basic | 2384 | SOUTHMAYD | C | WUG | MUNICIPAL | 961 | CITY |  | N | 2010 | 2010 | 0 | 0 | 0 | 0 | 0 | 0 | 0 | 0 | 2384 | SOUTHMAYD | C | WUG | MUNICIPAL | 961 | CITY | C | 91 | GRAYSON | 2 | 8 | 13 | 21 | 33 | 43 | N
137 | MUNICIPAL CONSERVATION-BASIC | Municipal conservation - basic | C | 3 | CONSERVATION | 1 | MUNICIPAL CONSERVATION | 1 | NO INFRASTRUCTURE | Includes public and school education; the impact of increasing water prices; water system audit, leak detection and repair, and pressure control; and implementation of federal residential clothes washer standards. | 474 | 2404 | CONSERVATION | C | 91 | GRAYSON | 2 | RED | 3 | CONSERVATION | 1 | NO WATER QUALITY IMPROVEMENTS |  | 5141 | 1 | Municipal conservation - basic | 2386 | SOUTHWEST FANNIN COUNTY SUD | C | WUG | MUNICIPAL | 4341 | UTILITY |  | N | 2010 | 2010 | 0 | 0 | 0 | 0 | 0 | 0 | 0 | 0 | 2386 | SOUTHWEST FANNIN COUNTY SUD | C | WUG | MUNICIPAL | 4341 | UTILITY | C | 91 | GRAYSON | 1 | 2 | 2 | 3 | 3 | 3 | N
137 | MUNICIPAL CONSERVATION-BASIC | Municipal conservation - basic | C | 3 | CONSERVATION | 1 | MUNICIPAL CONSERVATION | 1 | NO INFRASTRUCTURE | Includes public and school education; the impact of increasing water prices; water system audit, leak detection and repair, and pressure control; and implementation of federal residential clothes washer standards. | 474 | 2404 | CONSERVATION | C | 91 | GRAYSON | 2 | RED | 3 | CONSERVATION | 1 | NO WATER QUALITY IMPROVEMENTS |  | 5142 | 1 | Municipal conservation - basic | 2528 | TIOGA | C | WUG | MUNICIPAL | 974 | CITY |  | N | 2010 | 2010 | 1615 | 9324 | 11116 | 12167 | 13356 | 13950 | 18528 | 30 | 2528 | TIOGA | C | WUG | MUNICIPAL | 974 | CITY | C | 91 | GRAYSON | 2 | 26 | 48 | 60 | 72 | 81 | N
137 | MUNICIPAL CONSERVATION-BASIC | Municipal conservation - basic | C | 3 | CONSERVATION | 1 | MUNICIPAL CONSERVATION | 1 | NO INFRASTRUCTURE | Includes public and school education; the impact of increasing water prices; water system audit, leak detection and repair, and pressure control; and implementation of federal residential clothes washer standards. | 474 | 2404 | CONSERVATION | C | 91 | GRAYSON | 2 | RED | 3 | CONSERVATION | 1 | NO WATER QUALITY IMPROVEMENTS |  | 5143 | 1 | Municipal conservation - basic | 2530 | TOM BEAN | C | WUG | MUNICIPAL | 976 | CITY |  | N | 2010 | 2010 | 4061 | 4183 | 4305 | 4362 | 4484 | 4545 | 0 | 0 | 2530 | TOM BEAN | C | WUG | MUNICIPAL | 976 | CITY | C | 91 | GRAYSON | 3 | 10 | 12 | 14 | 16 | 18 | N
137 | MUNICIPAL CONSERVATION-BASIC | Municipal conservation - basic | C | 3 | CONSERVATION | 1 | MUNICIPAL CONSERVATION | 1 | NO INFRASTRUCTURE | Includes public and school education; the impact of increasing water prices; water system audit, leak detection and repair, and pressure control; and implementation of federal residential clothes washer standards. | 474 | 2404 | CONSERVATION | C | 91 | GRAYSON | 2 | RED | 3 | CONSERVATION | 1 | NO WATER QUALITY IMPROVEMENTS |  | 5144 | 1 | Municipal conservation - basic | 2552 | TWO WAY SUD | C | WUG | MUNICIPAL | 4367 | UTILITY |  | N | 2010 | 2010 | 0 | 0 | 0 | 0 | 0 | 0 | 0 | 0 | 2552 | TWO WAY SUD | C | WUG | MUNICIPAL | 4367 | UTILITY | C | 91 | GRAYSON | 5 | 21 | 33 | 42 | 51 | 62 | N
137 | MUNICIPAL CONSERVATION-BASIC | Municipal conservation - basic | C | 3 | CONSERVATION | 1 | MUNICIPAL CONSERVATION | 1 | NO INFRASTRUCTURE | Includes public and school education; the impact of increasing water prices; water system audit, leak detection and repair, and pressure control; and implementation of federal residential clothes washer standards. | 474 | 2404 | CONSERVATION | C | 91 | GRAYSON | 2 | RED | 3 | CONSERVATION | 1 | NO WATER QUALITY IMPROVEMENTS |  | 5145 | 1 | Municipal conservation - basic | 2617 | WHITESBORO | C | WUG | MUNICIPAL | 650 | CITY |  | N | 2010 | 2010 | 249 | 9953 | 11837 | 13555 | 15884 | 21222 | 0 | 0 | 2617 | WHITESBORO | C | WUG | MUNICIPAL | 650 | CITY | C | 91 | GRAYSON | 4 | 27 | 41 | 54 | 71 | 104 | N
137 | MUNICIPAL CONSERVATION-BASIC | Municipal conservation - basic | C | 3 | CONSERVATION | 1 | MUNICIPAL CONSERVATION | 1 | NO INFRASTRUCTURE | Includes public and school education; the impact of increasing water prices; water system audit, leak detection and repair, and pressure control; and implementation of federal residential clothes washer standards. | 474 | 2404 | CONSERVATION | C | 91 | GRAYSON | 2 | RED | 3 | CONSERVATION | 1 | NO WATER QUALITY IMPROVEMENTS |  | 5146 | 1 | Municipal conservation - basic | 2618 | WHITEWRIGHT | C | WUG | MUNICIPAL | 652 | CITY |  | N | 2010 | 2010 | 0 | 8986 | 12526 | 15248 | 17971 | 20693 | 0 | 0 | 2618 | WHITEWRIGHT | C | WUG | MUNICIPAL | 652 | CITY | C | 91 | GRAYSON | 3 | 28 | 49 | 67 | 90 | 116 | N
137 | MUNICIPAL CONSERVATION-BASIC | Municipal conservation - basic | C | 3 | CONSERVATION | 1 | MUNICIPAL CONSERVATION | 1 | NO INFRASTRUCTURE | Includes public and school education; the impact of increasing water prices; water system audit, leak detection and repair, and pressure control; and implementation of federal residential clothes washer standards. | 487 | 2505 | CONSERVATION | C | 91 | GRAYSON | 8 | TRINITY | 3 | CONSERVATION | 1 | NO WATER QUALITY IMPROVEMENTS |  | 4390 | 1 | Municipal conservation - basic | 383 | COLLINSVILLE | C | WUG | MUNICIPAL | 765 | CITY |  | N | 2010 | 2010 | 0 | 0 | 0 | 0 | 0 | 0 | 0 | 0 | 383 | COLLINSVILLE | C | WUG | MUNICIPAL | 765 | CITY | C | 91 | GRAYSON | 4 | 15 | 24 | 32 | 40 | 49 | N
137 | MUNICIPAL CONSERVATION-BASIC | Municipal conservation - basic | C | 3 | CONSERVATION | 1 | MUNICIPAL CONSERVATION | 1 | NO INFRASTRUCTURE | Includes public and school education; the impact of increasing water prices; water system audit, leak detection and repair, and pressure control; and implementation of federal residential clothes washer standards. | 487 | 2505 | CONSERVATION | C | 91 | GRAYSON | 8 | TRINITY | 3 | CONSERVATION | 1 | NO WATER QUALITY IMPROVEMENTS |  | 4391 | 1 | Municipal conservation - basic | 502 | COUNTY-OTHER, GRAYSON | C | WUG | MUNICIPAL | 757 | COUNTY-OTHER |  | N | 2010 | 2010 | 0 | 0 | 0 | 0 | 0 | 0 | 0 | 0 | 502 | COUNTY-OTHER, GRAYSON | C | WUG | MUNICIPAL | 757 | COUNTY-OTHER | C | 91 | GRAYSON | 5 | 16 | 21 | 21 | 21 | 20 | N
137 | MUNICIPAL CONSERVATION-BASIC | Municipal conservation - basic | C | 3 | CONSERVATION | 1 | MUNICIPAL CONSERVATION | 1 | NO INFRASTRUCTURE | Includes public and school education; the impact of increasing water prices; water system audit, leak detection and repair, and pressure control; and implementation of federal residential clothes washer standards. | 487 | 2505 | CONSERVATION | C | 91 | GRAYSON | 8 | TRINITY | 3 | CONSERVATION | 1 | NO WATER QUALITY IMPROVEMENTS |  | 4392 | 1 | Municipal conservation - basic | 870 | GUNTER | C | WUG | MUNICIPAL | 876 | CITY |  | N | 2010 | 2010 | 0 | 0 | 0 | 0 | 0 | 0 | 0 | 0 | 870 | GUNTER | C | WUG | MUNICIPAL | 876 | CITY | C | 91 | GRAYSON | 3 | 16 | 28 | 39 | 51 | 62 | N
137 | MUNICIPAL CONSERVATION-BASIC | Municipal conservation - basic | C | 3 | CONSERVATION | 1 | MUNICIPAL CONSERVATION | 1 | NO INFRASTRUCTURE | Includes public and school education; the impact of increasing water prices; water system audit, leak detection and repair, and pressure control; and implementation of federal residential clothes washer standards. | 487 | 2505 | CONSERVATION | C | 91 | GRAYSON | 8 | TRINITY | 3 | CONSERVATION | 1 | NO WATER QUALITY IMPROVEMENTS |  | 4393 | 1 | Municipal conservation - basic | 960 | HOWE | C | WUG | MUNICIPAL | 286 | CITY |  | N | 2010 | 2010 | 0 | 0 | 0 | 0 | 0 | 0 | 0 | 0 | 960 | HOWE | C | WUG | MUNICIPAL | 286 | CITY | C | 91 | GRAYSON | 4 | 19 | 35 | 50 | 61 | 72 | N
137 | MUNICIPAL CONSERVATION-BASIC | Municipal conservation - basic | C | 3 | CONSERVATION | 1 | MUNICIPAL CONSERVATION | 1 | NO INFRASTRUCTURE | Includes public and school education; the impact of increasing water prices; water system audit, leak detection and repair, and pressure control; and implementation of federal residential clothes washer standards. | 487 | 2505 | CONSERVATION | C | 91 | GRAYSON | 8 | TRINITY | 3 | CONSERVATION | 1 | NO WATER QUALITY IMPROVEMENTS |  | 4394 | 1 | Municipal conservation - basic | 1606 | LUELLA WSC | C | WUG | MUNICIPAL | 4239 | UTILITY |  | N | 2010 | 2010 | 0 | 0 | 0 | 0 | 0 | 0 | 0 | 0 | 1606 | LUELLA WSC | C | WUG | MUNICIPAL | 4239 | UTILITY | C | 91 | GRAYSON | 5 | 18 | 27 | 33 | 36 | 43 | N
137 | MUNICIPAL CONSERVATION-BASIC | Municipal conservation - basic | C | 3 | CONSERVATION | 1 | MUNICIPAL CONSERVATION | 1 | NO INFRASTRUCTURE | Includes public and school education; the impact of increasing water prices; water system audit, leak detection and repair, and pressure control; and implementation of federal residential clothes washer standards. | 487 | 2505 | CONSERVATION | C | 91 | GRAYSON | 8 | TRINITY | 3 | CONSERVATION | 1 | NO WATER QUALITY IMPROVEMENTS |  | 4148 | 1 | Municipal conservation - basic | 871 | MARILEE SUD | C | WUG | MUNICIPAL | 4146 | UTILITY |  | N | 2030 | 2030 | 0 | 0 | 0 | 0 | 0 | 0 | 0 | 0 | 871 | MARILEE SUD | C | WUG | MUNICIPAL | 4146 | UTILITY | C | 91 | GRAYSON | 0 | 0 | 12 | 17 | 29 | 43 | N
137 | MUNICIPAL CONSERVATION-BASIC | Municipal conservation - basic | C | 3 | CONSERVATION | 1 | MUNICIPAL CONSERVATION | 1 | NO INFRASTRUCTURE | Includes public and school education; the impact of increasing water prices; water system audit, leak detection and repair, and pressure control; and implementation of federal residential clothes washer standards. | 487 | 2505 | CONSERVATION | C | 91 | GRAYSON | 8 | TRINITY | 3 | CONSERVATION | 1 | NO WATER QUALITY IMPROVEMENTS |  | 4164 | 1 | Municipal conservation - basic | 2376 | SOUTH GRAYSON WSC | C | WUG | MUNICIPAL | 4336 | UTILITY |  | N | 2010 | 2010 | 0 | 0 | 0 | 0 | 0 | 0 | 0 | 0 | 2376 | SOUTH GRAYSON WSC | C | WUG | MUNICIPAL | 4336 | UTILITY | C | 91 | GRAYSON | 3 | 12 | 19 | 26 | 34 | 45 | N
137 | MUNICIPAL CONSERVATION-BASIC | Municipal conservation - basic | C | 3 | CONSERVATION | 1 | MUNICIPAL CONSERVATION | 1 | NO INFRASTRUCTURE | Includes public and school education; the impact of increasing water prices; water system audit, leak detection and repair, and pressure control; and implementation of federal residential clothes washer standards. | 487 | 2505 | CONSERVATION | C | 91 | GRAYSON | 8 | TRINITY | 3 | CONSERVATION | 1 | NO WATER QUALITY IMPROVEMENTS |  | 4397 | 1 | Municipal conservation - basic | 2530 | TOM BEAN | C | WUG | MUNICIPAL | 976 | CITY |  | N | 2010 | 2010 | 23014 | 23705 | 24397 | 24718 | 25409 | 25755 | 5000 | 30 | 2530 | TOM BEAN | C | WUG | MUNICIPAL | 976 | CITY | C | 91 | GRAYSON | 19 | 57 | 69 | 79 | 91 | 99 | N
137 | MUNICIPAL CONSERVATION-BASIC | Municipal conservation - basic | C | 3 | CONSERVATION | 1 | MUNICIPAL CONSERVATION | 1 | NO INFRASTRUCTURE | Includes public and school education; the impact of increasing water prices; water system audit, leak detection and repair, and pressure control; and implementation of federal residential clothes washer standards. | 487 | 2505 | CONSERVATION | C | 91 | GRAYSON | 8 | TRINITY | 3 | CONSERVATION | 1 | NO WATER QUALITY IMPROVEMENTS |  | 4398 | 1 | Municipal conservation - basic | 2552 | TWO WAY SUD | C | WUG | MUNICIPAL | 4367 | UTILITY |  | N | 2010 | 2010 | 0 | 0 | 0 | 0 | 0 | 0 | 0 | 0 | 2552 | TWO WAY SUD | C | WUG | MUNICIPAL | 4367 | UTILITY | C | 91 | GRAYSON | 3 | 12 | 18 | 23 | 28 | 33 | N
137 | MUNICIPAL CONSERVATION-BASIC | Municipal conservation - basic | C | 3 | CONSERVATION | 1 | MUNICIPAL CONSERVATION | 1 | NO INFRASTRUCTURE | Includes public and school education; the impact of increasing water prices; water system audit, leak detection and repair, and pressure control; and implementation of federal residential clothes washer standards. | 487 | 2505 | CONSERVATION | C | 91 | GRAYSON | 8 | TRINITY | 3 | CONSERVATION | 1 | NO WATER QUALITY IMPROVEMENTS |  | 4399 | 1 | Municipal conservation - basic | 2562 | VAN ALSTYNE | C | WUG | MUNICIPAL | 619 | CITY |  | N | 2010 | 2010 | 0 | 20694 | 35667 | 43833 | 47333 | 48967 | 0 | 0 | 2562 | VAN ALSTYNE | C | WUG | MUNICIPAL | 619 | CITY | C | 91 | GRAYSON | 5 | 70 | 152 | 218 | 265 | 305 | N
137 | MUNICIPAL CONSERVATION-BASIC | Municipal conservation - basic | C | 3 | CONSERVATION | 1 | MUNICIPAL CONSERVATION | 1 | NO INFRASTRUCTURE | Includes public and school education; the impact of increasing water prices; water system audit, leak detection and repair, and pressure control; and implementation of federal residential clothes washer standards. | 487 | 2505 | CONSERVATION | C | 91 | GRAYSON | 8 | TRINITY | 3 | CONSERVATION | 1 | NO WATER QUALITY IMPROVEMENTS |  | 4400 | 1 | Municipal conservation - basic | 2617 | WHITESBORO | C | WUG | MUNICIPAL | 650 | CITY |  | N | 2010 | 2010 | 187 | 5621 | 5818 | 6042 | 6685 | 8778 | 5000 | 30 | 2617 | WHITESBORO | C | WUG | MUNICIPAL | 650 | CITY | C | 91 | GRAYSON | 3 | 15 | 20 | 24 | 30 | 43 | N
137 | MUNICIPAL CONSERVATION-BASIC | Municipal conservation - basic | C | 3 | CONSERVATION | 1 | MUNICIPAL CONSERVATION | 1 | NO INFRASTRUCTURE | Includes public and school education; the impact of increasing water prices; water system audit, leak detection and repair, and pressure control; and implementation of federal residential clothes washer standards. | 487 | 2505 | CONSERVATION | C | 91 | GRAYSON | 8 | TRINITY | 3 | CONSERVATION | 1 | NO WATER QUALITY IMPROVEMENTS |  | 4199 | 1 | Municipal conservation - basic | 2640 | WOODBINE WSC | C | WUG | MUNICIPAL | 4403 | UTILITY |  | N | 2020 | 2020 | 0 | 0 | 0 | 0 | 0 | 0 | 0 | 0 | 2640 | WOODBINE WSC | C | WUG | MUNICIPAL | 4403 | UTILITY | C | 91 | GRAYSON | 0 | 1 | 2 | 3 | 3 | 3 | N
137 | MUNICIPAL CONSERVATION-BASIC | Municipal conservation - basic | C | 3 | CONSERVATION | 1 | MUNICIPAL CONSERVATION | 1 | NO INFRASTRUCTURE | Includes public and school education; the impact of increasing water prices; water system audit, leak detection and repair, and pressure control; and implementation of federal residential clothes washer standards. | 469 | 2508 | CONSERVATION | C | 107 | HENDERSON | 8 | TRINITY | 3 | CONSERVATION | 1 | NO WATER QUALITY IMPROVEMENTS |  | 4411 | 1 | Municipal conservation - basic | 205 | ATHENS | C | WUG | MUNICIPAL | 28 | CITY |  | N | 2010 | 2010 | 436 | 47234 | 55397 | 63054 | 72947 | 82612 | 25600 | 30 | 205 | ATHENS | C | WUG | MUNICIPAL | 28 | CITY | C | 107 | HENDERSON | 21 | 170 | 290 | 383 | 505 | 662 | N
137 | MUNICIPAL CONSERVATION-BASIC | Municipal conservation - basic | C | 3 | CONSERVATION | 1 | MUNICIPAL CONSERVATION | 1 | NO INFRASTRUCTURE | Includes public and school education; the impact of increasing water prices; water system audit, leak detection and repair, and pressure control; and implementation of federal residential clothes washer standards. | 469 | 2508 | CONSERVATION | C | 107 | HENDERSON | 8 | TRINITY | 3 | CONSERVATION | 1 | NO WATER QUALITY IMPROVEMENTS |  | 4412 | 1 | Municipal conservation - basic | 247 | BETHEL-ASH WSC | I | WUG | MUNICIPAL | 4016 | UTILITY |  | N | 2010 | 2010 | 0 | 0 | 0 | 0 | 0 | 0 | 0 | 0 | 247 | BETHEL-ASH WSC | I | WUG | MUNICIPAL | 4016 | UTILITY | C | 107 | HENDERSON | 3 | 11 | 17 | 21 | 25 | 30 | N
137 | MUNICIPAL CONSERVATION-BASIC | Municipal conservation - basic | C | 3 | CONSERVATION | 1 | MUNICIPAL CONSERVATION | 1 | NO INFRASTRUCTURE | Includes public and school education; the impact of increasing water prices; water system audit, leak detection and repair, and pressure control; and implementation of federal residential clothes washer standards. | 469 | 2508 | CONSERVATION | C | 107 | HENDERSON | 8 | TRINITY | 3 | CONSERVATION | 1 | NO WATER QUALITY IMPROVEMENTS |  | 4413 | 1 | Municipal conservation - basic | 518 | COUNTY-OTHER, HENDERSON | I | WUG | MUNICIPAL | 757 | COUNTY-OTHER |  | N | 2010 | 2010 | 0 | 0 | 0 | 0 | 0 | 0 | 0 | 0 | 518 | COUNTY-OTHER, HENDERSON | I | WUG | MUNICIPAL | 757 | COUNTY-OTHER | C | 107 | HENDERSON | 2 | 7 | 9 | 10 | 11 | 12 | N
137 | MUNICIPAL CONSERVATION-BASIC | Municipal conservation - basic | C | 3 | CONSERVATION | 1 | MUNICIPAL CONSERVATION | 1 | NO INFRASTRUCTURE | Includes public and school education; the impact of increasing water prices; water system audit, leak detection and repair, and pressure control; and implementation of federal residential clothes washer standards. | 469 | 2508 | CONSERVATION | C | 107 | HENDERSON | 8 | TRINITY | 3 | CONSERVATION | 1 | NO WATER QUALITY IMPROVEMENTS |  | 4414 | 1 | Municipal conservation - basic | 45 | EAST CEDAR CREEK FWSD | C | BOTH | MUNICIPAL | 4094 | UTILITY |  | N | 2010 | 2010 | 27427 | 30249 | 35347 | 38159 | 40970 | 43782 | 0 | 0 | 45 | EAST CEDAR CREEK FWSD | C | BOTH | MUNICIPAL | 4094 | UTILITY | C | 107 | HENDERSON | 49 | 103 | 156 | 190 | 227 | 268 | N
137 | MUNICIPAL CONSERVATION-BASIC | Municipal conservation - basic | C | 3 | CONSERVATION | 1 | MUNICIPAL CONSERVATION | 1 | NO INFRASTRUCTURE | Includes public and school education; the impact of increasing water prices; water system audit, leak detection and repair, and pressure control; and implementation of federal residential clothes washer standards. | 469 | 2508 | CONSERVATION | C | 107 | HENDERSON | 8 | TRINITY | 3 | CONSERVATION | 1 | NO WATER QUALITY IMPROVEMENTS |  | 4415 | 1 | Municipal conservation - basic | 764 | EUSTACE | C | WUG | MUNICIPAL | 864 | CITY |  | N | 2010 | 2010 | 0 | 0 | 0 | 0 | 0 | 0 | 0 | 0 | 764 | EUSTACE | C | WUG | MUNICIPAL | 864 | CITY | C | 107 | HENDERSON | 2 | 5 | 7 | 7 | 8 | 8 | N
137 | MUNICIPAL CONSERVATION-BASIC | Municipal conservation - basic | C | 3 | CONSERVATION | 1 | MUNICIPAL CONSERVATION | 1 | NO INFRASTRUCTURE | Includes public and school education; the impact of increasing water prices; water system audit, leak detection and repair, and pressure control; and implementation of federal residential clothes washer standards. | 469 | 2508 | CONSERVATION | C | 107 | HENDERSON | 8 | TRINITY | 3 | CONSERVATION | 1 | NO WATER QUALITY IMPROVEMENTS |  | 4416 | 1 | Municipal conservation - basic | 869 | GUN BARREL CITY | C | WUG | MUNICIPAL | 699 | CITY |  | N | 2010 | 2010 | 0 | 19881 | 22752 | 25698 | 29035 | 32923 | 0 | 0 | 869 | GUN BARREL CITY | C | WUG | MUNICIPAL | 699 | CITY | C | 107 | HENDERSON | 11 | 72 | 105 | 136 | 174 | 224 | N
137 | MUNICIPAL CONSERVATION-BASIC | Municipal conservation - basic | C | 3 | CONSERVATION | 1 | MUNICIPAL CONSERVATION | 1 | NO INFRASTRUCTURE | Includes public and school education; the impact of increasing water prices; water system audit, leak detection and repair, and pressure control; and implementation of federal residential clothes washer standards. | 469 | 2508 | CONSERVATION | C | 107 | HENDERSON | 8 | TRINITY | 3 | CONSERVATION | 1 | NO WATER QUALITY IMPROVEMENTS |  | 4417 | 1 | Municipal conservation - basic | 1590 | LOG CABIN | C | WUG | MUNICIPAL | 1039 | CITY |  | N | 2010 | 2010 | 0 | 0 | 0 | 0 | 0 | 0 | 0 | 0 | 1590 | LOG CABIN | C | WUG | MUNICIPAL | 1039 | CITY | C | 107 | HENDERSON | 1 | 6 | 8 | 9 | 9 | 10 | N
137 | MUNICIPAL CONSERVATION-BASIC | Municipal conservation - basic | C | 3 | CONSERVATION | 1 | MUNICIPAL CONSERVATION | 1 | NO INFRASTRUCTURE | Includes public and school education; the impact of increasing water prices; water system audit, leak detection and repair, and pressure control; and implementation of federal residential clothes washer standards. | 469 | 2508 | CONSERVATION | C | 107 | HENDERSON | 8 | TRINITY | 3 | CONSERVATION | 1 | NO WATER QUALITY IMPROVEMENTS |  | 4418 | 1 | Municipal conservation - basic | 1613 | MABANK | C | WUG | MUNICIPAL | 375 | CITY |  | N | 2010 | 2010 | 62 | 5165 | 5383 | 5563 | 5871 | 6290 | 0 | 0 | 1613 | MABANK | C | WUG | MUNICIPAL | 375 | CITY | C | 107 | HENDERSON | 1 | 9 | 23 | 28 | 32 | 38 | N
137 | MUNICIPAL CONSERVATION-BASIC | Municipal conservation - basic | C | 3 | CONSERVATION | 1 | MUNICIPAL CONSERVATION | 1 | NO INFRASTRUCTURE | Includes public and school education; the impact of increasing water prices; water system audit, leak detection and repair, and pressure control; and implementation of federal residential clothes washer standards. | 469 | 2508 | CONSERVATION | C | 107 | HENDERSON | 8 | TRINITY | 3 | CONSERVATION | 1 | NO WATER QUALITY IMPROVEMENTS |  | 4419 | 1 | Municipal conservation - basic | 1619 | MALAKOFF | C | WUG | MUNICIPAL | 383 | CITY |  | N | 2010 | 2010 | 0 | 0 | 0 | 0 | 0 | 0 | 0 | 0 | 1619 | MALAKOFF | C | WUG | MUNICIPAL | 383 | CITY | C | 107 | HENDERSON | 3 | 11 | 15 | 17 | 20 | 22 | N
137 | MUNICIPAL CONSERVATION-BASIC | Municipal conservation - basic | C | 3 | CONSERVATION | 1 | MUNICIPAL CONSERVATION | 1 | NO INFRASTRUCTURE | Includes public and school education; the impact of increasing water prices; water system audit, leak detection and repair, and pressure control; and implementation of federal residential clothes washer standards. | 469 | 2508 | CONSERVATION | C | 107 | HENDERSON | 8 | TRINITY | 3 | CONSERVATION | 1 | NO WATER QUALITY IMPROVEMENTS |  | 4420 | 1 | Municipal conservation - basic | 2183 | PAYNE SPRINGS | C | WUG | MUNICIPAL | 934 | CITY |  | N | 2010 | 2010 | 2190 | 2343 | 2493 | 2646 | 2835 | 3065 | 0 | 0 | 2183 | PAYNE SPRINGS | C | WUG | MUNICIPAL | 934 | CITY | C | 107 | HENDERSON | 5 | 9 | 11 | 14 | 16 | 20 | N
137 | MUNICIPAL CONSERVATION-BASIC | Municipal conservation - basic | C | 3 | CONSERVATION | 1 | MUNICIPAL CONSERVATION | 1 | NO INFRASTRUCTURE | Includes public and school education; the impact of increasing water prices; water system audit, leak detection and repair, and pressure control; and implementation of federal residential clothes washer standards. | 469 | 2508 | CONSERVATION | C | 107 | HENDERSON | 8 | TRINITY | 3 | CONSERVATION | 1 | NO WATER QUALITY IMPROVEMENTS |  | 4421 | 1 | Municipal conservation - basic | 2345 | SEVEN POINTS | C | WUG | MUNICIPAL | 959 | CITY |  | N | 2010 | 2010 | 0 | 0 | 0 | 0 | 0 | 0 | 0 | 0 | 2345 | SEVEN POINTS | C | WUG | MUNICIPAL | 959 | CITY | C | 107 | HENDERSON | 2 | 8 | 12 | 15 | 18 | 23 | N
137 | MUNICIPAL CONSERVATION-BASIC | Municipal conservation - basic | C | 3 | CONSERVATION | 1 | MUNICIPAL CONSERVATION | 1 | NO INFRASTRUCTURE | Includes public and school education; the impact of increasing water prices; water system audit, leak detection and repair, and pressure control; and implementation of federal residential clothes washer standards. | 469 | 2508 | CONSERVATION | C | 107 | HENDERSON | 8 | TRINITY | 3 | CONSERVATION | 1 | NO WATER QUALITY IMPROVEMENTS |  | 4422 | 1 | Municipal conservation - basic | 2532 | TOOL | C | WUG | MUNICIPAL | 753 | CITY |  | N | 2010 | 2010 | 0 | 0 | 0 | 0 | 0 | 0 | 0 | 0 | 2532 | TOOL | C | WUG | MUNICIPAL | 753 | CITY | C | 107 | HENDERSON | 4 | 15 | 21 | 26 | 31 | 38 | N
137 | MUNICIPAL CONSERVATION-BASIC | Municipal conservation - basic | C | 3 | CONSERVATION | 1 | MUNICIPAL CONSERVATION | 1 | NO INFRASTRUCTURE | Includes public and school education; the impact of increasing water prices; water system audit, leak detection and repair, and pressure control; and implementation of federal residential clothes washer standards. | 469 | 2508 | CONSERVATION | C | 107 | HENDERSON | 8 | TRINITY | 3 | CONSERVATION | 1 | NO WATER QUALITY IMPROVEMENTS |  | 4423 | 1 | Municipal conservation - basic | 2542 | TRINIDAD | C | WUG | MUNICIPAL | 609 | CITY |  | N | 2010 | 2010 | 0 | 0 | 0 | 0 | 0 | 0 | 0 | 0 | 2542 | TRINIDAD | C | WUG | MUNICIPAL | 609 | CITY | C | 107 | HENDERSON | 2 | 6 | 8 | 9 | 10 | 11 | N
137 | MUNICIPAL CONSERVATION-BASIC | Municipal conservation - basic | C | 3 | CONSERVATION | 1 | MUNICIPAL CONSERVATION | 1 | NO INFRASTRUCTURE | Includes public and school education; the impact of increasing water prices; water system audit, leak detection and repair, and pressure control; and implementation of federal residential clothes washer standards. | 469 | 2508 | CONSERVATION | C | 107 | HENDERSON | 8 | TRINITY | 3 | CONSERVATION | 1 | NO WATER QUALITY IMPROVEMENTS |  | 4424 | 1 | Municipal conservation - basic | 2571 | VIRGINIA HILL WSC | C | WUG | MUNICIPAL | 4371 | UTILITY |  | N | 2010 | 2010 | 0 | 0 | 0 | 0 | 0 | 0 | 0 | 0 | 2571 | VIRGINIA HILL WSC | C | WUG | MUNICIPAL | 4371 | UTILITY | C | 107 | HENDERSON | 4 | 14 | 20 | 21 | 22 | 24 | N
137 | MUNICIPAL CONSERVATION-BASIC | Municipal conservation - basic | C | 3 | CONSERVATION | 1 | MUNICIPAL CONSERVATION | 1 | NO INFRASTRUCTURE | Includes public and school education; the impact of increasing water prices; water system audit, leak detection and repair, and pressure control; and implementation of federal residential clothes washer standards. | 469 | 2508 | CONSERVATION | C | 107 | HENDERSON | 8 | TRINITY | 3 | CONSERVATION | 1 | NO WATER QUALITY IMPROVEMENTS |  | 4425 | 1 | Municipal conservation - basic | 156 | WEST CEDAR CREEK MUD | C | BOTH | MUNICIPAL | 4381 | UTILITY |  | N | 2010 | 2010 | 0 | 0 | 0 | 0 | 0 | 0 | 0 | 0 | 156 | WEST CEDAR CREEK MUD | C | BOTH | MUNICIPAL | 4381 | UTILITY | C | 107 | HENDERSON | 15 | 62 | 93 | 116 | 143 | 178 | N
137 | MUNICIPAL CONSERVATION-BASIC | Municipal conservation - basic | C | 3 | CONSERVATION | 1 | MUNICIPAL CONSERVATION | 1 | NO INFRASTRUCTURE | Includes public and school education; the impact of increasing water prices; water system audit, leak detection and repair, and pressure control; and implementation of federal residential clothes washer standards. | 475 | 2585 | CONSERVATION | C | 119 | JACK | 12 | BRAZOS | 3 | CONSERVATION | 1 | NO WATER QUALITY IMPROVEMENTS |  | 2053 | 1 | Municipal conservation - basic | 306 | BRYSON | C | WUG | MUNICIPAL | 834 | CITY |  | N | 2010 | 2010 | 1699 | 2040 | 2073 | 2073 | 2073 | 2073 | 0 | 0 | 306 | BRYSON | C | WUG | MUNICIPAL | 834 | CITY | C | 119 | JACK | 3 | 6 | 8 | 8 | 9 | 9 | N
137 | MUNICIPAL CONSERVATION-BASIC | Municipal conservation - basic | C | 3 | CONSERVATION | 1 | MUNICIPAL CONSERVATION | 1 | NO INFRASTRUCTURE | Includes public and school education; the impact of increasing water prices; water system audit, leak detection and repair, and pressure control; and implementation of federal residential clothes washer standards. | 475 | 2585 | CONSERVATION | C | 119 | JACK | 12 | BRAZOS | 3 | CONSERVATION | 1 | NO WATER QUALITY IMPROVEMENTS |  | 2054 | 1 | Municipal conservation - basic | 530 | COUNTY-OTHER, JACK | C | WUG | MUNICIPAL | 757 | COUNTY-OTHER |  | N | 2010 | 2010 | 0 | 0 | 0 | 0 | 0 | 0 | 0 | 0 | 530 | COUNTY-OTHER, JACK | C | WUG | MUNICIPAL | 757 | COUNTY-OTHER | C | 119 | JACK | 2 | 7 | 9 | 9 | 10 | 11 | N
137 | MUNICIPAL CONSERVATION-BASIC | Municipal conservation - basic | C | 3 | CONSERVATION | 1 | MUNICIPAL CONSERVATION | 1 | NO INFRASTRUCTURE | Includes public and school education; the impact of increasing water prices; water system audit, leak detection and repair, and pressure control; and implementation of federal residential clothes washer standards. | 480 | 2513 | CONSERVATION | C | 119 | JACK | 8 | TRINITY | 3 | CONSERVATION | 1 | NO WATER QUALITY IMPROVEMENTS |  | 4432 | 1 | Municipal conservation - basic | 530 | COUNTY-OTHER, JACK | C | WUG | MUNICIPAL | 757 | COUNTY-OTHER |  | N | 2010 | 2010 | 0 | 0 | 0 | 0 | 0 | 0 | 0 | 0 | 530 | COUNTY-OTHER, JACK | C | WUG | MUNICIPAL | 757 | COUNTY-OTHER | C | 119 | JACK | 5 | 16 | 24 | 30 | 34 | 40 | N
137 | MUNICIPAL CONSERVATION-BASIC | Municipal conservation - basic | C | 3 | CONSERVATION | 1 | MUNICIPAL CONSERVATION | 1 | NO INFRASTRUCTURE | Includes public and school education; the impact of increasing water prices; water system audit, leak detection and repair, and pressure control; and implementation of federal residential clothes washer standards. | 480 | 2513 | CONSERVATION | C | 119 | JACK | 8 | TRINITY | 3 | CONSERVATION | 1 | NO WATER QUALITY IMPROVEMENTS |  | 4433 | 1 | Municipal conservation - basic | 1223 | JACKSBORO | C | WUG | MUNICIPAL | 302 | CITY |  | N | 2010 | 2010 | 0 | 0 | 0 | 0 | 0 | 0 | 0 | 0 | 1223 | JACKSBORO | C | WUG | MUNICIPAL | 302 | CITY | C | 119 | JACK | 6 | 19 | 26 | 28 | 30 | 33 | N
137 | MUNICIPAL CONSERVATION-BASIC | Municipal conservation - basic | C | 3 | CONSERVATION | 1 | MUNICIPAL CONSERVATION | 1 | NO INFRASTRUCTURE | Includes public and school education; the impact of increasing water prices; water system audit, leak detection and repair, and pressure control; and implementation of federal residential clothes washer standards. | 481 | 2454 | CONSERVATION | C | 129 | KAUFMAN | 5 | SABINE | 3 | CONSERVATION | 1 | NO WATER QUALITY IMPROVEMENTS |  | 5278 | 1 | Municipal conservation - basic | 540 | COUNTY-OTHER, KAUFMAN | C | WUG | MUNICIPAL | 757 | COUNTY-OTHER |  | N | 2010 | 2010 | 0 | 0 | 0 | 0 | 0 | 0 | 0 | 0 | 540 | COUNTY-OTHER, KAUFMAN | C | WUG | MUNICIPAL | 757 | COUNTY-OTHER | C | 129 | KAUFMAN | 4 | 12 | 17 | 18 | 19 | 20 | N
137 | MUNICIPAL CONSERVATION-BASIC | Municipal conservation - basic | C | 3 | CONSERVATION | 1 | MUNICIPAL CONSERVATION | 1 | NO INFRASTRUCTURE | Includes public and school education; the impact of increasing water prices; water system audit, leak detection and repair, and pressure control; and implementation of federal residential clothes washer standards. | 481 | 2454 | CONSERVATION | C | 129 | KAUFMAN | 5 | SABINE | 3 | CONSERVATION | 1 | NO WATER QUALITY IMPROVEMENTS |  | 5279 | 1 | Municipal conservation - basic | 1614 | MACBEE SUD | D | WUG | MUNICIPAL | 4242 | UTILITY |  | N | 2020 | 2020 | 0 | 0 | 0 | 0 | 0 | 0 | 0 | 0 | 1614 | MACBEE SUD | D | WUG | MUNICIPAL | 4242 | UTILITY | C | 129 | KAUFMAN | 0 | 2 | 3 | 3 | 4 | 6 | N
137 | MUNICIPAL CONSERVATION-BASIC | Municipal conservation - basic | C | 3 | CONSERVATION | 1 | MUNICIPAL CONSERVATION | 1 | NO INFRASTRUCTURE | Includes public and school education; the impact of increasing water prices; water system audit, leak detection and repair, and pressure control; and implementation of federal residential clothes washer standards. | 463 | 2515 | CONSERVATION | C | 129 | KAUFMAN | 8 | TRINITY | 3 | CONSERVATION | 1 | NO WATER QUALITY IMPROVEMENTS |  | 4436 | 1 | Municipal conservation - basic | 164 | ABLES SPRINGS WSC | C | WUG | MUNICIPAL | 4001 | UTILITY |  | N | 2010 | 2010 | 0 | 0 | 0 | 0 | 0 | 0 | 0 | 0 | 164 | ABLES SPRINGS WSC | C | WUG | MUNICIPAL | 4001 | UTILITY | C | 129 | KAUFMAN | 9 | 33 | 52 | 69 | 91 | 118 | N
137 | MUNICIPAL CONSERVATION-BASIC | Municipal conservation - basic | C | 3 | CONSERVATION | 1 | MUNICIPAL CONSERVATION | 1 | NO INFRASTRUCTURE | Includes public and school education; the impact of increasing water prices; water system audit, leak detection and repair, and pressure control; and implementation of federal residential clothes washer standards. | 463 | 2515 | CONSERVATION | C | 129 | KAUFMAN | 8 | TRINITY | 3 | CONSERVATION | 1 | NO WATER QUALITY IMPROVEMENTS |  | 4437 | 1 | Municipal conservation - basic | 380 | COLLEGE MOUND WSC | C | WUG | MUNICIPAL | 4065 | UTILITY |  | N | 2010 | 2010 | 0 | 0 | 0 | 0 | 0 | 0 | 0 | 0 | 380 | COLLEGE MOUND WSC | C | WUG | MUNICIPAL | 4065 | UTILITY | C | 129 | KAUFMAN | 13 | 55 | 86 | 108 | 136 | 172 | N
137 | MUNICIPAL CONSERVATION-BASIC | Municipal conservation - basic | C | 3 | CONSERVATION | 1 | MUNICIPAL CONSERVATION | 1 | NO INFRASTRUCTURE | Includes public and school education; the impact of increasing water prices; water system audit, leak detection and repair, and pressure control; and implementation of federal residential clothes washer standards. | 463 | 2515 | CONSERVATION | C | 129 | KAUFMAN | 8 | TRINITY | 3 | CONSERVATION | 1 | NO WATER QUALITY IMPROVEMENTS |  | 4209 | 1 | Municipal conservation - basic | 389 | COMBINE | C | WUG | MUNICIPAL | 766 | CITY |  | N | 2010 | 2010 | 0 | 0 | 0 | 0 | 0 | 0 | 0 | 0 | 389 | COMBINE | C | WUG | MUNICIPAL | 766 | CITY | C | 129 | KAUFMAN | 3 | 10 | 15 | 20 | 24 | 30 | N
137 | MUNICIPAL CONSERVATION-BASIC | Municipal conservation - basic | C | 3 | CONSERVATION | 1 | MUNICIPAL CONSERVATION | 1 | NO INFRASTRUCTURE | Includes public and school education; the impact of increasing water prices; water system audit, leak detection and repair, and pressure control; and implementation of federal residential clothes washer standards. | 463 | 2515 | CONSERVATION | C | 129 | KAUFMAN | 8 | TRINITY | 3 | CONSERVATION | 1 | NO WATER QUALITY IMPROVEMENTS |  | 4210 | 1 | Municipal conservation - basic | 390 | COMBINE WSC | C | WUG | MUNICIPAL | 4066 | UTILITY |  | N | 2010 | 2010 | 0 | 0 | 0 | 0 | 0 | 0 | 0 | 0 | 390 | COMBINE WSC | C | WUG | MUNICIPAL | 4066 | UTILITY | C | 129 | KAUFMAN | 5 | 20 | 32 | 44 | 58 | 78 | N
137 | MUNICIPAL CONSERVATION-BASIC | Municipal conservation - basic | C | 3 | CONSERVATION | 1 | MUNICIPAL CONSERVATION | 1 | NO INFRASTRUCTURE | Includes public and school education; the impact of increasing water prices; water system audit, leak detection and repair, and pressure control; and implementation of federal residential clothes washer standards. | 463 | 2515 | CONSERVATION | C | 129 | KAUFMAN | 8 | TRINITY | 3 | CONSERVATION | 1 | NO WATER QUALITY IMPROVEMENTS |  | 4440 | 1 | Municipal conservation - basic | 540 | COUNTY-OTHER, KAUFMAN | C | WUG | MUNICIPAL | 757 | COUNTY-OTHER |  | N | 2010 | 2010 | 0 | 0 | 0 | 0 | 0 | 0 | 0 | 0 | 540 | COUNTY-OTHER, KAUFMAN | C | WUG | MUNICIPAL | 757 | COUNTY-OTHER | C | 129 | KAUFMAN | 20 | 56 | 74 | 81 | 86 | 92 | N
137 | MUNICIPAL CONSERVATION-BASIC | Municipal conservation - basic | C | 3 | CONSERVATION | 1 | MUNICIPAL CONSERVATION | 1 | NO INFRASTRUCTURE | Includes public and school education; the impact of increasing water prices; water system audit, leak detection and repair, and pressure control; and implementation of federal residential clothes washer standards. | 463 | 2515 | CONSERVATION | C | 129 | KAUFMAN | 8 | TRINITY | 3 | CONSERVATION | 1 | NO WATER QUALITY IMPROVEMENTS |  | 4441 | 1 | Municipal conservation - basic | 667 | CRANDALL | C | WUG | MUNICIPAL | 767 | CITY |  | N | 2010 | 2010 | 1739 | 19651 | 23115 | 27961 | 33914 | 40966 | 19942 | 30 | 667 | CRANDALL | C | WUG | MUNICIPAL | 767 | CITY | C | 129 | KAUFMAN | 9 | 60 | 103 | 140 | 190 | 255 | N
137 | MUNICIPAL CONSERVATION-BASIC | Municipal conservation - basic | C | 3 | CONSERVATION | 1 | MUNICIPAL CONSERVATION | 1 | NO INFRASTRUCTURE | Includes public and school education; the impact of increasing water prices; water system audit, leak detection and repair, and pressure control; and implementation of federal residential clothes washer standards. | 463 | 2515 | CONSERVATION | C | 129 | KAUFMAN | 8 | TRINITY | 3 | CONSERVATION | 1 | NO WATER QUALITY IMPROVEMENTS |  | 4442 | 1 | Municipal conservation - basic | 52 | FORNEY | C | BOTH | MUNICIPAL | 207 | CITY |  | N | 2010 | 2010 | 0 | 60167 | 70000 | 77500 | 83500 | 89205 | 0 | 0 | 52 | FORNEY | C | BOTH | MUNICIPAL | 207 | CITY | C | 129 | KAUFMAN | 28 | 214 | 324 | 426 | 529 | 639 | N
137 | MUNICIPAL CONSERVATION-BASIC | Municipal conservation - basic | C | 3 | CONSERVATION | 1 | MUNICIPAL CONSERVATION | 1 | NO INFRASTRUCTURE | Includes public and school education; the impact of increasing water prices; water system audit, leak detection and repair, and pressure control; and implementation of federal residential clothes washer standards. | 463 | 2515 | CONSERVATION | C | 129 | KAUFMAN | 8 | TRINITY | 3 | CONSERVATION | 1 | NO WATER QUALITY IMPROVEMENTS |  | 4443 | 1 | Municipal conservation - basic | 788 | FORNEY LAKE WSC | C | WUG | MUNICIPAL | 4115 | UTILITY |  | N | 2010 | 2010 | 0 | 10859 | 13538 | 16441 | 20029 | 24514 | 0 | 0 | 788 | FORNEY LAKE WSC | C | WUG | MUNICIPAL | 4115 | UTILITY | C | 129 | KAUFMAN | 10 | 40 | 62 | 90 | 124 | 173 | N
137 | MUNICIPAL CONSERVATION-BASIC | Municipal conservation - basic | C | 3 | CONSERVATION | 1 | MUNICIPAL CONSERVATION | 1 | NO INFRASTRUCTURE | Includes public and school education; the impact of increasing water prices; water system audit, leak detection and repair, and pressure control; and implementation of federal residential clothes washer standards. | 463 | 2515 | CONSERVATION | C | 129 | KAUFMAN | 8 | TRINITY | 3 | CONSERVATION | 1 | NO WATER QUALITY IMPROVEMENTS |  | 4444 | 1 | Municipal conservation - basic | 831 | GASTONIA-SCURRY SUD | C | WUG | MUNICIPAL | 4137 | UTILITY |  | N | 2010 | 2010 | 0 | 0 | 0 | 0 | 0 | 0 | 0 | 0 | 831 | GASTONIA-SCURRY SUD | C | WUG | MUNICIPAL | 4137 | UTILITY | C | 129 | KAUFMAN | 13 | 46 | 68 | 88 | 114 | 147 | N
137 | MUNICIPAL CONSERVATION-BASIC | Municipal conservation - basic | C | 3 | CONSERVATION | 1 | MUNICIPAL CONSERVATION | 1 | NO INFRASTRUCTURE | Includes public and school education; the impact of increasing water prices; water system audit, leak detection and repair, and pressure control; and implementation of federal residential clothes washer standards. | 463 | 2515 | CONSERVATION | C | 129 | KAUFMAN | 8 | TRINITY | 3 | CONSERVATION | 1 | NO WATER QUALITY IMPROVEMENTS |  | 4445 | 1 | Municipal conservation - basic | 942 | HIGH POINT WSC | C | WUG | MUNICIPAL | 4205 | UTILITY |  | N | 2010 | 2010 | 0 | 0 | 0 | 0 | 0 | 0 | 0 | 0 | 942 | HIGH POINT WSC | C | WUG | MUNICIPAL | 4205 | UTILITY | C | 129 | KAUFMAN | 2 | 19 | 30 | 38 | 49 | 59 | N
137 | MUNICIPAL CONSERVATION-BASIC | Municipal conservation - basic | C | 3 | CONSERVATION | 1 | MUNICIPAL CONSERVATION | 1 | NO INFRASTRUCTURE | Includes public and school education; the impact of increasing water prices; water system audit, leak detection and repair, and pressure control; and implementation of federal residential clothes washer standards. | 463 | 2515 | CONSERVATION | C | 129 | KAUFMAN | 8 | TRINITY | 3 | CONSERVATION | 1 | NO WATER QUALITY IMPROVEMENTS |  | 4446 | 1 | Municipal conservation - basic | 1249 | KAUFMAN | C | WUG | MUNICIPAL | 313 | CITY |  | N | 2010 | 2010 | 1965 | 34197 | 436 | 0 | 0 | 0 | 22543 | 30 | 1249 | KAUFMAN | C | WUG | MUNICIPAL | 313 | CITY | C | 129 | KAUFMAN | 14 | 103 | 81 | 100 | 120 | 155 | N
137 | MUNICIPAL CONSERVATION-BASIC | Municipal conservation - basic | C | 3 | CONSERVATION | 1 | MUNICIPAL CONSERVATION | 1 | NO INFRASTRUCTURE | Includes public and school education; the impact of increasing water prices; water system audit, leak detection and repair, and pressure control; and implementation of federal residential clothes washer standards. | 463 | 2515 | CONSERVATION | C | 129 | KAUFMAN | 8 | TRINITY | 3 | CONSERVATION | 1 | NO WATER QUALITY IMPROVEMENTS |  | 4447 | 1 | Municipal conservation - basic | 1253 | KEMP | C | WUG | MUNICIPAL | 711 | CITY |  | N | 2010 | 2010 | 0 | 0 | 0 | 0 | 0 | 0 | 0 | 0 | 1253 | KEMP | C | WUG | MUNICIPAL | 711 | CITY | C | 129 | KAUFMAN | 2 | 9 | 14 | 15 | 16 | 17 | N
137 | MUNICIPAL CONSERVATION-BASIC | Municipal conservation - basic | C | 3 | CONSERVATION | 1 | MUNICIPAL CONSERVATION | 1 | NO INFRASTRUCTURE | Includes public and school education; the impact of increasing water prices; water system audit, leak detection and repair, and pressure control; and implementation of federal residential clothes washer standards. | 463 | 2515 | CONSERVATION | C | 129 | KAUFMAN | 8 | TRINITY | 3 | CONSERVATION | 1 | NO WATER QUALITY IMPROVEMENTS |  | 4448 | 1 | Municipal conservation - basic | 1613 | MABANK | C | WUG | MUNICIPAL | 375 | CITY |  | N | 2010 | 2010 | 374 | 32601 | 35116 | 37514 | 40930 | 45132 | 5000 | 30 | 1613 | MABANK | C | WUG | MUNICIPAL | 375 | CITY | C | 129 | KAUFMAN | 5 | 60 | 147 | 180 | 221 | 275 | N
137 | MUNICIPAL CONSERVATION-BASIC | Municipal conservation - basic | C | 3 | CONSERVATION | 1 | MUNICIPAL CONSERVATION | 1 | NO INFRASTRUCTURE | Includes public and school education; the impact of increasing water prices; water system audit, leak detection and repair, and pressure control; and implementation of federal residential clothes washer standards. | 463 | 2515 | CONSERVATION | C | 129 | KAUFMAN | 8 | TRINITY | 3 | CONSERVATION | 1 | NO WATER QUALITY IMPROVEMENTS |  | 4225 | 1 | Municipal conservation - basic | 1832 | MESQUITE | C | WUG | MUNICIPAL | 401 | CITY |  | N | 2020 | 2020 | 0 | 0 | 0 | 0 | 0 | 0 | 0 | 0 | 1832 | MESQUITE | C | WUG | MUNICIPAL | 401 | CITY | C | 129 | KAUFMAN | 0 | 1 | 1 | 1 | 1 | 2 | N
137 | MUNICIPAL CONSERVATION-BASIC | Municipal conservation - basic | C | 3 | CONSERVATION | 1 | MUNICIPAL CONSERVATION | 1 | NO INFRASTRUCTURE | Includes public and school education; the impact of increasing water prices; water system audit, leak detection and repair, and pressure control; and implementation of federal residential clothes washer standards. | 463 | 2515 | CONSERVATION | C | 129 | KAUFMAN | 8 | TRINITY | 3 | CONSERVATION | 1 | NO WATER QUALITY IMPROVEMENTS |  | 4450 | 1 | Municipal conservation - basic | 2145 | OAK GROVE | C | WUG | MUNICIPAL | 928 | CITY |  | N | 2010 | 2010 | 0 | 0 | 0 | 0 | 0 | 0 | 0 | 0 | 2145 | OAK GROVE | C | WUG | MUNICIPAL | 928 | CITY | C | 129 | KAUFMAN | 2 | 6 | 9 | 12 | 15 | 19 | N
137 | MUNICIPAL CONSERVATION-BASIC | Municipal conservation - basic | C | 3 | CONSERVATION | 1 | MUNICIPAL CONSERVATION | 1 | NO INFRASTRUCTURE | Includes public and school education; the impact of increasing water prices; water system audit, leak detection and repair, and pressure control; and implementation of federal residential clothes washer standards. | 463 | 2515 | CONSERVATION | C | 129 | KAUFMAN | 8 | TRINITY | 3 | CONSERVATION | 1 | NO WATER QUALITY IMPROVEMENTS |  | 4451 | 1 | Municipal conservation - basic | 2681 | POST OAK BEND CITY | C | WUG | MUNICIPAL | 1086 | CITY |  | N | 2010 | 2010 | 0 | 0 | 0 | 0 | 0 | 0 | 0 | 0 | 2681 | POST OAK BEND CITY | C | WUG | MUNICIPAL | 1086 | CITY | C | 129 | KAUFMAN | 2 | 6 | 12 | 21 | 35 | 62 | N
137 | MUNICIPAL CONSERVATION-BASIC | Municipal conservation - basic | C | 3 | CONSERVATION | 1 | MUNICIPAL CONSERVATION | 1 | NO INFRASTRUCTURE | Includes public and school education; the impact of increasing water prices; water system audit, leak detection and repair, and pressure control; and implementation of federal residential clothes washer standards. | 463 | 2515 | CONSERVATION | C | 129 | KAUFMAN | 8 | TRINITY | 3 | CONSERVATION | 1 | NO WATER QUALITY IMPROVEMENTS |  | 4452 | 1 | Municipal conservation - basic | 2683 | SCURRY | C | WUG | MUNICIPAL | 1088 | CITY |  | N | 2010 | 2010 | 0 | 0 | 0 | 0 | 0 | 0 | 0 | 0 | 2683 | SCURRY | C | WUG | MUNICIPAL | 1088 | CITY | C | 129 | KAUFMAN | 2 | 4 | 6 | 8 | 9 | 11 | N
137 | MUNICIPAL CONSERVATION-BASIC | Municipal conservation - basic | C | 3 | CONSERVATION | 1 | MUNICIPAL CONSERVATION | 1 | NO INFRASTRUCTURE | Includes public and school education; the impact of increasing water prices; water system audit, leak detection and repair, and pressure control; and implementation of federal residential clothes washer standards. | 463 | 2515 | CONSERVATION | C | 129 | KAUFMAN | 8 | TRINITY | 3 | CONSERVATION | 1 | NO WATER QUALITY IMPROVEMENTS |  | 4232 | 1 | Municipal conservation - basic | 130 | SEAGOVILLE | C | BOTH | MUNICIPAL | 547 | CITY |  | N | 2010 | 2010 | 45 | 0 | 0 | 0 | 0 | 0 | 0 | 0 | 130 | SEAGOVILLE | C | BOTH | MUNICIPAL | 547 | CITY | C | 129 | KAUFMAN | 1 | 2 | 2 | 2 | 2 | 2 | N
137 | MUNICIPAL CONSERVATION-BASIC | Municipal conservation - basic | C | 3 | CONSERVATION | 1 | MUNICIPAL CONSERVATION | 1 | NO INFRASTRUCTURE | Includes public and school education; the impact of increasing water prices; water system audit, leak detection and repair, and pressure control; and implementation of federal residential clothes washer standards. | 463 | 2515 | CONSERVATION | C | 129 | KAUFMAN | 8 | TRINITY | 3 | CONSERVATION | 1 | NO WATER QUALITY IMPROVEMENTS |  | 4454 | 1 | Municipal conservation - basic | 2507 | TALTY | C | WUG | MUNICIPAL | 1065 | CITY |  | N | 2010 | 2010 | 0 | 10709 | 14586 | 18881 | 24201 | 30326 | 0 | 0 | 2507 | TALTY | C | WUG | MUNICIPAL | 1065 | CITY | C | 129 | KAUFMAN | 5 | 60 | 104 | 160 | 238 | 346 | N
137 | MUNICIPAL CONSERVATION-BASIC | Municipal conservation - basic | C | 3 | CONSERVATION | 1 | MUNICIPAL CONSERVATION | 1 | NO INFRASTRUCTURE | Includes public and school education; the impact of increasing water prices; water system audit, leak detection and repair, and pressure control; and implementation of federal residential clothes washer standards. | 463 | 2515 | CONSERVATION | C | 129 | KAUFMAN | 8 | TRINITY | 3 | CONSERVATION | 1 | NO WATER QUALITY IMPROVEMENTS |  | 4455 | 1 | Municipal conservation - basic | 139 | TERRELL | C | BOTH | MUNICIPAL | 599 | CITY |  | N | 2010 | 2010 | 1890 | 94398 | 115000 | 135000 | 147000 | 160000 | 21683 | 30 | 139 | TERRELL | C | BOTH | MUNICIPAL | 599 | CITY | C | 129 | KAUFMAN | 28 | 537 | 1024 | 1492 | 1875 | 2332 | N
137 | MUNICIPAL CONSERVATION-BASIC | Municipal conservation - basic | C | 3 | CONSERVATION | 1 | MUNICIPAL CONSERVATION | 1 | NO INFRASTRUCTURE | Includes public and school education; the impact of increasing water prices; water system audit, leak detection and repair, and pressure control; and implementation of federal residential clothes washer standards. | 463 | 2515 | CONSERVATION | C | 129 | KAUFMAN | 8 | TRINITY | 3 | CONSERVATION | 1 | NO WATER QUALITY IMPROVEMENTS |  | 4425 | 1 | Municipal conservation - basic | 156 | WEST CEDAR CREEK MUD | C | BOTH | MUNICIPAL | 4381 | UTILITY |  | N | 2010 | 2010 | 0 | 0 | 0 | 0 | 0 | 0 | 0 | 0 | 156 | WEST CEDAR CREEK MUD | C | BOTH | MUNICIPAL | 4381 | UTILITY | C | 129 | KAUFMAN | 10 | 51 | 86 | 116 | 155 | 205 | N
137 | MUNICIPAL CONSERVATION-BASIC | Municipal conservation - basic | C | 3 | CONSERVATION | 1 | MUNICIPAL CONSERVATION | 1 | NO INFRASTRUCTURE | Includes public and school education; the impact of increasing water prices; water system audit, leak detection and repair, and pressure control; and implementation of federal residential clothes washer standards. | 470 | 2521 | CONSERVATION | C | 175 | NAVARRO | 8 | TRINITY | 3 | CONSERVATION | 1 | NO WATER QUALITY IMPROVEMENTS |  | 4467 | 1 | Municipal conservation - basic | 263 | BLOOMING GROVE | C | WUG | MUNICIPAL | 828 | CITY |  | N | 2010 | 2010 | 0 | 0 | 0 | 2691 | 2691 | 2691 | 0 | 0 | 263 | BLOOMING GROVE | C | WUG | MUNICIPAL | 828 | CITY | C | 175 | NAVARRO | 2 | 5 | 6 | 10 | 11 | 12 | N
137 | MUNICIPAL CONSERVATION-BASIC | Municipal conservation - basic | C | 3 | CONSERVATION | 1 | MUNICIPAL CONSERVATION | 1 | NO INFRASTRUCTURE | Includes public and school education; the impact of increasing water prices; water system audit, leak detection and repair, and pressure control; and implementation of federal residential clothes washer standards. | 470 | 2521 | CONSERVATION | C | 175 | NAVARRO | 8 | TRINITY | 3 | CONSERVATION | 1 | NO WATER QUALITY IMPROVEMENTS |  | 4468 | 1 | Municipal conservation - basic | 279 | BRANDON-IRENE WSC | G | WUG | MUNICIPAL | 4029 | UTILITY |  | N | 2020 | 2020 | 0 | 0 | 0 | 0 | 0 | 0 | 0 | 0 | 279 | BRANDON-IRENE WSC | G | WUG | MUNICIPAL | 4029 | UTILITY | C | 175 | NAVARRO | 0 | 1 | 2 | 2 | 2 | 2 | N
137 | MUNICIPAL CONSERVATION-BASIC | Municipal conservation - basic | C | 3 | CONSERVATION | 1 | MUNICIPAL CONSERVATION | 1 | NO INFRASTRUCTURE | Includes public and school education; the impact of increasing water prices; water system audit, leak detection and repair, and pressure control; and implementation of federal residential clothes washer standards. | 470 | 2521 | CONSERVATION | C | 175 | NAVARRO | 8 | TRINITY | 3 | CONSERVATION | 1 | NO WATER QUALITY IMPROVEMENTS |  | 4469 | 1 | Municipal conservation - basic | 345 | CHATFIELD WSC | C | WUG | MUNICIPAL | 4049 | UTILITY |  | N | 2010 | 2010 | 0 | 0 | 0 | 0 | 0 | 0 | 0 | 0 | 345 | CHATFIELD WSC | C | WUG | MUNICIPAL | 4049 | UTILITY | C | 175 | NAVARRO | 6 | 30 | 49 | 65 | 83 | 105 | N
137 | MUNICIPAL CONSERVATION-BASIC | Municipal conservation - basic | C | 3 | CONSERVATION | 1 | MUNICIPAL CONSERVATION | 1 | NO INFRASTRUCTURE | Includes public and school education; the impact of increasing water prices; water system audit, leak detection and repair, and pressure control; and implementation of federal residential clothes washer standards. | 470 | 2521 | CONSERVATION | C | 175 | NAVARRO | 8 | TRINITY | 3 | CONSERVATION | 1 | NO WATER QUALITY IMPROVEMENTS |  | 4338 | 1 | Municipal conservation - basic | 393 | COMMUNITY WATER COMPANY | C | WUG | MUNICIPAL | 4068 | UTILITY |  | N | 2010 | 2010 | 0 | 0 | 0 | 0 | 0 | 0 | 0 | 0 | 393 | COMMUNITY WATER COMPANY | C | WUG | MUNICIPAL | 4068 | UTILITY | C | 175 | NAVARRO | 2 | 6 | 10 | 14 | 18 | 24 | N
137 | MUNICIPAL CONSERVATION-BASIC | Municipal conservation - basic | C | 3 | CONSERVATION | 1 | MUNICIPAL CONSERVATION | 1 | NO INFRASTRUCTURE | Includes public and school education; the impact of increasing water prices; water system audit, leak detection and repair, and pressure control; and implementation of federal residential clothes washer standards. | 470 | 2521 | CONSERVATION | C | 175 | NAVARRO | 8 | TRINITY | 3 | CONSERVATION | 1 | NO WATER QUALITY IMPROVEMENTS |  | 4471 | 1 | Municipal conservation - basic | 35 | CORSICANA | C | BOTH | MUNICIPAL | 137 | CITY |  | N | 2010 | 2010 | 436 | 436 | 436 | 81520 | 84373 | 85545 | 31760 | 30 | 35 | CORSICANA | C | BOTH | MUNICIPAL | 137 | CITY | C | 175 | NAVARRO | 45 | 137 | 194 | 423 | 567 | 665 | N
137 | MUNICIPAL CONSERVATION-BASIC | Municipal conservation - basic | C | 3 | CONSERVATION | 1 | MUNICIPAL CONSERVATION | 1 | NO INFRASTRUCTURE | Includes public and school education; the impact of increasing water prices; water system audit, leak detection and repair, and pressure control; and implementation of federal residential clothes washer standards. | 470 | 2521 | CONSERVATION | C | 175 | NAVARRO | 8 | TRINITY | 3 | CONSERVATION | 1 | NO WATER QUALITY IMPROVEMENTS |  | 4472 | 1 | Municipal conservation - basic | 586 | COUNTY-OTHER, NAVARRO | C | WUG | MUNICIPAL | 757 | COUNTY-OTHER |  | N | 2010 | 2010 | 0 | 0 | 0 | 0 | 0 | 0 | 0 | 0 | 586 | COUNTY-OTHER, NAVARRO | C | WUG | MUNICIPAL | 757 | COUNTY-OTHER | C | 175 | NAVARRO | 2 | 8 | 11 | 12 | 13 | 14 | N
137 | MUNICIPAL CONSERVATION-BASIC | Municipal conservation - basic | C | 3 | CONSERVATION | 1 | MUNICIPAL CONSERVATION | 1 | NO INFRASTRUCTURE | Includes public and school education; the impact of increasing water prices; water system audit, leak detection and repair, and pressure control; and implementation of federal residential clothes washer standards. | 470 | 2521 | CONSERVATION | C | 175 | NAVARRO | 8 | TRINITY | 3 | CONSERVATION | 1 | NO WATER QUALITY IMPROVEMENTS |  | 4473 | 1 | Municipal conservation - basic | 697 | DAWSON | C | WUG | MUNICIPAL | 855 | CITY |  | N | 2010 | 2010 | 0 | 0 | 0 | 3289 | 3517 | 3798 | 0 | 0 | 697 | DAWSON | C | WUG | MUNICIPAL | 855 | CITY | C | 175 | NAVARRO | 2 | 5 | 7 | 13 | 15 | 19 | N
137 | MUNICIPAL CONSERVATION-BASIC | Municipal conservation - basic | C | 3 | CONSERVATION | 1 | MUNICIPAL CONSERVATION | 1 | NO INFRASTRUCTURE | Includes public and school education; the impact of increasing water prices; water system audit, leak detection and repair, and pressure control; and implementation of federal residential clothes washer standards. | 470 | 2521 | CONSERVATION | C | 175 | NAVARRO | 8 | TRINITY | 3 | CONSERVATION | 1 | NO WATER QUALITY IMPROVEMENTS |  | 4474 | 1 | Municipal conservation - basic | 821 | FROST | C | WUG | MUNICIPAL | 868 | CITY |  | N | 2010 | 2010 | 0 | 0 | 0 | 0 | 0 | 0 | 0 | 0 | 821 | FROST | C | WUG | MUNICIPAL | 868 | CITY | C | 175 | NAVARRO | 1 | 3 | 4 | 4 | 4 | 4 | N
137 | MUNICIPAL CONSERVATION-BASIC | Municipal conservation - basic | C | 3 | CONSERVATION | 1 | MUNICIPAL CONSERVATION | 1 | NO INFRASTRUCTURE | Includes public and school education; the impact of increasing water prices; water system audit, leak detection and repair, and pressure control; and implementation of federal residential clothes washer standards. | 470 | 2521 | CONSERVATION | C | 175 | NAVARRO | 8 | TRINITY | 3 | CONSERVATION | 1 | NO WATER QUALITY IMPROVEMENTS |  | 4475 | 1 | Municipal conservation - basic | 1259 | KERENS | C | WUG | MUNICIPAL | 712 | CITY |  | N | 2010 | 2010 | 0 | 0 | 0 | 0 | 0 | 0 | 0 | 0 | 1259 | KERENS | C | WUG | MUNICIPAL | 712 | CITY | C | 175 | NAVARRO | 4 | 10 | 14 | 16 | 17 | 19 | N
137 | MUNICIPAL CONSERVATION-BASIC | Municipal conservation - basic | C | 3 | CONSERVATION | 1 | MUNICIPAL CONSERVATION | 1 | NO INFRASTRUCTURE | Includes public and school education; the impact of increasing water prices; water system audit, leak detection and repair, and pressure control; and implementation of federal residential clothes washer standards. | 470 | 2521 | CONSERVATION | C | 175 | NAVARRO | 8 | TRINITY | 3 | CONSERVATION | 1 | NO WATER QUALITY IMPROVEMENTS |  | 4476 | 1 | Municipal conservation - basic | 1612 | M E N WSC | C | WUG | MUNICIPAL | 4241 | UTILITY |  | N | 2010 | 2010 | 0 | 0 | 0 | 0 | 0 | 0 | 0 | 0 | 1612 | M E N WSC | C | WUG | MUNICIPAL | 4241 | UTILITY | C | 175 | NAVARRO | 6 | 18 | 26 | 30 | 34 | 39 | N
137 | MUNICIPAL CONSERVATION-BASIC | Municipal conservation - basic | C | 3 | CONSERVATION | 1 | MUNICIPAL CONSERVATION | 1 | NO INFRASTRUCTURE | Includes public and school education; the impact of increasing water prices; water system audit, leak detection and repair, and pressure control; and implementation of federal residential clothes washer standards. | 470 | 2521 | CONSERVATION | C | 175 | NAVARRO | 8 | TRINITY | 3 | CONSERVATION | 1 | NO WATER QUALITY IMPROVEMENTS |  | 4477 | 1 | Municipal conservation - basic | 2103 | NAVARRO MILLS WSC | C | WUG | MUNICIPAL | 4413 | UTILITY |  | N | 2010 | 2010 | 0 | 0 | 0 | 0 | 0 | 0 | 0 | 0 | 2103 | NAVARRO MILLS WSC | C | WUG | MUNICIPAL | 4413 | UTILITY | C | 175 | NAVARRO | 5 | 18 | 27 | 33 | 41 | 49 | N
137 | MUNICIPAL CONSERVATION-BASIC | Municipal conservation - basic | C | 3 | CONSERVATION | 1 | MUNICIPAL CONSERVATION | 1 | NO INFRASTRUCTURE | Includes public and school education; the impact of increasing water prices; water system audit, leak detection and repair, and pressure control; and implementation of federal residential clothes washer standards. | 470 | 2521 | CONSERVATION | C | 175 | NAVARRO | 8 | TRINITY | 3 | CONSERVATION | 1 | NO WATER QUALITY IMPROVEMENTS |  | 4478 | 1 | Municipal conservation - basic | 2262 | RICE | C | WUG | MUNICIPAL | 947 | CITY |  | N | 2010 | 2010 | 0 | 0 | 0 | 4334 | 4955 | 5717 | 0 | 0 | 2262 | RICE | C | WUG | MUNICIPAL | 947 | CITY | C | 175 | NAVARRO | 2 | 7 | 10 | 20 | 26 | 34 | N
137 | MUNICIPAL CONSERVATION-BASIC | Municipal conservation - basic | C | 3 | CONSERVATION | 1 | MUNICIPAL CONSERVATION | 1 | NO INFRASTRUCTURE | Includes public and school education; the impact of increasing water prices; water system audit, leak detection and repair, and pressure control; and implementation of federal residential clothes washer standards. | 470 | 2521 | CONSERVATION | C | 175 | NAVARRO | 8 | TRINITY | 3 | CONSERVATION | 1 | NO WATER QUALITY IMPROVEMENTS |  | 4357 | 1 | Municipal conservation - basic | 2263 | RICE WSC | C | WUG | MUNICIPAL | 4409 | UTILITY |  | N | 2010 | 2010 | 0 | 0 | 0 | 0 | 0 | 0 | 0 | 0 | 2263 | RICE WSC | C | WUG | MUNICIPAL | 4409 | UTILITY | C | 175 | NAVARRO | 11 | 41 | 63 | 81 | 102 | 129 | N
137 | MUNICIPAL CONSERVATION-BASIC | Municipal conservation - basic | C | 3 | CONSERVATION | 1 | MUNICIPAL CONSERVATION | 1 | NO INFRASTRUCTURE | Includes public and school education; the impact of increasing water prices; water system audit, leak detection and repair, and pressure control; and implementation of federal residential clothes washer standards. | 471 | 2604 | CONSERVATION | C | 184 | PARKER | 12 | BRAZOS | 3 | CONSERVATION | 1 | NO WATER QUALITY IMPROVEMENTS |  | 2056 | 1 | Municipal conservation - basic | 595 | COUNTY-OTHER, PARKER | C | WUG | MUNICIPAL | 757 | COUNTY-OTHER |  | N | 2010 | 2010 | 0 | 0 | 0 | 0 | 0 | 0 | 0 | 0 | 595 | COUNTY-OTHER, PARKER | C | WUG | MUNICIPAL | 757 | COUNTY-OTHER | C | 184 | PARKER | 21 | 87 | 137 | 163 | 172 | 180 | N
137 | MUNICIPAL CONSERVATION-BASIC | Municipal conservation - basic | C | 3 | CONSERVATION | 1 | MUNICIPAL CONSERVATION | 1 | NO INFRASTRUCTURE | Includes public and school education; the impact of increasing water prices; water system audit, leak detection and repair, and pressure control; and implementation of federal residential clothes washer standards. | 471 | 2604 | CONSERVATION | C | 184 | PARKER | 12 | BRAZOS | 3 | CONSERVATION | 1 | NO WATER QUALITY IMPROVEMENTS |  | 2057 | 1 | Municipal conservation - basic | 2659 | CRESSON | G | WUG | MUNICIPAL | 1075 | CITY |  | N | 2010 | 2010 | 0 | 0 | 0 | 0 | 0 | 0 | 0 | 0 | 2659 | CRESSON | G | WUG | MUNICIPAL | 1075 | CITY | C | 184 | PARKER | 1 | 2 | 2 | 3 | 4 | 5 | N
137 | MUNICIPAL CONSERVATION-BASIC | Municipal conservation - basic | C | 3 | CONSERVATION | 1 | MUNICIPAL CONSERVATION | 1 | NO INFRASTRUCTURE | Includes public and school education; the impact of increasing water prices; water system audit, leak detection and repair, and pressure control; and implementation of federal residential clothes washer standards. | 471 | 2604 | CONSERVATION | C | 184 | PARKER | 12 | BRAZOS | 3 | CONSERVATION | 1 | NO WATER QUALITY IMPROVEMENTS |  | 2058 | 1 | Municipal conservation - basic | 1843 | MINERAL WELLS | G | WUG | MUNICIPAL | 407 | CITY | Region G basic municipal conservation package | N | 2010 | 2010 | 0 | 0 | 0 | 0 | 0 | 0 | 0 | 0 | 1843 | MINERAL WELLS | G | WUG | MUNICIPAL | 407 | CITY | C | 184 | PARKER | 10 | 19 | 25 | 27 | 29 | 32 | N
137 | MUNICIPAL CONSERVATION-BASIC | Municipal conservation - basic | C | 3 | CONSERVATION | 1 | MUNICIPAL CONSERVATION | 1 | NO INFRASTRUCTURE | Includes public and school education; the impact of increasing water prices; water system audit, leak detection and repair, and pressure control; and implementation of federal residential clothes washer standards. | 471 | 2604 | CONSERVATION | C | 184 | PARKER | 12 | BRAZOS | 3 | CONSERVATION | 1 | NO WATER QUALITY IMPROVEMENTS |  | 2059 | 1 | Municipal conservation - basic | 155 | WEATHERFORD | C | BOTH | MUNICIPAL | 634 | CITY |  | N | 2010 | 2010 | 3297 | 3794 | 4389 | 4936 | 5525 | 6040 | 0 | 0 | 155 | WEATHERFORD | C | BOTH | MUNICIPAL | 634 | CITY | C | 184 | PARKER | 8 | 17 | 25 | 33 | 42 | 52 | N
137 | MUNICIPAL CONSERVATION-BASIC | Municipal conservation - basic | C | 3 | CONSERVATION | 1 | MUNICIPAL CONSERVATION | 1 | NO INFRASTRUCTURE | Includes public and school education; the impact of increasing water prices; water system audit, leak detection and repair, and pressure control; and implementation of federal residential clothes washer standards. | 478 | 2522 | CONSERVATION | C | 184 | PARKER | 8 | TRINITY | 3 | CONSERVATION | 1 | NO WATER QUALITY IMPROVEMENTS |  | 4484 | 1 | Municipal conservation - basic | 171 | ALEDO | C | WUG | MUNICIPAL | 674 | CITY |  | N | 2010 | 2010 | 436 | 17418 | 27820 | 36768 | 38417 | 38417 | 5000 | 30 | 171 | ALEDO | C | WUG | MUNICIPAL | 674 | CITY | C | 184 | PARKER | 5 | 54 | 108 | 167 | 193 | 212 | N
137 | MUNICIPAL CONSERVATION-BASIC | Municipal conservation - basic | C | 3 | CONSERVATION | 1 | MUNICIPAL CONSERVATION | 1 | NO INFRASTRUCTURE | Includes public and school education; the impact of increasing water prices; water system audit, leak detection and repair, and pressure control; and implementation of federal residential clothes washer standards. | 478 | 2522 | CONSERVATION | C | 184 | PARKER | 8 | TRINITY | 3 | CONSERVATION | 1 | NO WATER QUALITY IMPROVEMENTS |  | 4485 | 1 | Municipal conservation - basic | 188 | ANNETTA | C | WUG | MUNICIPAL | 814 | CITY |  | N | 2010 | 2010 | 0 | 0 | 0 | 0 | 0 | 0 | 0 | 0 | 188 | ANNETTA | C | WUG | MUNICIPAL | 814 | CITY | C | 184 | PARKER | 3 | 11 | 16 | 19 | 23 | 27 | N
137 | MUNICIPAL CONSERVATION-BASIC | Municipal conservation - basic | C | 3 | CONSERVATION | 1 | MUNICIPAL CONSERVATION | 1 | NO INFRASTRUCTURE | Includes public and school education; the impact of increasing water prices; water system audit, leak detection and repair, and pressure control; and implementation of federal residential clothes washer standards. | 478 | 2522 | CONSERVATION | C | 184 | PARKER | 8 | TRINITY | 3 | CONSERVATION | 1 | NO WATER QUALITY IMPROVEMENTS |  | 4486 | 1 | Municipal conservation - basic | 189 | ANNETTA SOUTH | C | WUG | MUNICIPAL | 997 | CITY |  | N | 2010 | 2010 | 0 | 0 | 0 | 0 | 0 | 0 | 0 | 0 | 189 | ANNETTA SOUTH | C | WUG | MUNICIPAL | 997 | CITY | C | 184 | PARKER | 1 | 4 | 6 | 8 | 9 | 10 | N
137 | MUNICIPAL CONSERVATION-BASIC | Municipal conservation - basic | C | 3 | CONSERVATION | 1 | MUNICIPAL CONSERVATION | 1 | NO INFRASTRUCTURE | Includes public and school education; the impact of increasing water prices; water system audit, leak detection and repair, and pressure control; and implementation of federal residential clothes washer standards. | 478 | 2522 | CONSERVATION | C | 184 | PARKER | 8 | TRINITY | 3 | CONSERVATION | 1 | NO WATER QUALITY IMPROVEMENTS |  | 4531 | 1 | Municipal conservation - basic | 209 | AZLE | C | WUG | MUNICIPAL | 31 | CITY |  | N | 2010 | 2010 | 13307 | 73 | 64 | 0 | 0 | 0 | 0 | 0 | 209 | AZLE | C | WUG | MUNICIPAL | 31 | CITY | C | 184 | PARKER | 18 | 15 | 21 | 27 | 34 | 41 | N
137 | MUNICIPAL CONSERVATION-BASIC | Municipal conservation - basic | C | 3 | CONSERVATION | 1 | MUNICIPAL CONSERVATION | 1 | NO INFRASTRUCTURE | Includes public and school education; the impact of increasing water prices; water system audit, leak detection and repair, and pressure control; and implementation of federal residential clothes washer standards. | 478 | 2522 | CONSERVATION | C | 184 | PARKER | 8 | TRINITY | 3 | CONSERVATION | 1 | NO WATER QUALITY IMPROVEMENTS |  | 4488 | 1 | Municipal conservation - basic | 595 | COUNTY-OTHER, PARKER | C | WUG | MUNICIPAL | 757 | COUNTY-OTHER |  | N | 2010 | 2010 | 0 | 0 | 0 | 0 | 0 | 0 | 0 | 0 | 595 | COUNTY-OTHER, PARKER | C | WUG | MUNICIPAL | 757 | COUNTY-OTHER | C | 184 | PARKER | 23 | 79 | 96 | 90 | 81 | 71 | N
137 | MUNICIPAL CONSERVATION-BASIC | Municipal conservation - basic | C | 3 | CONSERVATION | 1 | MUNICIPAL CONSERVATION | 1 | NO INFRASTRUCTURE | Includes public and school education; the impact of increasing water prices; water system audit, leak detection and repair, and pressure control; and implementation of federal residential clothes washer standards. | 478 | 2522 | CONSERVATION | C | 184 | PARKER | 8 | TRINITY | 3 | CONSERVATION | 1 | NO WATER QUALITY IMPROVEMENTS |  | 4489 | 1 | Municipal conservation - basic | 2659 | CRESSON | G | WUG | MUNICIPAL | 1075 | CITY |  | N | 2020 | 2020 | 0 | 0 | 0 | 0 | 0 | 0 | 0 | 0 | 2659 | CRESSON | G | WUG | MUNICIPAL | 1075 | CITY | C | 184 | PARKER | 0 | 1 | 2 | 2 | 3 | 4 | N
137 | MUNICIPAL CONSERVATION-BASIC | Municipal conservation - basic | C | 3 | CONSERVATION | 1 | MUNICIPAL CONSERVATION | 1 | NO INFRASTRUCTURE | Includes public and school education; the impact of increasing water prices; water system audit, leak detection and repair, and pressure control; and implementation of federal residential clothes washer standards. | 478 | 2522 | CONSERVATION | C | 184 | PARKER | 8 | TRINITY | 3 | CONSERVATION | 1 | NO WATER QUALITY IMPROVEMENTS |  | 4490 | 1 | Municipal conservation - basic | 55 | FORT WORTH | C | BOTH | MUNICIPAL | 213 | CITY |  | N | 2010 | 2010 | 14079 | 62864 | 99172 | 114490 | 126035 | 134456 | 0 | 0 | 55 | FORT WORTH | C | BOTH | MUNICIPAL | 213 | CITY | C | 184 | PARKER | 92 | 675 | 1319 | 1735 | 2141 | 2537 | N
137 | MUNICIPAL CONSERVATION-BASIC | Municipal conservation - basic | C | 3 | CONSERVATION | 1 | MUNICIPAL CONSERVATION | 1 | NO INFRASTRUCTURE | Includes public and school education; the impact of increasing water prices; water system audit, leak detection and repair, and pressure control; and implementation of federal residential clothes washer standards. | 478 | 2522 | CONSERVATION | C | 184 | PARKER | 8 | TRINITY | 3 | CONSERVATION | 1 | NO WATER QUALITY IMPROVEMENTS |  | 4491 | 1 | Municipal conservation - basic | 963 | HUDSON OAKS | C | WUG | MUNICIPAL | 883 | CITY |  | N | 2010 | 2010 | 436 | 7960 | 9547 | 10681 | 12167 | 13653 | 5000 | 30 | 963 | HUDSON OAKS | C | WUG | MUNICIPAL | 883 | CITY | C | 184 | PARKER | 4 | 23 | 36 | 49 | 61 | 76 | N
137 | MUNICIPAL CONSERVATION-BASIC | Municipal conservation - basic | C | 3 | CONSERVATION | 1 | MUNICIPAL CONSERVATION | 1 | NO INFRASTRUCTURE | Includes public and school education; the impact of increasing water prices; water system audit, leak detection and repair, and pressure control; and implementation of federal residential clothes washer standards. | 478 | 2522 | CONSERVATION | C | 184 | PARKER | 8 | TRINITY | 3 | CONSERVATION | 1 | NO WATER QUALITY IMPROVEMENTS |  | 4492 | 1 | Municipal conservation - basic | 2657 | RENO | C | WUG | MUNICIPAL | 739 | CITY |  | N | 2010 | 2010 | 0 | 0 | 0 | 0 | 0 | 0 | 0 | 0 | 2657 | RENO | C | WUG | MUNICIPAL | 739 | CITY | C | 184 | PARKER | 4 | 13 | 17 | 19 | 21 | 22 | N
137 | MUNICIPAL CONSERVATION-BASIC | Municipal conservation - basic | C | 3 | CONSERVATION | 1 | MUNICIPAL CONSERVATION | 1 | NO INFRASTRUCTURE | Includes public and school education; the impact of increasing water prices; water system audit, leak detection and repair, and pressure control; and implementation of federal residential clothes washer standards. | 478 | 2522 | CONSERVATION | C | 184 | PARKER | 8 | TRINITY | 3 | CONSERVATION | 1 | NO WATER QUALITY IMPROVEMENTS |  | 4493 | 1 | Municipal conservation - basic | 2682 | SANCTUARY | C | WUG | MUNICIPAL | 1087 | CITY |  | N | 2010 | 2010 | 0 | 0 | 0 | 0 | 0 | 0 | 0 | 0 | 2682 | SANCTUARY | C | WUG | MUNICIPAL | 1087 | CITY | C | 184 | PARKER | 2 | 10 | 16 | 20 | 25 | 29 | N
137 | MUNICIPAL CONSERVATION-BASIC | Municipal conservation - basic | C | 3 | CONSERVATION | 1 | MUNICIPAL CONSERVATION | 1 | NO INFRASTRUCTURE | Includes public and school education; the impact of increasing water prices; water system audit, leak detection and repair, and pressure control; and implementation of federal residential clothes washer standards. | 478 | 2522 | CONSERVATION | C | 184 | PARKER | 8 | TRINITY | 3 | CONSERVATION | 1 | NO WATER QUALITY IMPROVEMENTS |  | 4494 | 1 | Municipal conservation - basic | 2393 | SPRINGTOWN | C | WUG | MUNICIPAL | 574 | CITY |  | N | 2010 | 2010 | 10890 | 13862 | 15575 | 18111 | 21083 | 24056 | 19443 | 30 | 2393 | SPRINGTOWN | C | WUG | MUNICIPAL | 574 | CITY | C | 184 | PARKER | 20 | 48 | 71 | 94 | 117 | 144 | N
137 | MUNICIPAL CONSERVATION-BASIC | Municipal conservation - basic | C | 3 | CONSERVATION | 1 | MUNICIPAL CONSERVATION | 1 | NO INFRASTRUCTURE | Includes public and school education; the impact of increasing water prices; water system audit, leak detection and repair, and pressure control; and implementation of federal residential clothes washer standards. | 478 | 2522 | CONSERVATION | C | 184 | PARKER | 8 | TRINITY | 3 | CONSERVATION | 1 | NO WATER QUALITY IMPROVEMENTS |  | 4495 | 1 | Municipal conservation - basic | 153 | WALNUT CREEK SUD | C | BOTH | MUNICIPAL | 4373 | UTILITY |  | N | 2010 | 2010 | 0 | 0 | 0 | 0 | 0 | 0 | 0 | 0 | 153 | WALNUT CREEK SUD | C | BOTH | MUNICIPAL | 4373 | UTILITY | C | 184 | PARKER | 35 | 141 | 272 | 361 | 404 | 440 | N
137 | MUNICIPAL CONSERVATION-BASIC | Municipal conservation - basic | C | 3 | CONSERVATION | 1 | MUNICIPAL CONSERVATION | 1 | NO INFRASTRUCTURE | Includes public and school education; the impact of increasing water prices; water system audit, leak detection and repair, and pressure control; and implementation of federal residential clothes washer standards. | 478 | 2522 | CONSERVATION | C | 184 | PARKER | 8 | TRINITY | 3 | CONSERVATION | 1 | NO WATER QUALITY IMPROVEMENTS |  | 4496 | 1 | Municipal conservation - basic | 155 | WEATHERFORD | C | BOTH | MUNICIPAL | 634 | CITY |  | N | 2010 | 2010 | 69174 | 79391 | 88185 | 95995 | 104828 | 112459 | 5000 | 30 | 155 | WEATHERFORD | C | BOTH | MUNICIPAL | 634 | CITY | C | 184 | PARKER | 165 | 353 | 502 | 637 | 791 | 975 | N
137 | MUNICIPAL CONSERVATION-BASIC | Municipal conservation - basic | C | 3 | CONSERVATION | 1 | MUNICIPAL CONSERVATION | 1 | NO INFRASTRUCTURE | Includes public and school education; the impact of increasing water prices; water system audit, leak detection and repair, and pressure control; and implementation of federal residential clothes washer standards. | 478 | 2522 | CONSERVATION | C | 184 | PARKER | 8 | TRINITY | 3 | CONSERVATION | 1 | NO WATER QUALITY IMPROVEMENTS |  | 4497 | 1 | Municipal conservation - basic | 2624 | WILLOW PARK | C | WUG | MUNICIPAL | 756 | CITY |  | N | 2010 | 2010 | 0 | 16260 | 0 | 0 | 0 | 0 | 0 | 0 | 2624 | WILLOW PARK | C | WUG | MUNICIPAL | 756 | CITY | C | 184 | PARKER | 8 | 51 | 57 | 74 | 88 | 100 | N
137 | MUNICIPAL CONSERVATION-BASIC | Municipal conservation - basic | C | 3 | CONSERVATION | 1 | MUNICIPAL CONSERVATION | 1 | NO INFRASTRUCTURE | Includes public and school education; the impact of increasing water prices; water system audit, leak detection and repair, and pressure control; and implementation of federal residential clothes washer standards. | 467 | 2459 | CONSERVATION | C | 199 | ROCKWALL | 5 | SABINE | 3 | CONSERVATION | 1 | NO WATER QUALITY IMPROVEMENTS |  | 5280 | 1 | Municipal conservation - basic | 260 | BLACKLAND WSC | C | WUG | MUNICIPAL | 4024 | UTILITY |  | N | 2010 | 2010 | 0 | 0 | 0 | 0 | 0 | 0 | 0 | 0 | 260 | BLACKLAND WSC | C | WUG | MUNICIPAL | 4024 | UTILITY | C | 199 | ROCKWALL | 5 | 20 | 30 | 38 | 49 | 61 | N
137 | MUNICIPAL CONSERVATION-BASIC | Municipal conservation - basic | C | 3 | CONSERVATION | 1 | MUNICIPAL CONSERVATION | 1 | NO INFRASTRUCTURE | Includes public and school education; the impact of increasing water prices; water system audit, leak detection and repair, and pressure control; and implementation of federal residential clothes washer standards. | 467 | 2459 | CONSERVATION | C | 199 | ROCKWALL | 5 | SABINE | 3 | CONSERVATION | 1 | NO WATER QUALITY IMPROVEMENTS |  | 5281 | 1 | Municipal conservation - basic | 23 | CASH SUD | D | BOTH | MUNICIPAL | 4045 | UTILITY |  | N | 2010 | 2010 | 0 | 0 | 0 | 0 | 0 | 0 | 0 | 0 | 23 | CASH SUD | D | BOTH | MUNICIPAL | 4045 | UTILITY | C | 199 | ROCKWALL | 1 | 4 | 6 | 8 | 11 | 13 | N
137 | MUNICIPAL CONSERVATION-BASIC | Municipal conservation - basic | C | 3 | CONSERVATION | 1 | MUNICIPAL CONSERVATION | 1 | NO INFRASTRUCTURE | Includes public and school education; the impact of increasing water prices; water system audit, leak detection and repair, and pressure control; and implementation of federal residential clothes washer standards. | 467 | 2459 | CONSERVATION | C | 199 | ROCKWALL | 5 | SABINE | 3 | CONSERVATION | 1 | NO WATER QUALITY IMPROVEMENTS |  | 5282 | 1 | Municipal conservation - basic | 610 | COUNTY-OTHER, ROCKWALL | C | WUG | MUNICIPAL | 757 | COUNTY-OTHER |  | N | 2010 | 2010 | 0 | 0 | 0 | 0 | 0 | 0 | 0 | 0 | 610 | COUNTY-OTHER, ROCKWALL | C | WUG | MUNICIPAL | 757 | COUNTY-OTHER | C | 199 | ROCKWALL | 3 | 6 | 8 | 8 | 9 | 11 | N
137 | MUNICIPAL CONSERVATION-BASIC | Municipal conservation - basic | C | 3 | CONSERVATION | 1 | MUNICIPAL CONSERVATION | 1 | NO INFRASTRUCTURE | Includes public and school education; the impact of increasing water prices; water system audit, leak detection and repair, and pressure control; and implementation of federal residential clothes washer standards. | 467 | 2459 | CONSERVATION | C | 199 | ROCKWALL | 5 | SABINE | 3 | CONSERVATION | 1 | NO WATER QUALITY IMPROVEMENTS |  | 5283 | 1 | Municipal conservation - basic | 2679 | FATE | C | WUG | MUNICIPAL | 1084 | CITY |  | N | 2010 | 2010 | 0 | 16092 | 19656 | 22994 | 25413 | 27026 | 0 | 0 | 2679 | FATE | C | WUG | MUNICIPAL | 1084 | CITY | C | 199 | ROCKWALL | 11 | 82 | 127 | 175 | 222 | 265 | N
137 | MUNICIPAL CONSERVATION-BASIC | Municipal conservation - basic | C | 3 | CONSERVATION | 1 | MUNICIPAL CONSERVATION | 1 | NO INFRASTRUCTURE | Includes public and school education; the impact of increasing water prices; water system audit, leak detection and repair, and pressure control; and implementation of federal residential clothes washer standards. | 467 | 2459 | CONSERVATION | C | 199 | ROCKWALL | 5 | SABINE | 3 | CONSERVATION | 1 | NO WATER QUALITY IMPROVEMENTS |  | 5275 | 1 | Municipal conservation - basic | 2304 | ROYSE CITY | C | WUG | MUNICIPAL | 522 | CITY |  | N | 2010 | 2010 | 0 | 42850 | 48638 | 54708 | 60706 | 65745 | 0 | 0 | 2304 | ROYSE CITY | C | WUG | MUNICIPAL | 522 | CITY | C | 199 | ROCKWALL | 28 | 174 | 256 | 361 | 478 | 613 | N
137 | MUNICIPAL CONSERVATION-BASIC | Municipal conservation - basic | C | 3 | CONSERVATION | 1 | MUNICIPAL CONSERVATION | 1 | NO INFRASTRUCTURE | Includes public and school education; the impact of increasing water prices; water system audit, leak detection and repair, and pressure control; and implementation of federal residential clothes washer standards. | 476 | 2524 | CONSERVATION | C | 199 | ROCKWALL | 8 | TRINITY | 3 | CONSERVATION | 1 | NO WATER QUALITY IMPROVEMENTS |  | 4507 | 1 | Municipal conservation - basic | 260 | BLACKLAND WSC | C | WUG | MUNICIPAL | 4024 | UTILITY |  | N | 2010 | 2010 | 0 | 0 | 0 | 0 | 0 | 0 | 0 | 0 | 260 | BLACKLAND WSC | C | WUG | MUNICIPAL | 4024 | UTILITY | C | 199 | ROCKWALL | 2 | 8 | 13 | 16 | 21 | 26 | N
137 | MUNICIPAL CONSERVATION-BASIC | Municipal conservation - basic | C | 3 | CONSERVATION | 1 | MUNICIPAL CONSERVATION | 1 | NO INFRASTRUCTURE | Includes public and school education; the impact of increasing water prices; water system audit, leak detection and repair, and pressure control; and implementation of federal residential clothes washer standards. | 476 | 2524 | CONSERVATION | C | 199 | ROCKWALL | 8 | TRINITY | 3 | CONSERVATION | 1 | NO WATER QUALITY IMPROVEMENTS |  | 4508 | 1 | Municipal conservation - basic | 610 | COUNTY-OTHER, ROCKWALL | C | WUG | MUNICIPAL | 757 | COUNTY-OTHER |  | N | 2010 | 2010 | 0 | 0 | 0 | 0 | 0 | 0 | 0 | 0 | 610 | COUNTY-OTHER, ROCKWALL | C | WUG | MUNICIPAL | 757 | COUNTY-OTHER | C | 199 | ROCKWALL | 1 | 3 | 4 | 6 | 6 | 6 | N
137 | MUNICIPAL CONSERVATION-BASIC | Municipal conservation - basic | C | 3 | CONSERVATION | 1 | MUNICIPAL CONSERVATION | 1 | NO INFRASTRUCTURE | Includes public and school education; the impact of increasing water prices; water system audit, leak detection and repair, and pressure control; and implementation of federal residential clothes washer standards. | 476 | 2524 | CONSERVATION | C | 199 | ROCKWALL | 8 | TRINITY | 3 | CONSERVATION | 1 | NO WATER QUALITY IMPROVEMENTS |  | 4139 | 1 | Municipal conservation - basic | 730 | EAST FORK SUD | C | WUG | MUNICIPAL | 4096 | UTILITY |  | N | 2060 | 2060 | 0 | 0 | 0 | 0 | 0 | 0 | 0 | 0 | 730 | EAST FORK SUD | C | WUG | MUNICIPAL | 4096 | UTILITY | C | 199 | ROCKWALL | 0 | 0 | 0 | 0 | 0 | 1 | N
137 | MUNICIPAL CONSERVATION-BASIC | Municipal conservation - basic | C | 3 | CONSERVATION | 1 | MUNICIPAL CONSERVATION | 1 | NO INFRASTRUCTURE | Includes public and school education; the impact of increasing water prices; water system audit, leak detection and repair, and pressure control; and implementation of federal residential clothes washer standards. | 476 | 2524 | CONSERVATION | C | 199 | ROCKWALL | 8 | TRINITY | 3 | CONSERVATION | 1 | NO WATER QUALITY IMPROVEMENTS |  | 4510 | 1 | Municipal conservation - basic | 2679 | FATE | C | WUG | MUNICIPAL | 1084 | CITY |  | N | 2010 | 2010 | 0 | 16091 | 19665 | 22993 | 25413 | 27025 | 0 | 0 | 2679 | FATE | C | WUG | MUNICIPAL | 1084 | CITY | C | 199 | ROCKWALL | 11 | 82 | 126 | 174 | 221 | 265 | N
137 | MUNICIPAL CONSERVATION-BASIC | Municipal conservation - basic | C | 3 | CONSERVATION | 1 | MUNICIPAL CONSERVATION | 1 | NO INFRASTRUCTURE | Includes public and school education; the impact of increasing water prices; water system audit, leak detection and repair, and pressure control; and implementation of federal residential clothes washer standards. | 476 | 2524 | CONSERVATION | C | 199 | ROCKWALL | 8 | TRINITY | 3 | CONSERVATION | 1 | NO WATER QUALITY IMPROVEMENTS |  | 4511 | 1 | Municipal conservation - basic | 788 | FORNEY LAKE WSC | C | WUG | MUNICIPAL | 4115 | UTILITY |  | N | 2010 | 2010 | 0 | 10856 | 13538 | 16438 | 20027 | 24514 | 0 | 0 | 788 | FORNEY LAKE WSC | C | WUG | MUNICIPAL | 4115 | UTILITY | C | 199 | ROCKWALL | 8 | 40 | 63 | 86 | 122 | 169 | N
137 | MUNICIPAL CONSERVATION-BASIC | Municipal conservation - basic | C | 3 | CONSERVATION | 1 | MUNICIPAL CONSERVATION | 1 | NO INFRASTRUCTURE | Includes public and school education; the impact of increasing water prices; water system audit, leak detection and repair, and pressure control; and implementation of federal residential clothes washer standards. | 476 | 2524 | CONSERVATION | C | 199 | ROCKWALL | 8 | TRINITY | 3 | CONSERVATION | 1 | NO WATER QUALITY IMPROVEMENTS |  | 4512 | 1 | Municipal conservation - basic | 925 | HEATH | C | WUG | MUNICIPAL | 702 | CITY |  | N | 2010 | 2010 | 0 | 27111 | 33011 | 39302 | 46722 | 55425 | 0 | 0 | 925 | HEATH | C | WUG | MUNICIPAL | 702 | CITY | C | 199 | ROCKWALL | 17 | 114 | 180 | 254 | 348 | 469 | N
137 | MUNICIPAL CONSERVATION-BASIC | Municipal conservation - basic | C | 3 | CONSERVATION | 1 | MUNICIPAL CONSERVATION | 1 | NO INFRASTRUCTURE | Includes public and school education; the impact of increasing water prices; water system audit, leak detection and repair, and pressure control; and implementation of federal residential clothes washer standards. | 476 | 2524 | CONSERVATION | C | 199 | ROCKWALL | 8 | TRINITY | 3 | CONSERVATION | 1 | NO WATER QUALITY IMPROVEMENTS |  | 4445 | 1 | Municipal conservation - basic | 942 | HIGH POINT WSC | C | WUG | MUNICIPAL | 4205 | UTILITY |  | N | 2010 | 2010 | 0 | 0 | 0 | 0 | 0 | 0 | 0 | 0 | 942 | HIGH POINT WSC | C | WUG | MUNICIPAL | 4205 | UTILITY | C | 199 | ROCKWALL | 2 | 3 | 3 | 5 | 6 | 9 | N
137 | MUNICIPAL CONSERVATION-BASIC | Municipal conservation - basic | C | 3 | CONSERVATION | 1 | MUNICIPAL CONSERVATION | 1 | NO INFRASTRUCTURE | Includes public and school education; the impact of increasing water prices; water system audit, leak detection and repair, and pressure control; and implementation of federal residential clothes washer standards. | 476 | 2524 | CONSERVATION | C | 199 | ROCKWALL | 8 | TRINITY | 3 | CONSERVATION | 1 | NO WATER QUALITY IMPROVEMENTS |  | 4145 | 1 | Municipal conservation - basic | 1308 | LAVON WSC | C | WUG | MUNICIPAL | 4230 | UTILITY |  | N | 2010 | 2010 | 0 | 0 | 0 | 0 | 0 | 0 | 0 | 0 | 1308 | LAVON WSC | C | WUG | MUNICIPAL | 4230 | UTILITY | C | 199 | ROCKWALL | 5 | 48 | 70 | 75 | 80 | 103 | N
137 | MUNICIPAL CONSERVATION-BASIC | Municipal conservation - basic | C | 3 | CONSERVATION | 1 | MUNICIPAL CONSERVATION | 1 | NO INFRASTRUCTURE | Includes public and school education; the impact of increasing water prices; water system audit, leak detection and repair, and pressure control; and implementation of federal residential clothes washer standards. | 476 | 2524 | CONSERVATION | C | 199 | ROCKWALL | 8 | TRINITY | 3 | CONSERVATION | 1 | NO WATER QUALITY IMPROVEMENTS |  | 4515 | 1 | Municipal conservation - basic | 1819 | MCLENDON-CHISHOLM | C | WUG | MUNICIPAL | 1042 | CITY |  | N | 2010 | 2010 | 0 | 0 | 0 | 0 | 0 | 0 | 0 | 0 | 1819 | MCLENDON-CHISHOLM | C | WUG | MUNICIPAL | 1042 | CITY | C | 199 | ROCKWALL | 4 | 11 | 15 | 18 | 22 | 27 | N
137 | MUNICIPAL CONSERVATION-BASIC | Municipal conservation - basic | C | 3 | CONSERVATION | 1 | MUNICIPAL CONSERVATION | 1 | NO INFRASTRUCTURE | Includes public and school education; the impact of increasing water prices; water system audit, leak detection and repair, and pressure control; and implementation of federal residential clothes washer standards. | 476 | 2524 | CONSERVATION | C | 199 | ROCKWALL | 8 | TRINITY | 3 | CONSERVATION | 1 | NO WATER QUALITY IMPROVEMENTS |  | 4516 | 1 | Municipal conservation - basic | 2091 | MT ZION WSC | C | WUG | MUNICIPAL | 4270 | UTILITY |  | N | 2010 | 2010 | 0 | 4906 | 4906 | 4906 | 4906 | 4906 | 0 | 0 | 2091 | MT ZION WSC | C | WUG | MUNICIPAL | 4270 | UTILITY | C | 199 | ROCKWALL | 4 | 18 | 24 | 27 | 31 | 34 | N
137 | MUNICIPAL CONSERVATION-BASIC | Municipal conservation - basic | C | 3 | CONSERVATION | 1 | MUNICIPAL CONSERVATION | 1 | NO INFRASTRUCTURE | Includes public and school education; the impact of increasing water prices; water system audit, leak detection and repair, and pressure control; and implementation of federal residential clothes washer standards. | 476 | 2524 | CONSERVATION | C | 199 | ROCKWALL | 8 | TRINITY | 3 | CONSERVATION | 1 | NO WATER QUALITY IMPROVEMENTS |  | 4517 | 1 | Municipal conservation - basic | 2245 | R-C-H WSC | C | WUG | MUNICIPAL | 4313 | UTILITY |  | N | 2010 | 2010 | 0 | 14651 | 14978 | 15250 | 15250 | 15250 | 0 | 0 | 2245 | R-C-H WSC | C | WUG | MUNICIPAL | 4313 | UTILITY | C | 199 | ROCKWALL | 8 | 46 | 58 | 67 | 75 | 82 | N
137 | MUNICIPAL CONSERVATION-BASIC | Municipal conservation - basic | C | 3 | CONSERVATION | 1 | MUNICIPAL CONSERVATION | 1 | NO INFRASTRUCTURE | Includes public and school education; the impact of increasing water prices; water system audit, leak detection and repair, and pressure control; and implementation of federal residential clothes washer standards. | 476 | 2524 | CONSERVATION | C | 199 | ROCKWALL | 8 | TRINITY | 3 | CONSERVATION | 1 | NO WATER QUALITY IMPROVEMENTS |  | 4518 | 1 | Municipal conservation - basic | 122 | ROCKWALL | C | BOTH | MUNICIPAL | 513 | CITY |  | N | 2010 | 2010 | 0 | 114647 | 130000 | 143595 | 146067 | 146067 | 0 | 0 | 122 | ROCKWALL | C | BOTH | MUNICIPAL | 513 | CITY | C | 199 | ROCKWALL | 88 | 739 | 1135 | 1538 | 1794 | 2008 | N
137 | MUNICIPAL CONSERVATION-BASIC | Municipal conservation - basic | C | 3 | CONSERVATION | 1 | MUNICIPAL CONSERVATION | 1 | NO INFRASTRUCTURE | Includes public and school education; the impact of increasing water prices; water system audit, leak detection and repair, and pressure control; and implementation of federal residential clothes washer standards. | 476 | 2524 | CONSERVATION | C | 199 | ROCKWALL | 8 | TRINITY | 3 | CONSERVATION | 1 | NO WATER QUALITY IMPROVEMENTS |  | 4229 | 1 | Municipal conservation - basic | 2302 | ROWLETT | C | WUG | MUNICIPAL | 521 | CITY |  | N | 2010 | 2010 | 0 | 13108 | 12499 | 12089 | 11804 | 11599 | 0 | 0 | 2302 | ROWLETT | C | WUG | MUNICIPAL | 521 | CITY | C | 199 | ROCKWALL | 14 | 72 | 94 | 104 | 116 | 128 | N
137 | MUNICIPAL CONSERVATION-BASIC | Municipal conservation - basic | C | 3 | CONSERVATION | 1 | MUNICIPAL CONSERVATION | 1 | NO INFRASTRUCTURE | Includes public and school education; the impact of increasing water prices; water system audit, leak detection and repair, and pressure control; and implementation of federal residential clothes washer standards. | 476 | 2524 | CONSERVATION | C | 199 | ROCKWALL | 8 | TRINITY | 3 | CONSERVATION | 1 | NO WATER QUALITY IMPROVEMENTS |  | 4166 | 1 | Municipal conservation - basic | 2650 | WYLIE | C | WUG | MUNICIPAL | 669 | CITY |  | N | 2010 | 2010 | 8 | 5653 | 6983 | 8359 | 8359 | 8359 | 0 | 0 | 2650 | WYLIE | C | WUG | MUNICIPAL | 669 | CITY | C | 199 | ROCKWALL | 2 | 22 | 29 | 37 | 41 | 44 | N
137 | MUNICIPAL CONSERVATION-BASIC | Municipal conservation - basic | C | 3 | CONSERVATION | 1 | MUNICIPAL CONSERVATION | 1 | NO INFRASTRUCTURE | Includes public and school education; the impact of increasing water prices; water system audit, leak detection and repair, and pressure control; and implementation of federal residential clothes washer standards. | 483 | 2526 | CONSERVATION | C | 220 | TARRANT | 8 | TRINITY | 3 | CONSERVATION | 1 | NO WATER QUALITY IMPROVEMENTS |  | 4530 | 1 | Municipal conservation - basic | 200 | ARLINGTON | C | BOTH | MUNICIPAL | 25 | CITY |  | N | 2010 | 2010 | 400523 | 437500 | 458333 | 476721 | 476721 | 476721 | 0 | 0 | 200 | ARLINGTON | C | BOTH | MUNICIPAL | 25 | CITY | C | 220 | TARRANT | 2123 | 3969 | 5273 | 6290 | 7032 | 7798 | N
137 | MUNICIPAL CONSERVATION-BASIC | Municipal conservation - basic | C | 3 | CONSERVATION | 1 | MUNICIPAL CONSERVATION | 1 | NO INFRASTRUCTURE | Includes public and school education; the impact of increasing water prices; water system audit, leak detection and repair, and pressure control; and implementation of federal residential clothes washer standards. | 483 | 2526 | CONSERVATION | C | 220 | TARRANT | 8 | TRINITY | 3 | CONSERVATION | 1 | NO WATER QUALITY IMPROVEMENTS |  | 4531 | 1 | Municipal conservation - basic | 209 | AZLE | C | WUG | MUNICIPAL | 31 | CITY |  | N | 2010 | 2010 | 60229 | 363 | 371 | 0 | 0 | 0 | 5000 | 30 | 209 | AZLE | C | WUG | MUNICIPAL | 31 | CITY | C | 220 | TARRANT | 81 | 69 | 124 | 182 | 245 | 310 | N
137 | MUNICIPAL CONSERVATION-BASIC | Municipal conservation - basic | C | 3 | CONSERVATION | 1 | MUNICIPAL CONSERVATION | 1 | NO INFRASTRUCTURE | Includes public and school education; the impact of increasing water prices; water system audit, leak detection and repair, and pressure control; and implementation of federal residential clothes washer standards. | 483 | 2526 | CONSERVATION | C | 220 | TARRANT | 8 | TRINITY | 3 | CONSERVATION | 1 | NO WATER QUALITY IMPROVEMENTS |  | 4532 | 1 | Municipal conservation - basic | 232 | BEDFORD | C | WUG | MUNICIPAL | 44 | CITY |  | N | 2010 | 2010 | 100001 | 102395 | 104407 | 106098 | 107519 | 108713 | 0 | 0 | 232 | BEDFORD | C | WUG | MUNICIPAL | 44 | CITY | C | 220 | TARRANT | 274 | 486 | 631 | 736 | 843 | 954 | N
137 | MUNICIPAL CONSERVATION-BASIC | Municipal conservation - basic | C | 3 | CONSERVATION | 1 | MUNICIPAL CONSERVATION | 1 | NO INFRASTRUCTURE | Includes public and school education; the impact of increasing water prices; water system audit, leak detection and repair, and pressure control; and implementation of federal residential clothes washer standards. | 483 | 2526 | CONSERVATION | C | 220 | TARRANT | 8 | TRINITY | 3 | CONSERVATION | 1 | NO WATER QUALITY IMPROVEMENTS |  | 4533 | 1 | Municipal conservation - basic | 242 | BENBROOK | C | WUG | MUNICIPAL | 51 | CITY |  | N | 2010 | 2010 | 66603 | 72686 | 77936 | 88000 | 100250 | 113750 | 5000 | 30 | 242 | BENBROOK | C | WUG | MUNICIPAL | 51 | CITY | C | 220 | TARRANT | 172 | 328 | 445 | 602 | 800 | 1046 | N
137 | MUNICIPAL CONSERVATION-BASIC | Municipal conservation - basic | C | 3 | CONSERVATION | 1 | MUNICIPAL CONSERVATION | 1 | NO INFRASTRUCTURE | Includes public and school education; the impact of increasing water prices; water system audit, leak detection and repair, and pressure control; and implementation of federal residential clothes washer standards. | 483 | 2526 | CONSERVATION | C | 220 | TARRANT | 8 | TRINITY | 3 | CONSERVATION | 1 | NO WATER QUALITY IMPROVEMENTS |  | 4534 | 1 | Municipal conservation - basic | 248 | BETHESDA WSC | G | WUG | MUNICIPAL | 4017 | UTILITY |  | N | 2010 | 2010 | 0 | 0 | 0 | 0 | 0 | 0 | 0 | 0 | 248 | BETHESDA WSC | G | WUG | MUNICIPAL | 4017 | UTILITY | C | 220 | TARRANT | 30 | 95 | 120 | 150 | 186 | 231 | N
137 | MUNICIPAL CONSERVATION-BASIC | Municipal conservation - basic | C | 3 | CONSERVATION | 1 | MUNICIPAL CONSERVATION | 1 | NO INFRASTRUCTURE | Includes public and school education; the impact of increasing water prices; water system audit, leak detection and repair, and pressure control; and implementation of federal residential clothes washer standards. | 483 | 2526 | CONSERVATION | C | 220 | TARRANT | 8 | TRINITY | 3 | CONSERVATION | 1 | NO WATER QUALITY IMPROVEMENTS |  | 4535 | 1 | Municipal conservation - basic | 266 | BLUE MOUND | C | WUG | MUNICIPAL | 62 | CITY |  | N | 2010 | 2010 | 0 | 0 | 0 | 0 | 0 | 0 | 0 | 0 | 266 | BLUE MOUND | C | WUG | MUNICIPAL | 62 | CITY | C | 220 | TARRANT | 4 | 12 | 16 | 17 | 18 | 19 | N
137 | MUNICIPAL CONSERVATION-BASIC | Municipal conservation - basic | C | 3 | CONSERVATION | 1 | MUNICIPAL CONSERVATION | 1 | NO INFRASTRUCTURE | Includes public and school education; the impact of increasing water prices; water system audit, leak detection and repair, and pressure control; and implementation of federal residential clothes washer standards. | 483 | 2526 | CONSERVATION | C | 220 | TARRANT | 8 | TRINITY | 3 | CONSERVATION | 1 | NO WATER QUALITY IMPROVEMENTS |  | 4536 | 1 | Municipal conservation - basic | 314 | BURLESON | G | WUG | MUNICIPAL | 87 | CITY |  | N | 2010 | 2010 | 0 | 0 | 0 | 0 | 0 | 0 | 0 | 0 | 314 | BURLESON | G | WUG | MUNICIPAL | 87 | CITY | C | 220 | TARRANT | 13 | 34 | 50 | 64 | 82 | 106 | N
137 | MUNICIPAL CONSERVATION-BASIC | Municipal conservation - basic | C | 3 | CONSERVATION | 1 | MUNICIPAL CONSERVATION | 1 | NO INFRASTRUCTURE | Includes public and school education; the impact of increasing water prices; water system audit, leak detection and repair, and pressure control; and implementation of federal residential clothes washer standards. | 483 | 2526 | CONSERVATION | C | 220 | TARRANT | 8 | TRINITY | 3 | CONSERVATION | 1 | NO WATER QUALITY IMPROVEMENTS |  | 4537 | 1 | Municipal conservation - basic | 382 | COLLEYVILLE | C | WUG | MUNICIPAL | 125 | CITY |  | N | 2010 | 2010 | 63469 | 69136 | 67000 | 67000 | 67000 | 67000 | 24497 | 30 | 382 | COLLEYVILLE | C | WUG | MUNICIPAL | 125 | CITY | C | 220 | TARRANT | 220 | 477 | 649 | 725 | 799 | 874 | N
137 | MUNICIPAL CONSERVATION-BASIC | Municipal conservation - basic | C | 3 | CONSERVATION | 1 | MUNICIPAL CONSERVATION | 1 | NO INFRASTRUCTURE | Includes public and school education; the impact of increasing water prices; water system audit, leak detection and repair, and pressure control; and implementation of federal residential clothes washer standards. | 483 | 2526 | CONSERVATION | C | 220 | TARRANT | 8 | TRINITY | 3 | CONSERVATION | 1 | NO WATER QUALITY IMPROVEMENTS |  | 4538 | 1 | Municipal conservation - basic | 394 | COMMUNITY WSC | C | WUG | MUNICIPAL | 4069 | UTILITY |  | N | 2010 | 2010 | 0 | 0 | 0 | 0 | 0 | 0 | 0 | 0 | 394 | COMMUNITY WSC | C | WUG | MUNICIPAL | 4069 | UTILITY | C | 220 | TARRANT | 7 | 24 | 25 | 28 | 29 | 32 | N
137 | MUNICIPAL CONSERVATION-BASIC | Municipal conservation - basic | C | 3 | CONSERVATION | 1 | MUNICIPAL CONSERVATION | 1 | NO INFRASTRUCTURE | Includes public and school education; the impact of increasing water prices; water system audit, leak detection and repair, and pressure control; and implementation of federal residential clothes washer standards. | 483 | 2526 | CONSERVATION | C | 220 | TARRANT | 8 | TRINITY | 3 | CONSERVATION | 1 | NO WATER QUALITY IMPROVEMENTS |  | 4539 | 1 | Municipal conservation - basic | 631 | COUNTY-OTHER, TARRANT | C | WUG | MUNICIPAL | 757 | COUNTY-OTHER |  | N | 2010 | 2010 | 0 | 0 | 0 | 0 | 0 | 0 | 0 | 0 | 631 | COUNTY-OTHER, TARRANT | C | WUG | MUNICIPAL | 757 | COUNTY-OTHER | C | 220 | TARRANT | 55 | 173 | 183 | 194 | 204 | 215 | N
137 | MUNICIPAL CONSERVATION-BASIC | Municipal conservation - basic | C | 3 | CONSERVATION | 1 | MUNICIPAL CONSERVATION | 1 | NO INFRASTRUCTURE | Includes public and school education; the impact of increasing water prices; water system audit, leak detection and repair, and pressure control; and implementation of federal residential clothes washer standards. | 483 | 2526 | CONSERVATION | C | 220 | TARRANT | 8 | TRINITY | 3 | CONSERVATION | 1 | NO WATER QUALITY IMPROVEMENTS |  | 4540 | 1 | Municipal conservation - basic | 679 | CROWLEY | C | WUG | MUNICIPAL | 145 | CITY |  | N | 2010 | 2010 | 0 | 0 | 0 | 0 | 0 | 0 | 0 | 0 | 679 | CROWLEY | C | WUG | MUNICIPAL | 145 | CITY | C | 220 | TARRANT | 20 | 68 | 110 | 160 | 208 | 240 | N
137 | MUNICIPAL CONSERVATION-BASIC | Municipal conservation - basic | C | 3 | CONSERVATION | 1 | MUNICIPAL CONSERVATION | 1 | NO INFRASTRUCTURE | Includes public and school education; the impact of increasing water prices; water system audit, leak detection and repair, and pressure control; and implementation of federal residential clothes washer standards. | 483 | 2526 | CONSERVATION | C | 220 | TARRANT | 8 | TRINITY | 3 | CONSERVATION | 1 | NO WATER QUALITY IMPROVEMENTS |  | 4541 | 1 | Municipal conservation - basic | 694 | DALWORTHINGTON GARDENS | C | WUG | MUNICIPAL | 692 | CITY |  | N | 2010 | 2010 | 0 | 7492 | 7821 | 8036 | 8178 | 8268 | 0 | 0 | 694 | DALWORTHINGTON GARDENS | C | WUG | MUNICIPAL | 692 | CITY | C | 220 | TARRANT | 5 | 33 | 44 | 54 | 61 | 69 | N
137 | MUNICIPAL CONSERVATION-BASIC | Municipal conservation - basic | C | 3 | CONSERVATION | 1 | MUNICIPAL CONSERVATION | 1 | NO INFRASTRUCTURE | Includes public and school education; the impact of increasing water prices; water system audit, leak detection and repair, and pressure control; and implementation of federal residential clothes washer standards. | 483 | 2526 | CONSERVATION | C | 220 | TARRANT | 8 | TRINITY | 3 | CONSERVATION | 1 | NO WATER QUALITY IMPROVEMENTS |  | 4542 | 1 | Municipal conservation - basic | 742 | EDGECLIFF | C | WUG | MUNICIPAL | 180 | CITY |  | N | 2010 | 2010 | 0 | 7219 | 7219 | 7219 | 7219 | 7219 | 0 | 0 | 742 | EDGECLIFF | C | WUG | MUNICIPAL | 180 | CITY | C | 220 | TARRANT | 4 | 22 | 29 | 32 | 36 | 39 | N
137 | MUNICIPAL CONSERVATION-BASIC | Municipal conservation - basic | C | 3 | CONSERVATION | 1 | MUNICIPAL CONSERVATION | 1 | NO INFRASTRUCTURE | Includes public and school education; the impact of increasing water prices; water system audit, leak detection and repair, and pressure control; and implementation of federal residential clothes washer standards. | 483 | 2526 | CONSERVATION | C | 220 | TARRANT | 8 | TRINITY | 3 | CONSERVATION | 1 | NO WATER QUALITY IMPROVEMENTS |  | 4543 | 1 | Municipal conservation - basic | 763 | EULESS | C | WUG | MUNICIPAL | 193 | CITY |  | N | 2010 | 2010 | 107701 | 129775 | 130620 | 131938 | 132983 | 133498 | 48804 | 30 | 763 | EULESS | C | WUG | MUNICIPAL | 193 | CITY | C | 220 | TARRANT | 264 | 597 | 865 | 977 | 1080 | 1182 | N
137 | MUNICIPAL CONSERVATION-BASIC | Municipal conservation - basic | C | 3 | CONSERVATION | 1 | MUNICIPAL CONSERVATION | 1 | NO INFRASTRUCTURE | Includes public and school education; the impact of increasing water prices; water system audit, leak detection and repair, and pressure control; and implementation of federal residential clothes washer standards. | 483 | 2526 | CONSERVATION | C | 220 | TARRANT | 8 | TRINITY | 3 | CONSERVATION | 1 | NO WATER QUALITY IMPROVEMENTS |  | 4544 | 1 | Municipal conservation - basic | 765 | EVERMAN | C | WUG | MUNICIPAL | 194 | CITY |  | N | 2010 | 2010 | 0 | 0 | 0 | 0 | 0 | 0 | 0 | 0 | 765 | EVERMAN | C | WUG | MUNICIPAL | 194 | CITY | C | 220 | TARRANT | 9 | 30 | 40 | 42 | 45 | 47 | N
137 | MUNICIPAL CONSERVATION-BASIC | Municipal conservation - basic | C | 3 | CONSERVATION | 1 | MUNICIPAL CONSERVATION | 1 | NO INFRASTRUCTURE | Includes public and school education; the impact of increasing water prices; water system audit, leak detection and repair, and pressure control; and implementation of federal residential clothes washer standards. | 483 | 2526 | CONSERVATION | C | 220 | TARRANT | 8 | TRINITY | 3 | CONSERVATION | 1 | NO WATER QUALITY IMPROVEMENTS |  | 4545 | 1 | Municipal conservation - basic | 787 | FOREST HILL | C | WUG | MUNICIPAL | 206 | CITY |  | N | 2010 | 2010 | 0 | 0 | 0 | 0 | 0 | 0 | 0 | 0 | 787 | FOREST HILL | C | WUG | MUNICIPAL | 206 | CITY | C | 220 | TARRANT | 14 | 56 | 81 | 94 | 109 | 121 | N
137 | MUNICIPAL CONSERVATION-BASIC | Municipal conservation - basic | C | 3 | CONSERVATION | 1 | MUNICIPAL CONSERVATION | 1 | NO INFRASTRUCTURE | Includes public and school education; the impact of increasing water prices; water system audit, leak detection and repair, and pressure control; and implementation of federal residential clothes washer standards. | 483 | 2526 | CONSERVATION | C | 220 | TARRANT | 8 | TRINITY | 3 | CONSERVATION | 1 | NO WATER QUALITY IMPROVEMENTS |  | 4546 | 1 | Municipal conservation - basic | 55 | FORT WORTH | C | BOTH | MUNICIPAL | 213 | CITY |  | N | 2010 | 2010 | 720305 | 839366 | 1009371 | 1236870 | 1504335 | 1845854 | 0 | 0 | 55 | FORT WORTH | C | BOTH | MUNICIPAL | 213 | CITY | C | 220 | TARRANT | 4726 | 9009 | 13425 | 18742 | 25551 | 34832 | N
137 | MUNICIPAL CONSERVATION-BASIC | Municipal conservation - basic | C | 3 | CONSERVATION | 1 | MUNICIPAL CONSERVATION | 1 | NO INFRASTRUCTURE | Includes public and school education; the impact of increasing water prices; water system audit, leak detection and repair, and pressure control; and implementation of federal residential clothes washer standards. | 483 | 2526 | CONSERVATION | C | 220 | TARRANT | 8 | TRINITY | 3 | CONSERVATION | 1 | NO WATER QUALITY IMPROVEMENTS |  | 4220 | 1 | Municipal conservation - basic | 853 | GRAND PRAIRIE | C | BOTH | MUNICIPAL | 245 | CITY |  | N | 2010 | 2010 | 124598 | 143218 | 155692 | 155870 | 152827 | 152827 | 0 | 0 | 853 | GRAND PRAIRIE | C | BOTH | MUNICIPAL | 245 | CITY | C | 220 | TARRANT | 252 | 611 | 784 | 876 | 944 | 1011 | N
137 | MUNICIPAL CONSERVATION-BASIC | Municipal conservation - basic | C | 3 | CONSERVATION | 1 | MUNICIPAL CONSERVATION | 1 | NO INFRASTRUCTURE | Includes public and school education; the impact of increasing water prices; water system audit, leak detection and repair, and pressure control; and implementation of federal residential clothes washer standards. | 483 | 2526 | CONSERVATION | C | 220 | TARRANT | 8 | TRINITY | 3 | CONSERVATION | 1 | NO WATER QUALITY IMPROVEMENTS |  | 7078 | 1 | Municipal conservation - basic | 859 | GRAPEVINE | C | WUG | MUNICIPAL | 249 | CITY |  | N | 2010 | 2010 | 105332 | 122730 | 125733 | 125000 | 125000 | 125000 | 45647 | 30 | 859 | GRAPEVINE | C | WUG | MUNICIPAL | 249 | CITY | C | 220 | TARRANT | 453 | 939 | 1437 | 1597 | 1756 | 1919 | N
137 | MUNICIPAL CONSERVATION-BASIC | Municipal conservation - basic | C | 3 | CONSERVATION | 1 | MUNICIPAL CONSERVATION | 1 | NO INFRASTRUCTURE | Includes public and school education; the impact of increasing water prices; water system audit, leak detection and repair, and pressure control; and implementation of federal residential clothes washer standards. | 483 | 2526 | CONSERVATION | C | 220 | TARRANT | 8 | TRINITY | 3 | CONSERVATION | 1 | NO WATER QUALITY IMPROVEMENTS |  | 4549 | 1 | Municipal conservation - basic | 878 | HALTOM CITY | C | WUG | MUNICIPAL | 261 | CITY |  | N | 2010 | 2010 | 0 | 0 | 0 | 0 | 0 | 0 | 0 | 0 | 878 | HALTOM CITY | C | WUG | MUNICIPAL | 261 | CITY | C | 220 | TARRANT | 56 | 221 | 303 | 340 | 371 | 401 | N
137 | MUNICIPAL CONSERVATION-BASIC | Municipal conservation - basic | C | 3 | CONSERVATION | 1 | MUNICIPAL CONSERVATION | 1 | NO INFRASTRUCTURE | Includes public and school education; the impact of increasing water prices; water system audit, leak detection and repair, and pressure control; and implementation of federal residential clothes washer standards. | 483 | 2526 | CONSERVATION | C | 220 | TARRANT | 8 | TRINITY | 3 | CONSERVATION | 1 | NO WATER QUALITY IMPROVEMENTS |  | 4550 | 1 | Municipal conservation - basic | 920 | HASLET | C | WUG | MUNICIPAL | 879 | CITY |  | N | 2010 | 2010 | 436 | 12603 | 21519 | 21083 | 21083 | 21083 | 5000 | 30 | 920 | HASLET | C | WUG | MUNICIPAL | 879 | CITY | C | 220 | TARRANT | 6 | 60 | 131 | 154 | 176 | 198 | N
137 | MUNICIPAL CONSERVATION-BASIC | Municipal conservation - basic | C | 3 | CONSERVATION | 1 | MUNICIPAL CONSERVATION | 1 | NO INFRASTRUCTURE | Includes public and school education; the impact of increasing water prices; water system audit, leak detection and repair, and pressure control; and implementation of federal residential clothes washer standards. | 483 | 2526 | CONSERVATION | C | 220 | TARRANT | 8 | TRINITY | 3 | CONSERVATION | 1 | NO WATER QUALITY IMPROVEMENTS |  | 4551 | 1 | Municipal conservation - basic | 969 | HURST | C | WUG | MUNICIPAL | 293 | CITY |  | N | 2010 | 2010 | 2944 | 89444 | 86500 | 86500 | 86500 | 86500 | 33764 | 30 | 969 | HURST | C | WUG | MUNICIPAL | 293 | CITY | C | 220 | TARRANT | 56 | 393 | 546 | 605 | 665 | 727 | N
137 | MUNICIPAL CONSERVATION-BASIC | Municipal conservation - basic | C | 3 | CONSERVATION | 1 | MUNICIPAL CONSERVATION | 1 | NO INFRASTRUCTURE | Includes public and school education; the impact of increasing water prices; water system audit, leak detection and repair, and pressure control; and implementation of federal residential clothes washer standards. | 483 | 2526 | CONSERVATION | C | 220 | TARRANT | 8 | TRINITY | 3 | CONSERVATION | 1 | NO WATER QUALITY IMPROVEMENTS |  | 4346 | 1 | Municipal conservation - basic | 1237 | JOHNSON COUNTY SUD | G | WUG | MUNICIPAL | 4216 | UTILITY |  | N | 2010 | 2010 | 0 | 0 | 0 | 0 | 0 | 0 | 0 | 0 | 1237 | JOHNSON COUNTY SUD | G | WUG | MUNICIPAL | 4216 | UTILITY | C | 220 | TARRANT | 7 | 23 | 30 | 39 | 50 | 62 | N
137 | MUNICIPAL CONSERVATION-BASIC | Municipal conservation - basic | C | 3 | CONSERVATION | 1 | MUNICIPAL CONSERVATION | 1 | NO INFRASTRUCTURE | Includes public and school education; the impact of increasing water prices; water system audit, leak detection and repair, and pressure control; and implementation of federal residential clothes washer standards. | 483 | 2526 | CONSERVATION | C | 220 | TARRANT | 8 | TRINITY | 3 | CONSERVATION | 1 | NO WATER QUALITY IMPROVEMENTS |  | 4553 | 1 | Municipal conservation - basic | 1251 | KELLER | C | WUG | MUNICIPAL | 315 | CITY |  | N | 2010 | 2010 | 85191 | 200610 | 222033 | 222033 | 222033 | 222033 | 0 | 0 | 1251 | KELLER | C | WUG | MUNICIPAL | 315 | CITY | C | 220 | TARRANT | 268 | 592 | 1009 | 1101 | 1196 | 1290 | N
137 | MUNICIPAL CONSERVATION-BASIC | Municipal conservation - basic | C | 3 | CONSERVATION | 1 | MUNICIPAL CONSERVATION | 1 | NO INFRASTRUCTURE | Includes public and school education; the impact of increasing water prices; water system audit, leak detection and repair, and pressure control; and implementation of federal residential clothes washer standards. | 483 | 2526 | CONSERVATION | C | 220 | TARRANT | 8 | TRINITY | 3 | CONSERVATION | 1 | NO WATER QUALITY IMPROVEMENTS |  | 4554 | 1 | Municipal conservation - basic | 1258 | KENNEDALE | C | WUG | MUNICIPAL | 318 | CITY |  | N | 2010 | 2010 | 19333 | 24952 | 27766 | 29423 | 30540 | 31294 | 0 | 0 | 1258 | KENNEDALE | C | WUG | MUNICIPAL | 318 | CITY | C | 220 | TARRANT | 37 | 89 | 122 | 147 | 169 | 190 | N
137 | MUNICIPAL CONSERVATION-BASIC | Municipal conservation - basic | C | 3 | CONSERVATION | 1 | MUNICIPAL CONSERVATION | 1 | NO INFRASTRUCTURE | Includes public and school education; the impact of increasing water prices; water system audit, leak detection and repair, and pressure control; and implementation of federal residential clothes washer standards. | 483 | 2526 | CONSERVATION | C | 220 | TARRANT | 8 | TRINITY | 3 | CONSERVATION | 1 | NO WATER QUALITY IMPROVEMENTS |  | 4555 | 1 | Municipal conservation - basic | 1298 | LAKE WORTH | C | WUG | MUNICIPAL | 341 | CITY |  | N | 2010 | 2010 | 40692 | 42776 | 45066 | 47356 | 49646 | 50791 | 0 | 0 | 1298 | LAKE WORTH | C | WUG | MUNICIPAL | 341 | CITY | C | 220 | TARRANT | 29 | 62 | 84 | 102 | 121 | 138 | N
137 | MUNICIPAL CONSERVATION-BASIC | Municipal conservation - basic | C | 3 | CONSERVATION | 1 | MUNICIPAL CONSERVATION | 1 | NO INFRASTRUCTURE | Includes public and school education; the impact of increasing water prices; water system audit, leak detection and repair, and pressure control; and implementation of federal residential clothes washer standards. | 483 | 2526 | CONSERVATION | C | 220 | TARRANT | 8 | TRINITY | 3 | CONSERVATION | 1 | NO WATER QUALITY IMPROVEMENTS |  | 4556 | 1 | Municipal conservation - basic | 1300 | LAKESIDE | C | WUG | MUNICIPAL | 1036 | CITY |  | N | 2010 | 2010 | 1633 | 1633 | 436 | 29775 | 30828 | 32073 | 18728 | 30 | 1300 | LAKESIDE | C | WUG | MUNICIPAL | 1036 | CITY | C | 220 | TARRANT | 3 | 9 | 14 | 50 | 96 | 117 | N
137 | MUNICIPAL CONSERVATION-BASIC | Municipal conservation - basic | C | 3 | CONSERVATION | 1 | MUNICIPAL CONSERVATION | 1 | NO INFRASTRUCTURE | Includes public and school education; the impact of increasing water prices; water system audit, leak detection and repair, and pressure control; and implementation of federal residential clothes washer standards. | 483 | 2526 | CONSERVATION | C | 220 | TARRANT | 8 | TRINITY | 3 | CONSERVATION | 1 | NO WATER QUALITY IMPROVEMENTS |  | 4347 | 1 | Municipal conservation - basic | 94 | MANSFIELD | C | BOTH | MUNICIPAL | 384 | CITY |  | N | 2010 | 2010 | 107298 | 128558 | 146410 | 163171 | 174797 | 187899 | 28819 | 30 | 94 | MANSFIELD | C | BOTH | MUNICIPAL | 384 | CITY | C | 220 | TARRANT | 493 | 1189 | 1785 | 2341 | 2846 | 3424 | N
137 | MUNICIPAL CONSERVATION-BASIC | Municipal conservation - basic | C | 3 | CONSERVATION | 1 | MUNICIPAL CONSERVATION | 1 | NO INFRASTRUCTURE | Includes public and school education; the impact of increasing water prices; water system audit, leak detection and repair, and pressure control; and implementation of federal residential clothes washer standards. | 483 | 2526 | CONSERVATION | C | 220 | TARRANT | 8 | TRINITY | 3 | CONSERVATION | 1 | NO WATER QUALITY IMPROVEMENTS |  | 4558 | 1 | Municipal conservation - basic | 107 | NORTH RICHLAND HILLS | C | BOTH | MUNICIPAL | 435 | CITY |  | N | 2010 | 2010 | 4710 | 146589 | 150048 | 154108 | 157439 | 159689 | 54029 | 30 | 107 | NORTH RICHLAND HILLS | C | BOTH | MUNICIPAL | 435 | CITY | C | 220 | TARRANT | 103 | 744 | 1131 | 1315 | 1485 | 1652 | N
137 | MUNICIPAL CONSERVATION-BASIC | Municipal conservation - basic | C | 3 | CONSERVATION | 1 | MUNICIPAL CONSERVATION | 1 | NO INFRASTRUCTURE | Includes public and school education; the impact of increasing water prices; water system audit, leak detection and repair, and pressure control; and implementation of federal residential clothes washer standards. | 483 | 2526 | CONSERVATION | C | 220 | TARRANT | 8 | TRINITY | 3 | CONSERVATION | 1 | NO WATER QUALITY IMPROVEMENTS |  | 4559 | 1 | Municipal conservation - basic | 2178 | PANTEGO | C | WUG | MUNICIPAL | 454 | CITY |  | N | 2010 | 2010 | 0 | 0 | 0 | 0 | 0 | 0 | 0 | 0 | 2178 | PANTEGO | C | WUG | MUNICIPAL | 454 | CITY | C | 220 | TARRANT | 4 | 13 | 18 | 21 | 23 | 25 | N
137 | MUNICIPAL CONSERVATION-BASIC | Municipal conservation - basic | C | 3 | CONSERVATION | 1 | MUNICIPAL CONSERVATION | 1 | NO INFRASTRUCTURE | Includes public and school education; the impact of increasing water prices; water system audit, leak detection and repair, and pressure control; and implementation of federal residential clothes washer standards. | 483 | 2526 | CONSERVATION | C | 220 | TARRANT | 8 | TRINITY | 3 | CONSERVATION | 1 | NO WATER QUALITY IMPROVEMENTS |  | 4560 | 1 | Municipal conservation - basic | 2190 | PELICAN BAY | C | WUG | MUNICIPAL | 795 | CITY |  | N | 2010 | 2010 | 0 | 0 | 0 | 0 | 0 | 0 | 0 | 0 | 2190 | PELICAN BAY | C | WUG | MUNICIPAL | 795 | CITY | C | 220 | TARRANT | 3 | 10 | 14 | 17 | 20 | 24 | N
137 | MUNICIPAL CONSERVATION-BASIC | Municipal conservation - basic | C | 3 | CONSERVATION | 1 | MUNICIPAL CONSERVATION | 1 | NO INFRASTRUCTURE | Includes public and school education; the impact of increasing water prices; water system audit, leak detection and repair, and pressure control; and implementation of federal residential clothes washer standards. | 483 | 2526 | CONSERVATION | C | 220 | TARRANT | 8 | TRINITY | 3 | CONSERVATION | 1 | NO WATER QUALITY IMPROVEMENTS |  | 4561 | 1 | Municipal conservation - basic | 2265 | RICHLAND HILLS | C | WUG | MUNICIPAL | 499 | CITY |  | N | 2010 | 2010 | 0 | 0 | 0 | 0 | 0 | 0 | 0 | 0 | 2265 | RICHLAND HILLS | C | WUG | MUNICIPAL | 499 | CITY | C | 220 | TARRANT | 11 | 39 | 56 | 65 | 73 | 79 | N
137 | MUNICIPAL CONSERVATION-BASIC | Municipal conservation - basic | C | 3 | CONSERVATION | 1 | MUNICIPAL CONSERVATION | 1 | NO INFRASTRUCTURE | Includes public and school education; the impact of increasing water prices; water system audit, leak detection and repair, and pressure control; and implementation of federal residential clothes washer standards. | 483 | 2526 | CONSERVATION | C | 220 | TARRANT | 8 | TRINITY | 3 | CONSERVATION | 1 | NO WATER QUALITY IMPROVEMENTS |  | 4562 | 1 | Municipal conservation - basic | 2277 | RIVER OAKS | C | WUG | MUNICIPAL | 505 | CITY |  | N | 2010 | 2010 | 0 | 0 | 0 | 0 | 0 | 0 | 0 | 0 | 2277 | RIVER OAKS | C | WUG | MUNICIPAL | 505 | CITY | C | 220 | TARRANT | 10 | 34 | 45 | 50 | 52 | 55 | N
137 | MUNICIPAL CONSERVATION-BASIC | Municipal conservation - basic | C | 3 | CONSERVATION | 1 | MUNICIPAL CONSERVATION | 1 | NO INFRASTRUCTURE | Includes public and school education; the impact of increasing water prices; water system audit, leak detection and repair, and pressure control; and implementation of federal residential clothes washer standards. | 483 | 2526 | CONSERVATION | C | 220 | TARRANT | 8 | TRINITY | 3 | CONSERVATION | 1 | NO WATER QUALITY IMPROVEMENTS |  | 4563 | 1 | Municipal conservation - basic | 2312 | SAGINAW | C | WUG | MUNICIPAL | 527 | CITY |  | N | 2010 | 2010 | 0 | 57374 | 63567 | 66744 | 69060 | 70749 | 0 | 0 | 2312 | SAGINAW | C | WUG | MUNICIPAL | 527 | CITY | C | 220 | TARRANT | 35 | 191 | 271 | 331 | 388 | 443 | N
137 | MUNICIPAL CONSERVATION-BASIC | Municipal conservation - basic | C | 3 | CONSERVATION | 1 | MUNICIPAL CONSERVATION | 1 | NO INFRASTRUCTURE | Includes public and school education; the impact of increasing water prices; water system audit, leak detection and repair, and pressure control; and implementation of federal residential clothes washer standards. | 483 | 2526 | CONSERVATION | C | 220 | TARRANT | 8 | TRINITY | 3 | CONSERVATION | 1 | NO WATER QUALITY IMPROVEMENTS |  | 4564 | 1 | Municipal conservation - basic | 2329 | SANSOM PARK VILLAGE | C | WUG | MUNICIPAL | 539 | CITY |  | N | 2010 | 2010 | 0 | 0 | 0 | 0 | 0 | 0 | 0 | 0 | 2329 | SANSOM PARK VILLAGE | C | WUG | MUNICIPAL | 539 | CITY | C | 220 | TARRANT | 6 | 22 | 30 | 33 | 35 | 38 | N
137 | MUNICIPAL CONSERVATION-BASIC | Municipal conservation - basic | C | 3 | CONSERVATION | 1 | MUNICIPAL CONSERVATION | 1 | NO INFRASTRUCTURE | Includes public and school education; the impact of increasing water prices; water system audit, leak detection and repair, and pressure control; and implementation of federal residential clothes washer standards. | 483 | 2526 | CONSERVATION | C | 220 | TARRANT | 8 | TRINITY | 3 | CONSERVATION | 1 | NO WATER QUALITY IMPROVEMENTS |  | 4301 | 1 | Municipal conservation - basic | 2383 | SOUTHLAKE | C | WUG | MUNICIPAL | 570 | CITY |  | N | 2010 | 2010 | 65143 | 66264 | 66432 | 67169 | 68051 | 70295 | 0 | 0 | 2383 | SOUTHLAKE | C | WUG | MUNICIPAL | 570 | CITY | C | 220 | TARRANT | 246 | 414 | 527 | 626 | 733 | 857 | N
137 | MUNICIPAL CONSERVATION-BASIC | Municipal conservation - basic | C | 3 | CONSERVATION | 1 | MUNICIPAL CONSERVATION | 1 | NO INFRASTRUCTURE | Includes public and school education; the impact of increasing water prices; water system audit, leak detection and repair, and pressure control; and implementation of federal residential clothes washer standards. | 483 | 2526 | CONSERVATION | C | 220 | TARRANT | 8 | TRINITY | 3 | CONSERVATION | 1 | NO WATER QUALITY IMPROVEMENTS |  | 4566 | 1 | Municipal conservation - basic | 2580 | WATAUGA | C | WUG | MUNICIPAL | 632 | CITY |  | N | 2010 | 2010 | 0 | 0 | 0 | 0 | 0 | 0 | 0 | 0 | 2580 | WATAUGA | C | WUG | MUNICIPAL | 632 | CITY | C | 220 | TARRANT | 36 | 122 | 165 | 178 | 189 | 200 | N
137 | MUNICIPAL CONSERVATION-BASIC | Municipal conservation - basic | C | 3 | CONSERVATION | 1 | MUNICIPAL CONSERVATION | 1 | NO INFRASTRUCTURE | Includes public and school education; the impact of increasing water prices; water system audit, leak detection and repair, and pressure control; and implementation of federal residential clothes washer standards. | 483 | 2526 | CONSERVATION | C | 220 | TARRANT | 8 | TRINITY | 3 | CONSERVATION | 1 | NO WATER QUALITY IMPROVEMENTS |  | 4567 | 1 | Municipal conservation - basic | 2607 | WESTOVER HILLS | C | WUG | MUNICIPAL | 1070 | CITY |  | N | 2010 | 2010 | 1609 | 3748 | 2574 | 2139 | 2139 | 2139 | 18461 | 30 | 2607 | WESTOVER HILLS | C | WUG | MUNICIPAL | 1070 | CITY | C | 220 | TARRANT | 2 | 12 | 17 | 19 | 21 | 24 | N
137 | MUNICIPAL CONSERVATION-BASIC | Municipal conservation - basic | C | 3 | CONSERVATION | 1 | MUNICIPAL CONSERVATION | 1 | NO INFRASTRUCTURE | Includes public and school education; the impact of increasing water prices; water system audit, leak detection and repair, and pressure control; and implementation of federal residential clothes washer standards. | 483 | 2526 | CONSERVATION | C | 220 | TARRANT | 8 | TRINITY | 3 | CONSERVATION | 1 | NO WATER QUALITY IMPROVEMENTS |  | 4568 | 1 | Municipal conservation - basic | 2608 | WESTWORTH VILLAGE | C | WUG | MUNICIPAL | 644 | CITY |  | N | 2010 | 2010 | 0 | 0 | 0 | 0 | 0 | 0 | 0 | 0 | 2608 | WESTWORTH VILLAGE | C | WUG | MUNICIPAL | 644 | CITY | C | 220 | TARRANT | 6 | 17 | 23 | 27 | 30 | 35 | N
137 | MUNICIPAL CONSERVATION-BASIC | Municipal conservation - basic | C | 3 | CONSERVATION | 1 | MUNICIPAL CONSERVATION | 1 | NO INFRASTRUCTURE | Includes public and school education; the impact of increasing water prices; water system audit, leak detection and repair, and pressure control; and implementation of federal residential clothes washer standards. | 483 | 2526 | CONSERVATION | C | 220 | TARRANT | 8 | TRINITY | 3 | CONSERVATION | 1 | NO WATER QUALITY IMPROVEMENTS |  | 4569 | 1 | Municipal conservation - basic | 2615 | WHITE SETTLEMENT | C | WUG | MUNICIPAL | 651 | CITY |  | N | 2010 | 2010 | 93459 | 2376 | 436 | 0 | 0 | 0 | 27254 | 30 | 2615 | WHITE SETTLEMENT | C | WUG | MUNICIPAL | 651 | CITY | C | 220 | TARRANT | 349 | 70 | 99 | 115 | 134 | 154 | N
137 | MUNICIPAL CONSERVATION-BASIC | Municipal conservation - basic | C | 3 | CONSERVATION | 1 | MUNICIPAL CONSERVATION | 1 | NO INFRASTRUCTURE | Includes public and school education; the impact of increasing water prices; water system audit, leak detection and repair, and pressure control; and implementation of federal residential clothes washer standards. | 488 | 2530 | CONSERVATION | C | 249 | WISE | 8 | TRINITY | 3 | CONSERVATION | 1 | NO WATER QUALITY IMPROVEMENTS |  | 4594 | 1 | Municipal conservation - basic | 180 | ALVORD | C | WUG | MUNICIPAL | 810 | CITY |  | N | 2010 | 2010 | 0 | 0 | 0 | 0 | 0 | 0 | 0 | 0 | 180 | ALVORD | C | WUG | MUNICIPAL | 810 | CITY | C | 249 | WISE | 2 | 7 | 10 | 12 | 14 | 17 | N
137 | MUNICIPAL CONSERVATION-BASIC | Municipal conservation - basic | C | 3 | CONSERVATION | 1 | MUNICIPAL CONSERVATION | 1 | NO INFRASTRUCTURE | Includes public and school education; the impact of increasing water prices; water system audit, leak detection and repair, and pressure control; and implementation of federal residential clothes washer standards. | 488 | 2530 | CONSERVATION | C | 249 | WISE | 8 | TRINITY | 3 | CONSERVATION | 1 | NO WATER QUALITY IMPROVEMENTS |  | 4595 | 1 | Municipal conservation - basic | 208 | AURORA | C | WUG | MUNICIPAL | 816 | CITY |  | N | 2010 | 2010 | 0 | 0 | 0 | 0 | 0 | 0 | 0 | 0 | 208 | AURORA | C | WUG | MUNICIPAL | 816 | CITY | C | 249 | WISE | 3 | 9 | 13 | 15 | 18 | 22 | N
137 | MUNICIPAL CONSERVATION-BASIC | Municipal conservation - basic | C | 3 | CONSERVATION | 1 | MUNICIPAL CONSERVATION | 1 | NO INFRASTRUCTURE | Includes public and school education; the impact of increasing water prices; water system audit, leak detection and repair, and pressure control; and implementation of federal residential clothes washer standards. | 488 | 2530 | CONSERVATION | C | 249 | WISE | 8 | TRINITY | 3 | CONSERVATION | 1 | NO WATER QUALITY IMPROVEMENTS |  | 4193 | 1 | Municipal conservation - basic | 271 | BOLIVAR WSC | C | BOTH | MUNICIPAL | 4028 | UTILITY |  | N | 2010 | 2010 | 0 | 0 | 0 | 0 | 0 | 0 | 0 | 0 | 271 | BOLIVAR WSC | C | BOTH | MUNICIPAL | 4028 | UTILITY | C | 249 | WISE | 3 | 10 | 15 | 23 | 34 | 54 | N
137 | MUNICIPAL CONSERVATION-BASIC | Municipal conservation - basic | C | 3 | CONSERVATION | 1 | MUNICIPAL CONSERVATION | 1 | NO INFRASTRUCTURE | Includes public and school education; the impact of increasing water prices; water system audit, leak detection and repair, and pressure control; and implementation of federal residential clothes washer standards. | 488 | 2530 | CONSERVATION | C | 249 | WISE | 8 | TRINITY | 3 | CONSERVATION | 1 | NO WATER QUALITY IMPROVEMENTS |  | 4597 | 1 | Municipal conservation - basic | 276 | BOYD | C | WUG | MUNICIPAL | 760 | CITY |  | N | 2010 | 2010 | 0 | 0 | 0 | 0 | 0 | 0 | 0 | 0 | 276 | BOYD | C | WUG | MUNICIPAL | 760 | CITY | C | 249 | WISE | 3 | 10 | 16 | 20 | 25 | 27 | N
137 | MUNICIPAL CONSERVATION-BASIC | Municipal conservation - basic | C | 3 | CONSERVATION | 1 | MUNICIPAL CONSERVATION | 1 | NO INFRASTRUCTURE | Includes public and school education; the impact of increasing water prices; water system audit, leak detection and repair, and pressure control; and implementation of federal residential clothes washer standards. | 488 | 2530 | CONSERVATION | C | 249 | WISE | 8 | TRINITY | 3 | CONSERVATION | 1 | NO WATER QUALITY IMPROVEMENTS |  | 4598 | 1 | Municipal conservation - basic | 291 | BRIDGEPORT | C | WUG | MUNICIPAL | 76 | CITY |  | N | 2010 | 2010 | 0 | 23014 | 32169 | 37524 | 43033 | 50684 | 0 | 0 | 291 | BRIDGEPORT | C | WUG | MUNICIPAL | 76 | CITY | C | 249 | WISE | 11 | 83 | 150 | 205 | 270 | 360 | N
137 | MUNICIPAL CONSERVATION-BASIC | Municipal conservation - basic | C | 3 | CONSERVATION | 1 | MUNICIPAL CONSERVATION | 1 | NO INFRASTRUCTURE | Includes public and school education; the impact of increasing water prices; water system audit, leak detection and repair, and pressure control; and implementation of federal residential clothes washer standards. | 488 | 2530 | CONSERVATION | C | 249 | WISE | 8 | TRINITY | 3 | CONSERVATION | 1 | NO WATER QUALITY IMPROVEMENTS |  | 4599 | 1 | Municipal conservation - basic | 346 | CHICO | C | WUG | MUNICIPAL | 842 | CITY |  | N | 2010 | 2010 | 0 | 0 | 0 | 0 | 0 | 0 | 0 | 0 | 346 | CHICO | C | WUG | MUNICIPAL | 842 | CITY | C | 249 | WISE | 2 | 8 | 13 | 16 | 21 | 28 | N
137 | MUNICIPAL CONSERVATION-BASIC | Municipal conservation - basic | C | 3 | CONSERVATION | 1 | MUNICIPAL CONSERVATION | 1 | NO INFRASTRUCTURE | Includes public and school education; the impact of increasing water prices; water system audit, leak detection and repair, and pressure control; and implementation of federal residential clothes washer standards. | 488 | 2530 | CONSERVATION | C | 249 | WISE | 8 | TRINITY | 3 | CONSERVATION | 1 | NO WATER QUALITY IMPROVEMENTS |  | 4538 | 1 | Municipal conservation - basic | 394 | COMMUNITY WSC | C | WUG | MUNICIPAL | 4069 | UTILITY |  | N | 2020 | 2020 | 0 | 0 | 0 | 0 | 0 | 0 | 0 | 0 | 394 | COMMUNITY WSC | C | WUG | MUNICIPAL | 4069 | UTILITY | C | 249 | WISE | 0 | 1 | 1 | 1 | 2 | 2 | N
137 | MUNICIPAL CONSERVATION-BASIC | Municipal conservation - basic | C | 3 | CONSERVATION | 1 | MUNICIPAL CONSERVATION | 1 | NO INFRASTRUCTURE | Includes public and school education; the impact of increasing water prices; water system audit, leak detection and repair, and pressure control; and implementation of federal residential clothes washer standards. | 488 | 2530 | CONSERVATION | C | 249 | WISE | 8 | TRINITY | 3 | CONSERVATION | 1 | NO WATER QUALITY IMPROVEMENTS |  | 4601 | 1 | Municipal conservation - basic | 660 | COUNTY-OTHER, WISE | C | WUG | MUNICIPAL | 757 | COUNTY-OTHER |  | N | 2010 | 2010 | 0 | 0 | 0 | 0 | 0 | 0 | 0 | 0 | 660 | COUNTY-OTHER, WISE | C | WUG | MUNICIPAL | 757 | COUNTY-OTHER | C | 249 | WISE | 49 | 166 | 216 | 232 | 245 | 259 | N
137 | MUNICIPAL CONSERVATION-BASIC | Municipal conservation - basic | C | 3 | CONSERVATION | 1 | MUNICIPAL CONSERVATION | 1 | NO INFRASTRUCTURE | Includes public and school education; the impact of increasing water prices; water system audit, leak detection and repair, and pressure control; and implementation of federal residential clothes washer standards. | 488 | 2530 | CONSERVATION | C | 249 | WISE | 8 | TRINITY | 3 | CONSERVATION | 1 | NO WATER QUALITY IMPROVEMENTS |  | 4602 | 1 | Municipal conservation - basic | 704 | DECATUR | C | WUG | MUNICIPAL | 153 | CITY |  | N | 2010 | 2010 | 436 | 26001 | 34926 | 43570 | 55190 | 64165 | 5000 | 30 | 704 | DECATUR | C | WUG | MUNICIPAL | 153 | CITY | C | 249 | WISE | 13 | 88 | 158 | 234 | 342 | 446 | N
137 | MUNICIPAL CONSERVATION-BASIC | Municipal conservation - basic | C | 3 | CONSERVATION | 1 | MUNICIPAL CONSERVATION | 1 | NO INFRASTRUCTURE | Includes public and school education; the impact of increasing water prices; water system audit, leak detection and repair, and pressure control; and implementation of federal residential clothes washer standards. | 488 | 2530 | CONSERVATION | C | 249 | WISE | 8 | TRINITY | 3 | CONSERVATION | 1 | NO WATER QUALITY IMPROVEMENTS |  | 4603 | 1 | Municipal conservation - basic | 55 | FORT WORTH | C | BOTH | MUNICIPAL | 213 | CITY |  | N | 2010 | 2010 | 2347 | 12089 | 17356 | 22400 | 28808 | 35075 | 0 | 0 | 55 | FORT WORTH | C | BOTH | MUNICIPAL | 213 | CITY | C | 249 | WISE | 15 | 130 | 231 | 339 | 489 | 662 | N
137 | MUNICIPAL CONSERVATION-BASIC | Municipal conservation - basic | C | 3 | CONSERVATION | 1 | MUNICIPAL CONSERVATION | 1 | NO INFRASTRUCTURE | Includes public and school education; the impact of increasing water prices; water system audit, leak detection and repair, and pressure control; and implementation of federal residential clothes washer standards. | 488 | 2530 | CONSERVATION | C | 249 | WISE | 8 | TRINITY | 3 | CONSERVATION | 1 | NO WATER QUALITY IMPROVEMENTS |  | 4604 | 1 | Municipal conservation - basic | 2113 | NEW FAIRVIEW | C | WUG | MUNICIPAL | 1047 | CITY |  | N | 2010 | 2010 | 0 | 0 | 0 | 0 | 0 | 0 | 0 | 0 | 2113 | NEW FAIRVIEW | C | WUG | MUNICIPAL | 1047 | CITY | C | 249 | WISE | 4 | 13 | 20 | 26 | 32 | 40 | N
137 | MUNICIPAL CONSERVATION-BASIC | Municipal conservation - basic | C | 3 | CONSERVATION | 1 | MUNICIPAL CONSERVATION | 1 | NO INFRASTRUCTURE | Includes public and school education; the impact of increasing water prices; water system audit, leak detection and repair, and pressure control; and implementation of federal residential clothes washer standards. | 488 | 2530 | CONSERVATION | C | 249 | WISE | 8 | TRINITY | 3 | CONSERVATION | 1 | NO WATER QUALITY IMPROVEMENTS |  | 4605 | 1 | Municipal conservation - basic | 2118 | NEWARK | C | WUG | MUNICIPAL | 920 | CITY |  | N | 2010 | 2010 | 0 | 0 | 0 | 0 | 0 | 0 | 0 | 0 | 2118 | NEWARK | C | WUG | MUNICIPAL | 920 | CITY | C | 249 | WISE | 2 | 9 | 15 | 22 | 32 | 47 | N
137 | MUNICIPAL CONSERVATION-BASIC | Municipal conservation - basic | C | 3 | CONSERVATION | 1 | MUNICIPAL CONSERVATION | 1 | NO INFRASTRUCTURE | Includes public and school education; the impact of increasing water prices; water system audit, leak detection and repair, and pressure control; and implementation of federal residential clothes washer standards. | 488 | 2530 | CONSERVATION | C | 249 | WISE | 8 | TRINITY | 3 | CONSERVATION | 1 | NO WATER QUALITY IMPROVEMENTS |  | 4606 | 1 | Municipal conservation - basic | 2680 | PARADISE | C | WUG | MUNICIPAL | 1085 | CITY |  | N | 2010 | 2010 | 0 | 0 | 0 | 0 | 0 | 0 | 0 | 0 | 2680 | PARADISE | C | WUG | MUNICIPAL | 1085 | CITY | C | 249 | WISE | 2 | 4 | 6 | 7 | 10 | 12 | N
137 | MUNICIPAL CONSERVATION-BASIC | Municipal conservation - basic | C | 3 | CONSERVATION | 1 | MUNICIPAL CONSERVATION | 1 | NO INFRASTRUCTURE | Includes public and school education; the impact of increasing water prices; water system audit, leak detection and repair, and pressure control; and implementation of federal residential clothes washer standards. | 488 | 2530 | CONSERVATION | C | 249 | WISE | 8 | TRINITY | 3 | CONSERVATION | 1 | NO WATER QUALITY IMPROVEMENTS |  | 4607 | 1 | Municipal conservation - basic | 2260 | RHOME | C | WUG | MUNICIPAL | 946 | CITY |  | N | 2010 | 2010 | 4691 | 7464 | 11983 | 16611 | 21239 | 25867 | 0 | 0 | 2260 | RHOME | C | WUG | MUNICIPAL | 946 | CITY | C | 249 | WISE | 17 | 43 | 85 | 137 | 199 | 270 | N
137 | MUNICIPAL CONSERVATION-BASIC | Municipal conservation - basic | C | 3 | CONSERVATION | 1 | MUNICIPAL CONSERVATION | 1 | NO INFRASTRUCTURE | Includes public and school education; the impact of increasing water prices; water system audit, leak detection and repair, and pressure control; and implementation of federal residential clothes washer standards. | 488 | 2530 | CONSERVATION | C | 249 | WISE | 8 | TRINITY | 3 | CONSERVATION | 1 | NO WATER QUALITY IMPROVEMENTS |  | 4608 | 1 | Municipal conservation - basic | 2306 | RUNAWAY BAY | C | WUG | MUNICIPAL | 1059 | CITY |  | N | 2010 | 2010 | 0 | 4960 | 5986 | 6811 | 7628 | 8444 | 0 | 0 | 2306 | RUNAWAY BAY | C | WUG | MUNICIPAL | 1059 | CITY | C | 249 | WISE | 3 | 16 | 25 | 32 | 41 | 50 | N
137 | MUNICIPAL CONSERVATION-BASIC | Municipal conservation - basic | C | 3 | CONSERVATION | 1 | MUNICIPAL CONSERVATION | 1 | NO INFRASTRUCTURE | Includes public and school education; the impact of increasing water prices; water system audit, leak detection and repair, and pressure control; and implementation of federal residential clothes washer standards. | 488 | 2530 | CONSERVATION | C | 249 | WISE | 8 | TRINITY | 3 | CONSERVATION | 1 | NO WATER QUALITY IMPROVEMENTS |  | 4495 | 1 | Municipal conservation - basic | 153 | WALNUT CREEK SUD | C | BOTH | MUNICIPAL | 4373 | UTILITY |  | N | 2010 | 2010 | 0 | 0 | 0 | 0 | 0 | 0 | 0 | 0 | 153 | WALNUT CREEK SUD | C | BOTH | MUNICIPAL | 4373 | UTILITY | C | 249 | WISE | 5 | 19 | 36 | 46 | 53 | 60 | N
137 | MUNICIPAL CONSERVATION-BASIC | Municipal conservation - basic | C | 3 | CONSERVATION | 1 | MUNICIPAL CONSERVATION | 1 | NO INFRASTRUCTURE | Includes public and school education; the impact of increasing water prices; water system audit, leak detection and repair, and pressure control; and implementation of federal residential clothes washer standards. | 488 | 2530 | CONSERVATION | C | 249 | WISE | 8 | TRINITY | 3 | CONSERVATION | 1 | NO WATER QUALITY IMPROVEMENTS |  | 4610 | 1 | Municipal conservation - basic | 2604 | WEST WISE RURAL SUD | C | WUG | MUNICIPAL | 4391 | UTILITY |  | N | 2010 | 2010 | 0 | 0 | 0 | 0 | 0 | 0 | 0 | 0 | 2604 | WEST WISE RURAL SUD | C | WUG | MUNICIPAL | 4391 | UTILITY | C | 249 | WISE | 5 | 18 | 27 | 32 | 38 | 45 | N
177 | MUNICIPAL CONSERVATION-EXPANDED | Municipal conservation - expanded | C | 3 | CONSERVATION | 1 | MUNICIPAL CONSERVATION | 1 | NO INFRASTRUCTURE | Includes water conservation pricing structure; water waste prohibition; coin-op clothes washer rebate; industrial, commercial, and institutional (ICI) general rebate; and ICI water audit and site-specific conservation program. | 496 | 2447 | CONSERVATION | C | 43 | COLLIN | 5 | SABINE | 3 | CONSERVATION | 1 | NO WATER QUALITY IMPROVEMENTS |  | 5276 | 1 | Municipal conservation - expanded | 2107 | NEVADA | C | WUG | MUNICIPAL | 1045 | CITY |  | N | 2020 | 2020 | 0 | 355 | 468 | 936 | 1630 | 3842 | 0 | 0 | 2107 | NEVADA | C | WUG | MUNICIPAL | 1045 | CITY | C | 43 | COLLIN | 0 | 1 | 1 | 2 | 4 | 9 | N
177 | MUNICIPAL CONSERVATION-EXPANDED | Municipal conservation - expanded | C | 3 | CONSERVATION | 1 | MUNICIPAL CONSERVATION | 1 | NO INFRASTRUCTURE | Includes water conservation pricing structure; water waste prohibition; coin-op clothes washer rebate; industrial, commercial, and institutional (ICI) general rebate; and ICI water audit and site-specific conservation program. | 496 | 2447 | CONSERVATION | C | 43 | COLLIN | 5 | SABINE | 3 | CONSERVATION | 1 | NO WATER QUALITY IMPROVEMENTS |  | 5277 | 1 | Municipal conservation - expanded | 2304 | ROYSE CITY | C | WUG | MUNICIPAL | 522 | CITY |  | N | 2020 | 2020 | 0 | 1715 | 4181 | 7078 | 9626 | 12492 | 0 | 0 | 2304 | ROYSE CITY | C | WUG | MUNICIPAL | 522 | CITY | C | 43 | COLLIN | 0 | 3 | 7 | 11 | 15 | 19 | N
177 | MUNICIPAL CONSERVATION-EXPANDED | Municipal conservation - expanded | C | 3 | CONSERVATION | 1 | MUNICIPAL CONSERVATION | 1 | NO INFRASTRUCTURE | Includes water conservation pricing structure; water waste prohibition; coin-op clothes washer rebate; industrial, commercial, and institutional (ICI) general rebate; and ICI water audit and site-specific conservation program. | 498 | 2498 | CONSERVATION | C | 43 | COLLIN | 8 | TRINITY | 3 | CONSERVATION | 1 | NO WATER QUALITY IMPROVEMENTS |  | 4167 | 1 | Municipal conservation - expanded | 173 | ALLEN | C | WUG | MUNICIPAL | 8 | CITY |  | N | 2010 | 2010 | 21259 | 62113 | 82123 | 96945 | 97629 | 97663 | 8711 | 30 | 173 | ALLEN | C | WUG | MUNICIPAL | 8 | CITY | C | 43 | COLLIN | 206 | 344 | 418 | 433 | 434 | 434 | N
177 | MUNICIPAL CONSERVATION-EXPANDED | Municipal conservation - expanded | C | 3 | CONSERVATION | 1 | MUNICIPAL CONSERVATION | 1 | NO INFRASTRUCTURE | Includes water conservation pricing structure; water waste prohibition; coin-op clothes washer rebate; industrial, commercial, and institutional (ICI) general rebate; and ICI water audit and site-specific conservation program. | 498 | 2498 | CONSERVATION | C | 43 | COLLIN | 8 | TRINITY | 3 | CONSERVATION | 1 | NO WATER QUALITY IMPROVEMENTS |  | 4168 | 1 | Municipal conservation - expanded | 187 | ANNA | C | WUG | MUNICIPAL | 813 | CITY |  | N | 2010 | 2010 | 2686 | 9647 | 15351 | 21671 | 28058 | 44620 | 5000 | 30 | 187 | ANNA | C | WUG | MUNICIPAL | 813 | CITY | C | 43 | COLLIN | 9 | 24 | 38 | 51 | 66 | 108 | N
177 | MUNICIPAL CONSERVATION-EXPANDED | Municipal conservation - expanded | C | 3 | CONSERVATION | 1 | MUNICIPAL CONSERVATION | 1 | NO INFRASTRUCTURE | Includes water conservation pricing structure; water waste prohibition; coin-op clothes washer rebate; industrial, commercial, and institutional (ICI) general rebate; and ICI water audit and site-specific conservation program. | 498 | 2498 | CONSERVATION | C | 43 | COLLIN | 8 | TRINITY | 3 | CONSERVATION | 1 | NO WATER QUALITY IMPROVEMENTS |  | 4169 | 1 | Municipal conservation - expanded | 267 | BLUE RIDGE | C | WUG | MUNICIPAL | 829 | CITY |  | N | 2010 | 2010 | 936 | 1436 | 2186 | 3186 | 4436 | 4936 | 5000 | 30 | 267 | BLUE RIDGE | C | WUG | MUNICIPAL | 829 | CITY | C | 43 | COLLIN | 2 | 5 | 8 | 13 | 19 | 21 | N
177 | MUNICIPAL CONSERVATION-EXPANDED | Municipal conservation - expanded | C | 3 | CONSERVATION | 1 | MUNICIPAL CONSERVATION | 1 | NO INFRASTRUCTURE | Includes water conservation pricing structure; water waste prohibition; coin-op clothes washer rebate; industrial, commercial, and institutional (ICI) general rebate; and ICI water audit and site-specific conservation program. | 498 | 2498 | CONSERVATION | C | 43 | COLLIN | 8 | TRINITY | 3 | CONSERVATION | 1 | NO WATER QUALITY IMPROVEMENTS |  | 4170 | 1 | Municipal conservation - expanded | 338 | CELINA | C | WUG | MUNICIPAL | 103 | CITY |  | N | 2020 | 2020 | 25 | 418 | 2830 | 6742 | 11265 | 15411 | 0 | 0 | 338 | CELINA | C | WUG | MUNICIPAL | 103 | CITY | C | 43 | COLLIN | 0 | 2 | 10 | 20 | 33 | 43 | N
177 | MUNICIPAL CONSERVATION-EXPANDED | Municipal conservation - expanded | C | 3 | CONSERVATION | 1 | MUNICIPAL CONSERVATION | 1 | NO INFRASTRUCTURE | Includes water conservation pricing structure; water waste prohibition; coin-op clothes washer rebate; industrial, commercial, and institutional (ICI) general rebate; and ICI water audit and site-specific conservation program. | 498 | 2498 | CONSERVATION | C | 43 | COLLIN | 8 | TRINITY | 3 | CONSERVATION | 1 | NO WATER QUALITY IMPROVEMENTS |  | 4171 | 1 | Municipal conservation - expanded | 36 | DALLAS | C | BOTH | MUNICIPAL | 151 | CITY |  | N | 2010 | 2010 | 7143 | 33957 | 51205 | 64677 | 64994 | 65024 | 0 | 0 | 36 | DALLAS | C | BOTH | MUNICIPAL | 151 | CITY | C | 43 | COLLIN | 0 | 0 | 0 | 0 | 0 | 0 | N
177 | MUNICIPAL CONSERVATION-EXPANDED | Municipal conservation - expanded | C | 3 | CONSERVATION | 1 | MUNICIPAL CONSERVATION | 1 | NO INFRASTRUCTURE | Includes water conservation pricing structure; water waste prohibition; coin-op clothes washer rebate; industrial, commercial, and institutional (ICI) general rebate; and ICI water audit and site-specific conservation program. | 498 | 2498 | CONSERVATION | C | 43 | COLLIN | 8 | TRINITY | 3 | CONSERVATION | 1 | NO WATER QUALITY IMPROVEMENTS |  | 4172 | 1 | Municipal conservation - expanded | 696 | DANVILLE WSC | C | WUG | MUNICIPAL | 4086 | UTILITY |  | N | 2020 | 2020 | 0 | 4359 | 5569 | 6683 | 7870 | 9177 | 0 | 0 | 696 | DANVILLE WSC | C | WUG | MUNICIPAL | 4086 | UTILITY | C | 43 | COLLIN | 0 | 4 | 9 | 11 | 12 | 13 | N
177 | MUNICIPAL CONSERVATION-EXPANDED | Municipal conservation - expanded | C | 3 | CONSERVATION | 1 | MUNICIPAL CONSERVATION | 1 | NO INFRASTRUCTURE | Includes water conservation pricing structure; water waste prohibition; coin-op clothes washer rebate; industrial, commercial, and institutional (ICI) general rebate; and ICI water audit and site-specific conservation program. | 498 | 2498 | CONSERVATION | C | 43 | COLLIN | 8 | TRINITY | 3 | CONSERVATION | 1 | NO WATER QUALITY IMPROVEMENTS |  | 4173 | 1 | Municipal conservation - expanded | 769 | FAIRVIEW | C | WUG | MUNICIPAL | 772 | CITY |  | N | 2010 | 2010 | 2761 | 7383 | 9179 | 12076 | 12487 | 12504 | 5000 | 30 | 769 | FAIRVIEW | C | WUG | MUNICIPAL | 772 | CITY | C | 43 | COLLIN | 48 | 73 | 97 | 128 | 130 | 130 | N
177 | MUNICIPAL CONSERVATION-EXPANDED | Municipal conservation - expanded | C | 3 | CONSERVATION | 1 | MUNICIPAL CONSERVATION | 1 | NO INFRASTRUCTURE | Includes water conservation pricing structure; water waste prohibition; coin-op clothes washer rebate; industrial, commercial, and institutional (ICI) general rebate; and ICI water audit and site-specific conservation program. | 498 | 2498 | CONSERVATION | C | 43 | COLLIN | 8 | TRINITY | 3 | CONSERVATION | 1 | NO WATER QUALITY IMPROVEMENTS |  | 4174 | 1 | Municipal conservation - expanded | 819 | FRISCO | C | WUG | MUNICIPAL | 221 | CITY |  | N | 2010 | 2010 | 18218 | 77500 | 94135 | 117638 | 134242 | 137265 | 25580 | 30 | 819 | FRISCO | C | WUG | MUNICIPAL | 221 | CITY | C | 43 | COLLIN | 281 | 569 | 695 | 848 | 960 | 970 | N
177 | MUNICIPAL CONSERVATION-EXPANDED | Municipal conservation - expanded | C | 3 | CONSERVATION | 1 | MUNICIPAL CONSERVATION | 1 | NO INFRASTRUCTURE | Includes water conservation pricing structure; water waste prohibition; coin-op clothes washer rebate; industrial, commercial, and institutional (ICI) general rebate; and ICI water audit and site-specific conservation program. | 498 | 2498 | CONSERVATION | C | 43 | COLLIN | 8 | TRINITY | 3 | CONSERVATION | 1 | NO WATER QUALITY IMPROVEMENTS |  | 4175 | 1 | Municipal conservation - expanded | 938 | HICKORY CREEK SUD | D | WUG | MUNICIPAL | 4203 | UTILITY |  | N | 2010 | 2010 | 152 | 207 | 264 | 298 | 321 | 343 | 0 | 0 | 938 | HICKORY CREEK SUD | D | WUG | MUNICIPAL | 4203 | UTILITY | C | 43 | COLLIN | 0 | 0 | 0 | 0 | 0 | 0 | N
177 | MUNICIPAL CONSERVATION-EXPANDED | Municipal conservation - expanded | C | 3 | CONSERVATION | 1 | MUNICIPAL CONSERVATION | 1 | NO INFRASTRUCTURE | Includes water conservation pricing structure; water waste prohibition; coin-op clothes washer rebate; industrial, commercial, and institutional (ICI) general rebate; and ICI water audit and site-specific conservation program. | 498 | 2498 | CONSERVATION | C | 43 | COLLIN | 8 | TRINITY | 3 | CONSERVATION | 1 | NO WATER QUALITY IMPROVEMENTS |  | 4176 | 1 | Municipal conservation - expanded | 871 | MARILEE SUD | C | WUG | MUNICIPAL | 4146 | UTILITY |  | N | 2010 | 2010 | 1283 | 1696 | 2119 | 2466 | 2815 | 3194 | 0 | 0 | 871 | MARILEE SUD | C | WUG | MUNICIPAL | 4146 | UTILITY | C | 43 | COLLIN | 5 | 7 | 8 | 10 | 11 | 13 | N
177 | MUNICIPAL CONSERVATION-EXPANDED | Municipal conservation - expanded | C | 3 | CONSERVATION | 1 | MUNICIPAL CONSERVATION | 1 | NO INFRASTRUCTURE | Includes water conservation pricing structure; water waste prohibition; coin-op clothes washer rebate; industrial, commercial, and institutional (ICI) general rebate; and ICI water audit and site-specific conservation program. | 498 | 2498 | CONSERVATION | C | 43 | COLLIN | 8 | TRINITY | 3 | CONSERVATION | 1 | NO WATER QUALITY IMPROVEMENTS |  | 4177 | 1 | Municipal conservation - expanded | 1817 | MCKINNEY | C | WUG | MUNICIPAL | 379 | CITY |  | N | 2010 | 2010 | 33372 | 131264 | 182025 | 233223 | 257673 | 260288 | 10000 | 30 | 1817 | MCKINNEY | C | WUG | MUNICIPAL | 379 | CITY | C | 43 | COLLIN | 356 | 762 | 1120 | 1430 | 1569 | 1579 | N
177 | MUNICIPAL CONSERVATION-EXPANDED | Municipal conservation - expanded | C | 3 | CONSERVATION | 1 | MUNICIPAL CONSERVATION | 1 | NO INFRASTRUCTURE | Includes water conservation pricing structure; water waste prohibition; coin-op clothes washer rebate; industrial, commercial, and institutional (ICI) general rebate; and ICI water audit and site-specific conservation program. | 498 | 2498 | CONSERVATION | C | 43 | COLLIN | 8 | TRINITY | 3 | CONSERVATION | 1 | NO WATER QUALITY IMPROVEMENTS |  | 4178 | 1 | Municipal conservation - expanded | 1824 | MELISSA | C | WUG | MUNICIPAL | 914 | CITY |  | N | 2050 | 2050 | 0 | 0 | 0 | 0 | 46480 | 55973 | 0 | 0 | 1824 | MELISSA | C | WUG | MUNICIPAL | 914 | CITY | C | 43 | COLLIN | 0 | 0 | 0 | 0 | 51 | 67 | N
177 | MUNICIPAL CONSERVATION-EXPANDED | Municipal conservation - expanded | C | 3 | CONSERVATION | 1 | MUNICIPAL CONSERVATION | 1 | NO INFRASTRUCTURE | Includes water conservation pricing structure; water waste prohibition; coin-op clothes washer rebate; industrial, commercial, and institutional (ICI) general rebate; and ICI water audit and site-specific conservation program. | 498 | 2498 | CONSERVATION | C | 43 | COLLIN | 8 | TRINITY | 3 | CONSERVATION | 1 | NO WATER QUALITY IMPROVEMENTS |  | 4179 | 1 | Municipal conservation - expanded | 2092 | MUENSTER | C | WUG | MUNICIPAL | 418 | CITY |  | N | 2040 | 2040 | 0 | 0 | 0 | 1642 | 1678 | 1810 | 0 | 0 | 2092 | MUENSTER | C | WUG | MUNICIPAL | 418 | CITY | C | 49 | COOKE | 0 | 0 | 0 | 2 | 2 | 3 | N
177 | MUNICIPAL CONSERVATION-EXPANDED | Municipal conservation - expanded | C | 3 | CONSERVATION | 1 | MUNICIPAL CONSERVATION | 1 | NO INFRASTRUCTURE | Includes water conservation pricing structure; water waste prohibition; coin-op clothes washer rebate; industrial, commercial, and institutional (ICI) general rebate; and ICI water audit and site-specific conservation program. | 498 | 2498 | CONSERVATION | C | 43 | COLLIN | 8 | TRINITY | 3 | CONSERVATION | 1 | NO WATER QUALITY IMPROVEMENTS |  | 4180 | 1 | Municipal conservation - expanded | 2096 | MURPHY | C | WUG | MUNICIPAL | 724 | CITY |  | N | 2020 | 2020 | 0 | 11264 | 13051 | 13526 | 13526 | 13526 | 0 | 0 | 2096 | MURPHY | C | WUG | MUNICIPAL | 724 | CITY | C | 43 | COLLIN | 0 | 44 | 55 | 56 | 56 | 56 | N
177 | MUNICIPAL CONSERVATION-EXPANDED | Municipal conservation - expanded | C | 3 | CONSERVATION | 1 | MUNICIPAL CONSERVATION | 1 | NO INFRASTRUCTURE | Includes water conservation pricing structure; water waste prohibition; coin-op clothes washer rebate; industrial, commercial, and institutional (ICI) general rebate; and ICI water audit and site-specific conservation program. | 498 | 2498 | CONSERVATION | C | 43 | COLLIN | 8 | TRINITY | 3 | CONSERVATION | 1 | NO WATER QUALITY IMPROVEMENTS |  | 4181 | 1 | Municipal conservation - expanded | 2107 | NEVADA | C | WUG | MUNICIPAL | 1045 | CITY |  | N | 2030 | 2030 | 0 | 178 | 234 | 468 | 815 | 1921 | 0 | 0 | 2107 | NEVADA | C | WUG | MUNICIPAL | 1045 | CITY | C | 43 | COLLIN | 0 | 0 | 1 | 1 | 2 | 4 | N
177 | MUNICIPAL CONSERVATION-EXPANDED | Municipal conservation - expanded | C | 3 | CONSERVATION | 1 | MUNICIPAL CONSERVATION | 1 | NO INFRASTRUCTURE | Includes water conservation pricing structure; water waste prohibition; coin-op clothes washer rebate; industrial, commercial, and institutional (ICI) general rebate; and ICI water audit and site-specific conservation program. | 498 | 2498 | CONSERVATION | C | 43 | COLLIN | 8 | TRINITY | 3 | CONSERVATION | 1 | NO WATER QUALITY IMPROVEMENTS |  | 4182 | 1 | Municipal conservation - expanded | 2114 | NEW HOPE | C | WUG | MUNICIPAL | 923 | CITY |  | N | 2020 | 2020 | 0 | 460 | 775 | 1235 | 1816 | 3971 | 0 | 0 | 2114 | NEW HOPE | C | WUG | MUNICIPAL | 923 | CITY | C | 43 | COLLIN | 0 | 1 | 2 | 4 | 6 | 12 | N
177 | MUNICIPAL CONSERVATION-EXPANDED | Municipal conservation - expanded | C | 3 | CONSERVATION | 1 | MUNICIPAL CONSERVATION | 1 | NO INFRASTRUCTURE | Includes water conservation pricing structure; water waste prohibition; coin-op clothes washer rebate; industrial, commercial, and institutional (ICI) general rebate; and ICI water audit and site-specific conservation program. | 498 | 2498 | CONSERVATION | C | 43 | COLLIN | 8 | TRINITY | 3 | CONSERVATION | 1 | NO WATER QUALITY IMPROVEMENTS |  | 4183 | 1 | Municipal conservation - expanded | 2133 | NORTH COLLIN WSC | C | WUG | MUNICIPAL | 4278 | UTILITY |  | N | 2020 | 2020 | 0 | 4528 | 5497 | 6465 | 7531 | 8620 | 0 | 0 | 2133 | NORTH COLLIN WSC | C | WUG | MUNICIPAL | 4278 | UTILITY | C | 43 | COLLIN | 0 | 4 | 7 | 9 | 10 | 11 | N
177 | MUNICIPAL CONSERVATION-EXPANDED | Municipal conservation - expanded | C | 3 | CONSERVATION | 1 | MUNICIPAL CONSERVATION | 1 | NO INFRASTRUCTURE | Includes water conservation pricing structure; water waste prohibition; coin-op clothes washer rebate; industrial, commercial, and institutional (ICI) general rebate; and ICI water audit and site-specific conservation program. | 498 | 2498 | CONSERVATION | C | 43 | COLLIN | 8 | TRINITY | 3 | CONSERVATION | 1 | NO WATER QUALITY IMPROVEMENTS |  | 4184 | 1 | Municipal conservation - expanded | 2179 | PARKER | C | WUG | MUNICIPAL | 733 | CITY |  | N | 2020 | 2020 | 0 | 4334 | 6804 | 10848 | 16103 | 22229 | 0 | 0 | 2179 | PARKER | C | WUG | MUNICIPAL | 733 | CITY | C | 43 | COLLIN | 0 | 23 | 39 | 61 | 91 | 126 | N
177 | MUNICIPAL CONSERVATION-EXPANDED | Municipal conservation - expanded | C | 3 | CONSERVATION | 1 | MUNICIPAL CONSERVATION | 1 | NO INFRASTRUCTURE | Includes water conservation pricing structure; water waste prohibition; coin-op clothes washer rebate; industrial, commercial, and institutional (ICI) general rebate; and ICI water audit and site-specific conservation program. | 498 | 2498 | CONSERVATION | C | 43 | COLLIN | 8 | TRINITY | 3 | CONSERVATION | 1 | NO WATER QUALITY IMPROVEMENTS |  | 4185 | 1 | Municipal conservation - expanded | 2208 | PLANO | C | WUG | MUNICIPAL | 472 | CITY |  | N | 2020 | 2020 | 0 | 122880 | 125049 | 126182 | 127149 | 127727 | 0 | 0 | 2208 | PLANO | C | WUG | MUNICIPAL | 472 | CITY | C | 43 | COLLIN | 0 | 344 | 460 | 462 | 464 | 466 | N
177 | MUNICIPAL CONSERVATION-EXPANDED | Municipal conservation - expanded | C | 3 | CONSERVATION | 1 | MUNICIPAL CONSERVATION | 1 | NO INFRASTRUCTURE | Includes water conservation pricing structure; water waste prohibition; coin-op clothes washer rebate; industrial, commercial, and institutional (ICI) general rebate; and ICI water audit and site-specific conservation program. | 498 | 2498 | CONSERVATION | C | 43 | COLLIN | 8 | TRINITY | 3 | CONSERVATION | 1 | NO WATER QUALITY IMPROVEMENTS |  | 4186 | 1 | Municipal conservation - expanded | 2239 | PROSPER | C | WUG | MUNICIPAL | 799 | CITY |  | N | 2010 | 2010 | 2436 | 7736 | 13677 | 19061 | 30821 | 33728 | 5000 | 30 | 2239 | PROSPER | C | WUG | MUNICIPAL | 799 | CITY | C | 43 | COLLIN | 28 | 62 | 112 | 157 | 254 | 274 | N
177 | MUNICIPAL CONSERVATION-EXPANDED | Municipal conservation - expanded | C | 3 | CONSERVATION | 1 | MUNICIPAL CONSERVATION | 1 | NO INFRASTRUCTURE | Includes water conservation pricing structure; water waste prohibition; coin-op clothes washer rebate; industrial, commercial, and institutional (ICI) general rebate; and ICI water audit and site-specific conservation program. | 498 | 2498 | CONSERVATION | C | 43 | COLLIN | 8 | TRINITY | 3 | CONSERVATION | 1 | NO WATER QUALITY IMPROVEMENTS |  | 4187 | 1 | Municipal conservation - expanded | 2264 | RICHARDSON | C | WUG | MUNICIPAL | 498 | CITY |  | N | 2010 | 2010 | 5686 | 24675 | 25044 | 25044 | 25044 | 25044 | 2138 | 30 | 2264 | RICHARDSON | C | WUG | MUNICIPAL | 498 | CITY | C | 43 | COLLIN | 83 | 179 | 196 | 194 | 193 | 193 | N
177 | MUNICIPAL CONSERVATION-EXPANDED | Municipal conservation - expanded | C | 3 | CONSERVATION | 1 | MUNICIPAL CONSERVATION | 1 | NO INFRASTRUCTURE | Includes water conservation pricing structure; water waste prohibition; coin-op clothes washer rebate; industrial, commercial, and institutional (ICI) general rebate; and ICI water audit and site-specific conservation program. | 498 | 2498 | CONSERVATION | C | 43 | COLLIN | 8 | TRINITY | 3 | CONSERVATION | 1 | NO WATER QUALITY IMPROVEMENTS |  | 4188 | 1 | Municipal conservation - expanded | 2311 | SACHSE | C | WUG | MUNICIPAL | 742 | CITY |  | N | 2020 | 2020 | 0 | 2599 | 2813 | 3085 | 3097 | 3097 | 0 | 0 | 2311 | SACHSE | C | WUG | MUNICIPAL | 742 | CITY | C | 43 | COLLIN | 0 | 6 | 8 | 8 | 8 | 8 | N
177 | MUNICIPAL CONSERVATION-EXPANDED | Municipal conservation - expanded | C | 3 | CONSERVATION | 1 | MUNICIPAL CONSERVATION | 1 | NO INFRASTRUCTURE | Includes water conservation pricing structure; water waste prohibition; coin-op clothes washer rebate; industrial, commercial, and institutional (ICI) general rebate; and ICI water audit and site-specific conservation program. | 498 | 2498 | CONSERVATION | C | 43 | COLLIN | 8 | TRINITY | 3 | CONSERVATION | 1 | NO WATER QUALITY IMPROVEMENTS |  | 4189 | 1 | Municipal conservation - expanded | 2606 | WESTON | C | WUG | MUNICIPAL | 1069 | CITY |  | N | 2010 | 2010 | 936 | 3276 | 5503 | 14395 | 25579 | 43622 | 5000 | 30 | 2606 | WESTON | C | WUG | MUNICIPAL | 1069 | CITY | C | 43 | COLLIN | 3 | 11 | 25 | 72 | 128 | 219 | N
177 | MUNICIPAL CONSERVATION-EXPANDED | Municipal conservation - expanded | C | 3 | CONSERVATION | 1 | MUNICIPAL CONSERVATION | 1 | NO INFRASTRUCTURE | Includes water conservation pricing structure; water waste prohibition; coin-op clothes washer rebate; industrial, commercial, and institutional (ICI) general rebate; and ICI water audit and site-specific conservation program. | 498 | 2498 | CONSERVATION | C | 43 | COLLIN | 8 | TRINITY | 3 | CONSERVATION | 1 | NO WATER QUALITY IMPROVEMENTS |  | 4190 | 1 | Municipal conservation - expanded | 2650 | WYLIE | C | WUG | MUNICIPAL | 669 | CITY |  | N | 2010 | 2010 | 10042 | 32921 | 40106 | 47621 | 48570 | 48570 | 4821 | 30 | 2650 | WYLIE | C | WUG | MUNICIPAL | 669 | CITY | C | 43 | COLLIN | 55 | 102 | 132 | 157 | 159 | 159 | N
177 | MUNICIPAL CONSERVATION-EXPANDED | Municipal conservation - expanded | C | 3 | CONSERVATION | 1 | MUNICIPAL CONSERVATION | 1 | NO INFRASTRUCTURE | Includes water conservation pricing structure; water waste prohibition; coin-op clothes washer rebate; industrial, commercial, and institutional (ICI) general rebate; and ICI water audit and site-specific conservation program. | 502 | 2499 | CONSERVATION | C | 49 | COOKE | 8 | TRINITY | 3 | CONSERVATION | 1 | NO WATER QUALITY IMPROVEMENTS |  | 4200 | 1 | Municipal conservation - expanded | 271 | BOLIVAR WSC | C | BOTH | MUNICIPAL | 4028 | UTILITY |  | N | 2010 | 2010 | 486 | 509 | 499 | 483 | 476 | 473 | 0 | 0 | 271 | BOLIVAR WSC | C | BOTH | MUNICIPAL | 4028 | UTILITY | C | 49 | COOKE | 2 | 2 | 2 | 2 | 2 | 2 | N
177 | MUNICIPAL CONSERVATION-EXPANDED | Municipal conservation - expanded | C | 3 | CONSERVATION | 1 | MUNICIPAL CONSERVATION | 1 | NO INFRASTRUCTURE | Includes water conservation pricing structure; water waste prohibition; coin-op clothes washer rebate; industrial, commercial, and institutional (ICI) general rebate; and ICI water audit and site-specific conservation program. | 502 | 2499 | CONSERVATION | C | 49 | COOKE | 8 | TRINITY | 3 | CONSERVATION | 1 | NO WATER QUALITY IMPROVEMENTS |  | 4201 | 1 | Municipal conservation - expanded | 57 | GAINESVILLE | C | BOTH | MUNICIPAL | 225 | CITY |  | N | 2030 | 2030 | 0 | 0 | 10407 | 11714 | 12949 | 14256 | 0 | 0 | 57 | GAINESVILLE | C | BOTH | MUNICIPAL | 225 | CITY | C | 49 | COOKE | 0 | 0 | 13 | 19 | 20 | 22 | N
177 | MUNICIPAL CONSERVATION-EXPANDED | Municipal conservation - expanded | C | 3 | CONSERVATION | 1 | MUNICIPAL CONSERVATION | 1 | NO INFRASTRUCTURE | Includes water conservation pricing structure; water waste prohibition; coin-op clothes washer rebate; industrial, commercial, and institutional (ICI) general rebate; and ICI water audit and site-specific conservation program. | 492 | 2500 | CONSERVATION | C | 57 | DALLAS | 8 | TRINITY | 3 | CONSERVATION | 1 | NO WATER QUALITY IMPROVEMENTS |  | 4237 | 1 | Municipal conservation - expanded | 166 | ADDISON | C | WUG | MUNICIPAL | 673 | CITY |  | N | 2020 | 2020 | 0 | 2005 | 2406 | 2439 | 2673 | 2673 | 0 | 0 | 166 | ADDISON | C | WUG | MUNICIPAL | 673 | CITY | C | 57 | DALLAS | 0 | 11 | 13 | 13 | 15 | 15 | N
177 | MUNICIPAL CONSERVATION-EXPANDED | Municipal conservation - expanded | C | 3 | CONSERVATION | 1 | MUNICIPAL CONSERVATION | 1 | NO INFRASTRUCTURE | Includes water conservation pricing structure; water waste prohibition; coin-op clothes washer rebate; industrial, commercial, and institutional (ICI) general rebate; and ICI water audit and site-specific conservation program. | 492 | 2500 | CONSERVATION | C | 57 | DALLAS | 8 | TRINITY | 3 | CONSERVATION | 1 | NO WATER QUALITY IMPROVEMENTS |  | 4238 | 1 | Municipal conservation - expanded | 332 | CARROLLTON | C | WUG | MUNICIPAL | 98 | CITY |  | N | 2010 | 2010 | 17963 | 37559 | 38122 | 38575 | 38967 | 39447 | 4174 | 30 | 332 | CARROLLTON | C | WUG | MUNICIPAL | 98 | CITY | C | 57 | DALLAS | 123 | 175 | 176 | 176 | 177 | 179 | N
177 | MUNICIPAL CONSERVATION-EXPANDED | Municipal conservation - expanded | C | 3 | CONSERVATION | 1 | MUNICIPAL CONSERVATION | 1 | NO INFRASTRUCTURE | Includes water conservation pricing structure; water waste prohibition; coin-op clothes washer rebate; industrial, commercial, and institutional (ICI) general rebate; and ICI water audit and site-specific conservation program. | 492 | 2500 | CONSERVATION | C | 57 | DALLAS | 8 | TRINITY | 3 | CONSERVATION | 1 | NO WATER QUALITY IMPROVEMENTS |  | 4239 | 1 | Municipal conservation - expanded | 24 | CEDAR HILL | C | WUG | MUNICIPAL | 102 | CITY |  | N | 2010 | 2010 | 4311 | 27471 | 33061 | 35264 | 35579 | 35579 | 0 | 0 | 24 | CEDAR HILL | C | WUG | MUNICIPAL | 102 | CITY | C | 57 | DALLAS | 10 | 50 | 59 | 62 | 62 | 62 | N
177 | MUNICIPAL CONSERVATION-EXPANDED | Municipal conservation - expanded | C | 3 | CONSERVATION | 1 | MUNICIPAL CONSERVATION | 1 | NO INFRASTRUCTURE | Includes water conservation pricing structure; water waste prohibition; coin-op clothes washer rebate; industrial, commercial, and institutional (ICI) general rebate; and ICI water audit and site-specific conservation program. | 492 | 2500 | CONSERVATION | C | 57 | DALLAS | 8 | TRINITY | 3 | CONSERVATION | 1 | NO WATER QUALITY IMPROVEMENTS |  | 4240 | 1 | Municipal conservation - expanded | 403 | COPPELL | C | WUG | MUNICIPAL | 133 | CITY |  | N | 2010 | 2010 | 14545 | 28704 | 29746 | 30758 | 30737 | 30700 | 7118 | 30 | 403 | COPPELL | C | WUG | MUNICIPAL | 133 | CITY | C | 57 | DALLAS | 153 | 197 | 204 | 211 | 211 | 211 | N
177 | MUNICIPAL CONSERVATION-EXPANDED | Municipal conservation - expanded | C | 3 | CONSERVATION | 1 | MUNICIPAL CONSERVATION | 1 | NO INFRASTRUCTURE | Includes water conservation pricing structure; water waste prohibition; coin-op clothes washer rebate; industrial, commercial, and institutional (ICI) general rebate; and ICI water audit and site-specific conservation program. | 492 | 2500 | CONSERVATION | C | 57 | DALLAS | 8 | TRINITY | 3 | CONSERVATION | 1 | NO WATER QUALITY IMPROVEMENTS |  | 4171 | 1 | Municipal conservation - expanded | 36 | DALLAS | C | BOTH | MUNICIPAL | 151 | CITY |  | N | 2010 | 2010 | 155979 | 714270 | 1071282 | 1401380 | 1532423 | 1752013 | 0 | 0 | 36 | DALLAS | C | BOTH | MUNICIPAL | 151 | CITY | C | 57 | DALLAS | 0 | 0 | 0 | 0 | 0 | 0 | N
177 | MUNICIPAL CONSERVATION-EXPANDED | Municipal conservation - expanded | C | 3 | CONSERVATION | 1 | MUNICIPAL CONSERVATION | 1 | NO INFRASTRUCTURE | Includes water conservation pricing structure; water waste prohibition; coin-op clothes washer rebate; industrial, commercial, and institutional (ICI) general rebate; and ICI water audit and site-specific conservation program. | 492 | 2500 | CONSERVATION | C | 57 | DALLAS | 8 | TRINITY | 3 | CONSERVATION | 1 | NO WATER QUALITY IMPROVEMENTS |  | 4242 | 1 | Municipal conservation - expanded | 701 | DE SOTO | C | WUG | MUNICIPAL | 161 | CITY |  | N | 2010 | 2010 | 5155 | 26571 | 34968 | 42813 | 47912 | 50654 | 0 | 0 | 701 | DE SOTO | C | WUG | MUNICIPAL | 161 | CITY | C | 57 | DALLAS | 12 | 58 | 75 | 88 | 98 | 104 | N
177 | MUNICIPAL CONSERVATION-EXPANDED | Municipal conservation - expanded | C | 3 | CONSERVATION | 1 | MUNICIPAL CONSERVATION | 1 | NO INFRASTRUCTURE | Includes water conservation pricing structure; water waste prohibition; coin-op clothes washer rebate; industrial, commercial, and institutional (ICI) general rebate; and ICI water audit and site-specific conservation program. | 492 | 2500 | CONSERVATION | C | 57 | DALLAS | 8 | TRINITY | 3 | CONSERVATION | 1 | NO WATER QUALITY IMPROVEMENTS |  | 4243 | 1 | Municipal conservation - expanded | 724 | DUNCANVILLE | C | WUG | MUNICIPAL | 171 | CITY |  | N | 2010 | 2010 | 3828 | 17301 | 17535 | 17535 | 17535 | 17535 | 0 | 0 | 724 | DUNCANVILLE | C | WUG | MUNICIPAL | 171 | CITY | C | 57 | DALLAS | 8 | 31 | 32 | 32 | 32 | 32 | N
177 | MUNICIPAL CONSERVATION-EXPANDED | Municipal conservation - expanded | C | 3 | CONSERVATION | 1 | MUNICIPAL CONSERVATION | 1 | NO INFRASTRUCTURE | Includes water conservation pricing structure; water waste prohibition; coin-op clothes washer rebate; industrial, commercial, and institutional (ICI) general rebate; and ICI water audit and site-specific conservation program. | 492 | 2500 | CONSERVATION | C | 57 | DALLAS | 8 | TRINITY | 3 | CONSERVATION | 1 | NO WATER QUALITY IMPROVEMENTS |  | 4244 | 1 | Municipal conservation - expanded | 773 | FARMERS BRANCH | C | WUG | MUNICIPAL | 198 | CITY |  | N | 2010 | 2010 | 11601 | 24633 | 32430 | 39584 | 41889 | 43952 | 5502 | 30 | 773 | FARMERS BRANCH | C | WUG | MUNICIPAL | 198 | CITY | C | 57 | DALLAS | 127 | 163 | 204 | 239 | 252 | 264 | N
177 | MUNICIPAL CONSERVATION-EXPANDED | Municipal conservation - expanded | C | 3 | CONSERVATION | 1 | MUNICIPAL CONSERVATION | 1 | NO INFRASTRUCTURE | Includes water conservation pricing structure; water waste prohibition; coin-op clothes washer rebate; industrial, commercial, and institutional (ICI) general rebate; and ICI water audit and site-specific conservation program. | 492 | 2500 | CONSERVATION | C | 57 | DALLAS | 8 | TRINITY | 3 | CONSERVATION | 1 | NO WATER QUALITY IMPROVEMENTS |  | 4245 | 1 | Municipal conservation - expanded | 60 | GARLAND | C | BOTH | MUNICIPAL | 230 | CITY |  | N | 2010 | 2010 | 59043 | 160307 | 182722 | 200747 | 201205 | 201248 | 10000 | 30 | 60 | GARLAND | C | BOTH | MUNICIPAL | 230 | CITY | C | 57 | DALLAS | 418 | 554 | 681 | 726 | 723 | 722 | N
177 | MUNICIPAL CONSERVATION-EXPANDED | Municipal conservation - expanded | C | 3 | CONSERVATION | 1 | MUNICIPAL CONSERVATION | 1 | NO INFRASTRUCTURE | Includes water conservation pricing structure; water waste prohibition; coin-op clothes washer rebate; industrial, commercial, and institutional (ICI) general rebate; and ICI water audit and site-specific conservation program. | 492 | 2500 | CONSERVATION | C | 57 | DALLAS | 8 | TRINITY | 3 | CONSERVATION | 1 | NO WATER QUALITY IMPROVEMENTS |  | 4246 | 1 | Municipal conservation - expanded | 853 | GRAND PRAIRIE | C | BOTH | MUNICIPAL | 245 | CITY |  | N | 2010 | 2010 | 12982 | 68734 | 82256 | 94443 | 107145 | 109681 | 0 | 0 | 853 | GRAND PRAIRIE | C | BOTH | MUNICIPAL | 245 | CITY | C | 57 | DALLAS | 24 | 112 | 142 | 162 | 184 | 190 | N
177 | MUNICIPAL CONSERVATION-EXPANDED | Municipal conservation - expanded | C | 3 | CONSERVATION | 1 | MUNICIPAL CONSERVATION | 1 | NO INFRASTRUCTURE | Includes water conservation pricing structure; water waste prohibition; coin-op clothes washer rebate; industrial, commercial, and institutional (ICI) general rebate; and ICI water audit and site-specific conservation program. | 492 | 2500 | CONSERVATION | C | 57 | DALLAS | 8 | TRINITY | 3 | CONSERVATION | 1 | NO WATER QUALITY IMPROVEMENTS |  | 4247 | 1 | Municipal conservation - expanded | 970 | HUTCHINS | C | WUG | MUNICIPAL | 294 | CITY |  | N | 2020 | 2020 | 344 | 1811 | 3035 | 4624 | 5959 | 9294 | 0 | 0 | 970 | HUTCHINS | C | WUG | MUNICIPAL | 294 | CITY | C | 57 | DALLAS | 0 | 8 | 3 | 5 | 7 | 11 | N
177 | MUNICIPAL CONSERVATION-EXPANDED | Municipal conservation - expanded | C | 3 | CONSERVATION | 1 | MUNICIPAL CONSERVATION | 1 | NO INFRASTRUCTURE | Includes water conservation pricing structure; water waste prohibition; coin-op clothes washer rebate; industrial, commercial, and institutional (ICI) general rebate; and ICI water audit and site-specific conservation program. | 492 | 2500 | CONSERVATION | C | 57 | DALLAS | 8 | TRINITY | 3 | CONSERVATION | 1 | NO WATER QUALITY IMPROVEMENTS |  | 4248 | 1 | Municipal conservation - expanded | 1219 | IRVING | C | WUG | MUNICIPAL | 298 | CITY |  | N | 2010 | 2010 | 82412 | 192823 | 248011 | 292522 | 303716 | 312034 | 10000 | 30 | 1219 | IRVING | C | WUG | MUNICIPAL | 298 | CITY | C | 57 | DALLAS | 605 | 922 | 1115 | 1256 | 1301 | 1335 | N
177 | MUNICIPAL CONSERVATION-EXPANDED | Municipal conservation - expanded | C | 3 | CONSERVATION | 1 | MUNICIPAL CONSERVATION | 1 | NO INFRASTRUCTURE | Includes water conservation pricing structure; water waste prohibition; coin-op clothes washer rebate; industrial, commercial, and institutional (ICI) general rebate; and ICI water audit and site-specific conservation program. | 492 | 2500 | CONSERVATION | C | 57 | DALLAS | 8 | TRINITY | 3 | CONSERVATION | 1 | NO WATER QUALITY IMPROVEMENTS |  | 4249 | 1 | Municipal conservation - expanded | 1832 | MESQUITE | C | WUG | MUNICIPAL | 401 | CITY |  | N | 2020 | 2020 | 0 | 73573 | 93637 | 108133 | 109250 | 109400 | 0 | 0 | 1832 | MESQUITE | C | WUG | MUNICIPAL | 401 | CITY | C | 57 | DALLAS | 0 | 76 | 173 | 228 | 234 | 234 | N
177 | MUNICIPAL CONSERVATION-EXPANDED | Municipal conservation - expanded | C | 3 | CONSERVATION | 1 | MUNICIPAL CONSERVATION | 1 | NO INFRASTRUCTURE | Includes water conservation pricing structure; water waste prohibition; coin-op clothes washer rebate; industrial, commercial, and institutional (ICI) general rebate; and ICI water audit and site-specific conservation program. | 492 | 2500 | CONSERVATION | C | 57 | DALLAS | 8 | TRINITY | 3 | CONSERVATION | 1 | NO WATER QUALITY IMPROVEMENTS |  | 4250 | 1 | Municipal conservation - expanded | 2165 | OVILLA | C | WUG | MUNICIPAL | 729 | CITY |  | N | 2030 | 2030 | 22 | 176 | 293 | 480 | 756 | 1130 | 0 | 0 | 2165 | OVILLA | C | WUG | MUNICIPAL | 729 | CITY | C | 57 | DALLAS | 0 | 0 | 1 | 1 | 2 | 3 | N
177 | MUNICIPAL CONSERVATION-EXPANDED | Municipal conservation - expanded | C | 3 | CONSERVATION | 1 | MUNICIPAL CONSERVATION | 1 | NO INFRASTRUCTURE | Includes water conservation pricing structure; water waste prohibition; coin-op clothes washer rebate; industrial, commercial, and institutional (ICI) general rebate; and ICI water audit and site-specific conservation program. | 492 | 2500 | CONSERVATION | C | 57 | DALLAS | 8 | TRINITY | 3 | CONSERVATION | 1 | NO WATER QUALITY IMPROVEMENTS |  | 4187 | 1 | Municipal conservation - expanded | 2264 | RICHARDSON | C | WUG | MUNICIPAL | 498 | CITY |  | N | 2010 | 2010 | 20905 | 59510 | 60400 | 60400 | 60400 | 60400 | 7862 | 30 | 2264 | RICHARDSON | C | WUG | MUNICIPAL | 498 | CITY | C | 57 | DALLAS | 306 | 432 | 473 | 469 | 465 | 465 | N
177 | MUNICIPAL CONSERVATION-EXPANDED | Municipal conservation - expanded | C | 3 | CONSERVATION | 1 | MUNICIPAL CONSERVATION | 1 | NO INFRASTRUCTURE | Includes water conservation pricing structure; water waste prohibition; coin-op clothes washer rebate; industrial, commercial, and institutional (ICI) general rebate; and ICI water audit and site-specific conservation program. | 492 | 2500 | CONSERVATION | C | 57 | DALLAS | 8 | TRINITY | 3 | CONSERVATION | 1 | NO WATER QUALITY IMPROVEMENTS |  | 4252 | 1 | Municipal conservation - expanded | 121 | ROCKETT SUD | C | BOTH | MUNICIPAL | 4325 | UTILITY |  | N | 2010 | 2010 | 647 | 803 | 892 | 983 | 1104 | 1267 | 0 | 0 | 121 | ROCKETT SUD | C | BOTH | MUNICIPAL | 4325 | UTILITY | C | 57 | DALLAS | 2 | 3 | 3 | 3 | 4 | 4 | N
177 | MUNICIPAL CONSERVATION-EXPANDED | Municipal conservation - expanded | C | 3 | CONSERVATION | 1 | MUNICIPAL CONSERVATION | 1 | NO INFRASTRUCTURE | Includes water conservation pricing structure; water waste prohibition; coin-op clothes washer rebate; industrial, commercial, and institutional (ICI) general rebate; and ICI water audit and site-specific conservation program. | 492 | 2500 | CONSERVATION | C | 57 | DALLAS | 8 | TRINITY | 3 | CONSERVATION | 1 | NO WATER QUALITY IMPROVEMENTS |  | 4526 | 1 | Municipal conservation - expanded | 2302 | ROWLETT | C | WUG | MUNICIPAL | 521 | CITY |  | N | 2020 | 2020 | 0 | 24222 | 28106 | 31167 | 33674 | 35700 | 0 | 0 | 2302 | ROWLETT | C | WUG | MUNICIPAL | 521 | CITY | C | 57 | DALLAS | 0 | 51 | 69 | 76 | 81 | 86 | N
177 | MUNICIPAL CONSERVATION-EXPANDED | Municipal conservation - expanded | C | 3 | CONSERVATION | 1 | MUNICIPAL CONSERVATION | 1 | NO INFRASTRUCTURE | Includes water conservation pricing structure; water waste prohibition; coin-op clothes washer rebate; industrial, commercial, and institutional (ICI) general rebate; and ICI water audit and site-specific conservation program. | 492 | 2500 | CONSERVATION | C | 57 | DALLAS | 8 | TRINITY | 3 | CONSERVATION | 1 | NO WATER QUALITY IMPROVEMENTS |  | 4188 | 1 | Municipal conservation - expanded | 2311 | SACHSE | C | WUG | MUNICIPAL | 742 | CITY |  | N | 2020 | 2020 | 0 | 7026 | 9054 | 9928 | 9969 | 9969 | 0 | 0 | 2311 | SACHSE | C | WUG | MUNICIPAL | 742 | CITY | C | 57 | DALLAS | 0 | 17 | 24 | 26 | 26 | 26 | N
177 | MUNICIPAL CONSERVATION-EXPANDED | Municipal conservation - expanded | C | 3 | CONSERVATION | 1 | MUNICIPAL CONSERVATION | 1 | NO INFRASTRUCTURE | Includes water conservation pricing structure; water waste prohibition; coin-op clothes washer rebate; industrial, commercial, and institutional (ICI) general rebate; and ICI water audit and site-specific conservation program. | 492 | 2500 | CONSERVATION | C | 57 | DALLAS | 8 | TRINITY | 3 | CONSERVATION | 1 | NO WATER QUALITY IMPROVEMENTS |  | 4255 | 1 | Municipal conservation - expanded | 2334 | SARDIS-LONE ELM WSC | C | WUG | MUNICIPAL | 4330 | UTILITY |  | N | 2010 | 2010 | 14 | 25 | 25 | 26 | 26 | 26 | 0 | 0 | 2334 | SARDIS-LONE ELM WSC | C | WUG | MUNICIPAL | 4330 | UTILITY | C | 57 | DALLAS | 0 | 0 | 0 | 0 | 0 | 0 | N
177 | MUNICIPAL CONSERVATION-EXPANDED | Municipal conservation - expanded | C | 3 | CONSERVATION | 1 | MUNICIPAL CONSERVATION | 1 | NO INFRASTRUCTURE | Includes water conservation pricing structure; water waste prohibition; coin-op clothes washer rebate; industrial, commercial, and institutional (ICI) general rebate; and ICI water audit and site-specific conservation program. | 492 | 2500 | CONSERVATION | C | 57 | DALLAS | 8 | TRINITY | 3 | CONSERVATION | 1 | NO WATER QUALITY IMPROVEMENTS |  | 4256 | 1 | Municipal conservation - expanded | 2498 | SUNNYVALE | C | WUG | MUNICIPAL | 749 | CITY |  | N | 2020 | 2020 | 0 | 2736 | 3584 | 4431 | 5182 | 5424 | 0 | 0 | 2498 | SUNNYVALE | C | WUG | MUNICIPAL | 749 | CITY | C | 57 | DALLAS | 0 | 11 | 17 | 21 | 26 | 27 | N
177 | MUNICIPAL CONSERVATION-EXPANDED | Municipal conservation - expanded | C | 3 | CONSERVATION | 1 | MUNICIPAL CONSERVATION | 1 | NO INFRASTRUCTURE | Includes water conservation pricing structure; water waste prohibition; coin-op clothes washer rebate; industrial, commercial, and institutional (ICI) general rebate; and ICI water audit and site-specific conservation program. | 492 | 2500 | CONSERVATION | C | 57 | DALLAS | 8 | TRINITY | 3 | CONSERVATION | 1 | NO WATER QUALITY IMPROVEMENTS |  | 4257 | 1 | Municipal conservation - expanded | 2627 | WILMER | C | WUG | MUNICIPAL | 657 | CITY |  | N | 2010 | 2010 | 1386 | 1536 | 1736 | 2311 | 3936 | 5936 | 5000 | 30 | 2627 | WILMER | C | WUG | MUNICIPAL | 657 | CITY | C | 57 | DALLAS | 2 | 3 | 3 | 4 | 8 | 13 | N
177 | MUNICIPAL CONSERVATION-EXPANDED | Municipal conservation - expanded | C | 3 | CONSERVATION | 1 | MUNICIPAL CONSERVATION | 1 | NO INFRASTRUCTURE | Includes water conservation pricing structure; water waste prohibition; coin-op clothes washer rebate; industrial, commercial, and institutional (ICI) general rebate; and ICI water audit and site-specific conservation program. | 492 | 2500 | CONSERVATION | C | 57 | DALLAS | 8 | TRINITY | 3 | CONSERVATION | 1 | NO WATER QUALITY IMPROVEMENTS |  | 4190 | 1 | Municipal conservation - expanded | 2650 | WYLIE | C | WUG | MUNICIPAL | 669 | CITY |  | N | 2010 | 2010 | 185 | 594 | 697 | 827 | 844 | 844 | 83 | 30 | 2650 | WYLIE | C | WUG | MUNICIPAL | 669 | CITY | C | 57 | DALLAS | 1 | 2 | 2 | 3 | 3 | 3 | N
177 | MUNICIPAL CONSERVATION-EXPANDED | Municipal conservation - expanded | C | 3 | CONSERVATION | 1 | MUNICIPAL CONSERVATION | 1 | NO INFRASTRUCTURE | Includes water conservation pricing structure; water waste prohibition; coin-op clothes washer rebate; industrial, commercial, and institutional (ICI) general rebate; and ICI water audit and site-specific conservation program. | 504 | 2501 | CONSERVATION | C | 61 | DENTON | 8 | TRINITY | 3 | CONSERVATION | 1 | NO WATER QUALITY IMPROVEMENTS |  | 4304 | 1 | Municipal conservation - expanded | 198 | ARGYLE | C | WUG | MUNICIPAL | 677 | CITY |  | N | 2030 | 2030 | 0 | 0 | 174 | 267 | 267 | 267 | 0 | 0 | 198 | ARGYLE | C | WUG | MUNICIPAL | 677 | CITY | C | 61 | DENTON | 0 | 0 | 1 | 2 | 2 | 2 | N
177 | MUNICIPAL CONSERVATION-EXPANDED | Municipal conservation - expanded | C | 3 | CONSERVATION | 1 | MUNICIPAL CONSERVATION | 1 | NO INFRASTRUCTURE | Includes water conservation pricing structure; water waste prohibition; coin-op clothes washer rebate; industrial, commercial, and institutional (ICI) general rebate; and ICI water audit and site-specific conservation program. | 504 | 2501 | CONSERVATION | C | 61 | DENTON | 8 | TRINITY | 3 | CONSERVATION | 1 | NO WATER QUALITY IMPROVEMENTS |  | 4305 | 1 | Municipal conservation - expanded | 199 | ARGYLE WSC | C | BOTH | MUNICIPAL | 4007 | UTILITY |  | N | 2040 | 2040 | 0 | 0 | 0 | 3511 | 3511 | 3511 | 0 | 0 | 199 | ARGYLE WSC | C | BOTH | MUNICIPAL | 4007 | UTILITY | C | 61 | DENTON | 0 | 0 | 0 | 5 | 6 | 6 | N
177 | MUNICIPAL CONSERVATION-EXPANDED | Municipal conservation - expanded | C | 3 | CONSERVATION | 1 | MUNICIPAL CONSERVATION | 1 | NO INFRASTRUCTURE | Includes water conservation pricing structure; water waste prohibition; coin-op clothes washer rebate; industrial, commercial, and institutional (ICI) general rebate; and ICI water audit and site-specific conservation program. | 504 | 2501 | CONSERVATION | C | 61 | DENTON | 8 | TRINITY | 3 | CONSERVATION | 1 | NO WATER QUALITY IMPROVEMENTS |  | 4306 | 1 | Municipal conservation - expanded | 207 | AUBREY | C | WUG | MUNICIPAL | 758 | CITY |  | N | 2010 | 2010 | 1143 | 4108 | 2625 | 3378 | 4389 | 5749 | 0 | 0 | 207 | AUBREY | C | WUG | MUNICIPAL | 758 | CITY | C | 61 | DENTON | 2 | 6 | 7 | 9 | 13 | 17 | N
177 | MUNICIPAL CONSERVATION-EXPANDED | Municipal conservation - expanded | C | 3 | CONSERVATION | 1 | MUNICIPAL CONSERVATION | 1 | NO INFRASTRUCTURE | Includes water conservation pricing structure; water waste prohibition; coin-op clothes washer rebate; industrial, commercial, and institutional (ICI) general rebate; and ICI water audit and site-specific conservation program. | 504 | 2501 | CONSERVATION | C | 61 | DENTON | 8 | TRINITY | 3 | CONSERVATION | 1 | NO WATER QUALITY IMPROVEMENTS |  | 4307 | 1 | Municipal conservation - expanded | 223 | BARTONVILLE WSC | C | BOTH | MUNICIPAL | 4010 | UTILITY |  | N | 2060 | 2060 | 0 | 0 | 0 | 0 | 0 | 1308 | 0 | 0 | 223 | BARTONVILLE WSC | C | BOTH | MUNICIPAL | 4010 | UTILITY | C | 61 | DENTON | 0 | 0 | 0 | 0 | 0 | 2 | N
177 | MUNICIPAL CONSERVATION-EXPANDED | Municipal conservation - expanded | C | 3 | CONSERVATION | 1 | MUNICIPAL CONSERVATION | 1 | NO INFRASTRUCTURE | Includes water conservation pricing structure; water waste prohibition; coin-op clothes washer rebate; industrial, commercial, and institutional (ICI) general rebate; and ICI water audit and site-specific conservation program. | 504 | 2501 | CONSERVATION | C | 61 | DENTON | 8 | TRINITY | 3 | CONSERVATION | 1 | NO WATER QUALITY IMPROVEMENTS |  | 4200 | 1 | Municipal conservation - expanded | 271 | BOLIVAR WSC | C | BOTH | MUNICIPAL | 4028 | UTILITY |  | N | 2010 | 2010 | 2102 | 2547 | 4860 | 10390 | 16650 | 22400 | 5000 | 30 | 271 | BOLIVAR WSC | C | BOTH | MUNICIPAL | 4028 | UTILITY | C | 61 | DENTON | 7 | 10 | 23 | 50 | 81 | 109 | N
177 | MUNICIPAL CONSERVATION-EXPANDED | Municipal conservation - expanded | C | 3 | CONSERVATION | 1 | MUNICIPAL CONSERVATION | 1 | NO INFRASTRUCTURE | Includes water conservation pricing structure; water waste prohibition; coin-op clothes washer rebate; industrial, commercial, and institutional (ICI) general rebate; and ICI water audit and site-specific conservation program. | 504 | 2501 | CONSERVATION | C | 61 | DENTON | 8 | TRINITY | 3 | CONSERVATION | 1 | NO WATER QUALITY IMPROVEMENTS |  | 4238 | 1 | Municipal conservation - expanded | 332 | CARROLLTON | C | WUG | MUNICIPAL | 98 | CITY |  | N | 2010 | 2010 | 25077 | 53762 | 56447 | 58246 | 59428 | 60131 | 5826 | 30 | 332 | CARROLLTON | C | WUG | MUNICIPAL | 98 | CITY | C | 61 | DENTON | 172 | 250 | 261 | 266 | 270 | 273 | N
177 | MUNICIPAL CONSERVATION-EXPANDED | Municipal conservation - expanded | C | 3 | CONSERVATION | 1 | MUNICIPAL CONSERVATION | 1 | NO INFRASTRUCTURE | Includes water conservation pricing structure; water waste prohibition; coin-op clothes washer rebate; industrial, commercial, and institutional (ICI) general rebate; and ICI water audit and site-specific conservation program. | 504 | 2501 | CONSERVATION | C | 61 | DENTON | 8 | TRINITY | 3 | CONSERVATION | 1 | NO WATER QUALITY IMPROVEMENTS |  | 4170 | 1 | Municipal conservation - expanded | 338 | CELINA | C | WUG | MUNICIPAL | 103 | CITY |  | N | 2030 | 2030 | 0 | 50 | 342 | 814 | 1361 | 1861 | 0 | 0 | 338 | CELINA | C | WUG | MUNICIPAL | 103 | CITY | C | 61 | DENTON | 0 | 0 | 1 | 2 | 4 | 5 | N
177 | MUNICIPAL CONSERVATION-EXPANDED | Municipal conservation - expanded | C | 3 | CONSERVATION | 1 | MUNICIPAL CONSERVATION | 1 | NO INFRASTRUCTURE | Includes water conservation pricing structure; water waste prohibition; coin-op clothes washer rebate; industrial, commercial, and institutional (ICI) general rebate; and ICI water audit and site-specific conservation program. | 504 | 2501 | CONSERVATION | C | 61 | DENTON | 8 | TRINITY | 3 | CONSERVATION | 1 | NO WATER QUALITY IMPROVEMENTS |  | 4240 | 1 | Municipal conservation - expanded | 403 | COPPELL | C | WUG | MUNICIPAL | 133 | CITY |  | N | 2010 | 2010 | 151 | 414 | 532 | 640 | 716 | 780 | 74 | 30 | 403 | COPPELL | C | WUG | MUNICIPAL | 133 | CITY | C | 61 | DENTON | 2 | 3 | 4 | 4 | 5 | 5 | N
177 | MUNICIPAL CONSERVATION-EXPANDED | Municipal conservation - expanded | C | 3 | CONSERVATION | 1 | MUNICIPAL CONSERVATION | 1 | NO INFRASTRUCTURE | Includes water conservation pricing structure; water waste prohibition; coin-op clothes washer rebate; industrial, commercial, and institutional (ICI) general rebate; and ICI water audit and site-specific conservation program. | 504 | 2501 | CONSERVATION | C | 61 | DENTON | 8 | TRINITY | 3 | CONSERVATION | 1 | NO WATER QUALITY IMPROVEMENTS |  | 4312 | 1 | Municipal conservation - expanded | 406 | CORINTH | C | WUG | MUNICIPAL | 691 | CITY |  | N | 2010 | 2010 | 8041 | 17337 | 21448 | 25348 | 27105 | 28786 | 5000 | 30 | 406 | CORINTH | C | WUG | MUNICIPAL | 691 | CITY | C | 61 | DENTON | 68 | 97 | 108 | 120 | 128 | 136 | N
177 | MUNICIPAL CONSERVATION-EXPANDED | Municipal conservation - expanded | C | 3 | CONSERVATION | 1 | MUNICIPAL CONSERVATION | 1 | NO INFRASTRUCTURE | Includes water conservation pricing structure; water waste prohibition; coin-op clothes washer rebate; industrial, commercial, and institutional (ICI) general rebate; and ICI water audit and site-specific conservation program. | 504 | 2501 | CONSERVATION | C | 61 | DENTON | 8 | TRINITY | 3 | CONSERVATION | 1 | NO WATER QUALITY IMPROVEMENTS |  | 4313 | 1 | Municipal conservation - expanded | 677 | CROSS ROADS | C | WUG | MUNICIPAL | 1011 | CITY |  | N | 2010 | 2010 | 956 | 3081 | 3323 | 3323 | 3323 | 3323 | 0 | 0 | 677 | CROSS ROADS | C | WUG | MUNICIPAL | 1011 | CITY | C | 61 | DENTON | 3 | 9 | 9 | 9 | 9 | 9 | N
177 | MUNICIPAL CONSERVATION-EXPANDED | Municipal conservation - expanded | C | 3 | CONSERVATION | 1 | MUNICIPAL CONSERVATION | 1 | NO INFRASTRUCTURE | Includes water conservation pricing structure; water waste prohibition; coin-op clothes washer rebate; industrial, commercial, and institutional (ICI) general rebate; and ICI water audit and site-specific conservation program. | 504 | 2501 | CONSERVATION | C | 61 | DENTON | 8 | TRINITY | 3 | CONSERVATION | 1 | NO WATER QUALITY IMPROVEMENTS |  | 4171 | 1 | Municipal conservation - expanded | 36 | DALLAS | C | BOTH | MUNICIPAL | 151 | CITY |  | N | 2010 | 2010 | 3326 | 15206 | 22332 | 27712 | 27524 | 26880 | 0 | 0 | 36 | DALLAS | C | BOTH | MUNICIPAL | 151 | CITY | C | 61 | DENTON | 5 | 20 | 46 | 64 | 63 | 60 | N
177 | MUNICIPAL CONSERVATION-EXPANDED | Municipal conservation - expanded | C | 3 | CONSERVATION | 1 | MUNICIPAL CONSERVATION | 1 | NO INFRASTRUCTURE | Includes water conservation pricing structure; water waste prohibition; coin-op clothes washer rebate; industrial, commercial, and institutional (ICI) general rebate; and ICI water audit and site-specific conservation program. | 504 | 2501 | CONSERVATION | C | 61 | DENTON | 8 | TRINITY | 3 | CONSERVATION | 1 | NO WATER QUALITY IMPROVEMENTS |  | 4315 | 1 | Municipal conservation - expanded | 40 | DENTON | C | BOTH | MUNICIPAL | 159 | CITY |  | N | 2010 | 2010 | 31053 | 128210 | 209206 | 304848 | 380278 | 507244 | 10000 | 30 | 40 | DENTON | C | BOTH | MUNICIPAL | 159 | CITY | C | 61 | DENTON | 208 | 378 | 641 | 896 | 1114 | 1486 | N
177 | MUNICIPAL CONSERVATION-EXPANDED | Municipal conservation - expanded | C | 3 | CONSERVATION | 1 | MUNICIPAL CONSERVATION | 1 | NO INFRASTRUCTURE | Includes water conservation pricing structure; water waste prohibition; coin-op clothes washer rebate; industrial, commercial, and institutional (ICI) general rebate; and ICI water audit and site-specific conservation program. | 504 | 2501 | CONSERVATION | C | 61 | DENTON | 8 | TRINITY | 3 | CONSERVATION | 1 | NO WATER QUALITY IMPROVEMENTS |  | 4316 | 1 | Municipal conservation - expanded | 707 | DENTON COUNTY FWSD #1A | C | WUG | MUNICIPAL | 4089 | UTILITY |  | N | 2010 | 2010 | 1572 | 4362 | 5792 | 7307 | 8931 | 10567 | 5000 | 30 | 707 | DENTON COUNTY FWSD #1A | C | WUG | MUNICIPAL | 4089 | UTILITY | C | 61 | DENTON | 17 | 56 | 48 | 61 | 76 | 90 | N
177 | MUNICIPAL CONSERVATION-EXPANDED | Municipal conservation - expanded | C | 3 | CONSERVATION | 1 | MUNICIPAL CONSERVATION | 1 | NO INFRASTRUCTURE | Includes water conservation pricing structure; water waste prohibition; coin-op clothes washer rebate; industrial, commercial, and institutional (ICI) general rebate; and ICI water audit and site-specific conservation program. | 504 | 2501 | CONSERVATION | C | 61 | DENTON | 8 | TRINITY | 3 | CONSERVATION | 1 | NO WATER QUALITY IMPROVEMENTS |  | 4317 | 1 | Municipal conservation - expanded | 785 | FLOWER MOUND | C | WUG | MUNICIPAL | 204 | CITY |  | N | 2010 | 2010 | 23880 | 50765 | 64855 | 69339 | 69614 | 69614 | 10000 | 30 | 785 | FLOWER MOUND | C | WUG | MUNICIPAL | 204 | CITY | C | 61 | DENTON | 240 | 399 | 568 | 595 | 598 | 598 | N
177 | MUNICIPAL CONSERVATION-EXPANDED | Municipal conservation - expanded | C | 3 | CONSERVATION | 1 | MUNICIPAL CONSERVATION | 1 | NO INFRASTRUCTURE | Includes water conservation pricing structure; water waste prohibition; coin-op clothes washer rebate; industrial, commercial, and institutional (ICI) general rebate; and ICI water audit and site-specific conservation program. | 504 | 2501 | CONSERVATION | C | 61 | DENTON | 8 | TRINITY | 3 | CONSERVATION | 1 | NO WATER QUALITY IMPROVEMENTS |  | 4318 | 1 | Municipal conservation - expanded | 55 | FORT WORTH | C | BOTH | MUNICIPAL | 213 | CITY |  | N | 2020 | 2020 | 0 | 17043 | 32661 | 54242 | 76753 | 98420 | 0 | 0 | 55 | FORT WORTH | C | BOTH | MUNICIPAL | 213 | CITY | C | 61 | DENTON | 0 | 21 | 61 | 105 | 147 | 187 | N
177 | MUNICIPAL CONSERVATION-EXPANDED | Municipal conservation - expanded | C | 3 | CONSERVATION | 1 | MUNICIPAL CONSERVATION | 1 | NO INFRASTRUCTURE | Includes water conservation pricing structure; water waste prohibition; coin-op clothes washer rebate; industrial, commercial, and institutional (ICI) general rebate; and ICI water audit and site-specific conservation program. | 504 | 2501 | CONSERVATION | C | 61 | DENTON | 8 | TRINITY | 3 | CONSERVATION | 1 | NO WATER QUALITY IMPROVEMENTS |  | 4174 | 1 | Municipal conservation - expanded | 819 | FRISCO | C | WUG | MUNICIPAL | 221 | CITY |  | N | 2010 | 2010 | 9537 | 29396 | 53102 | 71851 | 84467 | 86369 | 13391 | 30 | 819 | FRISCO | C | WUG | MUNICIPAL | 221 | CITY | C | 61 | DENTON | 147 | 216 | 392 | 518 | 604 | 610 | N
177 | MUNICIPAL CONSERVATION-EXPANDED | Municipal conservation - expanded | C | 3 | CONSERVATION | 1 | MUNICIPAL CONSERVATION | 1 | NO INFRASTRUCTURE | Includes water conservation pricing structure; water waste prohibition; coin-op clothes washer rebate; industrial, commercial, and institutional (ICI) general rebate; and ICI water audit and site-specific conservation program. | 504 | 2501 | CONSERVATION | C | 61 | DENTON | 8 | TRINITY | 3 | CONSERVATION | 1 | NO WATER QUALITY IMPROVEMENTS |  | 4320 | 1 | Municipal conservation - expanded | 944 | HIGHLAND VILLAGE | C | WUG | MUNICIPAL | 706 | CITY |  | N | 2010 | 2010 | 4223 | 4653 | 12802 | 13615 | 13640 | 13643 | 5000 | 30 | 944 | HIGHLAND VILLAGE | C | WUG | MUNICIPAL | 706 | CITY | C | 61 | DENTON | 47 | 52 | 75 | 81 | 80 | 80 | N
177 | MUNICIPAL CONSERVATION-EXPANDED | Municipal conservation - expanded | C | 3 | CONSERVATION | 1 | MUNICIPAL CONSERVATION | 1 | NO INFRASTRUCTURE | Includes water conservation pricing structure; water waste prohibition; coin-op clothes washer rebate; industrial, commercial, and institutional (ICI) general rebate; and ICI water audit and site-specific conservation program. | 504 | 2501 | CONSERVATION | C | 61 | DENTON | 8 | TRINITY | 3 | CONSERVATION | 1 | NO WATER QUALITY IMPROVEMENTS |  | 4321 | 1 | Municipal conservation - expanded | 1246 | JUSTIN | C | WUG | MUNICIPAL | 784 | CITY |  | N | 2010 | 2010 | 1521 | 3880 | 6017 | 9782 | 12457 | 13869 | 5000 | 30 | 1246 | JUSTIN | C | WUG | MUNICIPAL | 784 | CITY | C | 61 | DENTON | 6 | 13 | 20 | 34 | 44 | 49 | N
177 | MUNICIPAL CONSERVATION-EXPANDED | Municipal conservation - expanded | C | 3 | CONSERVATION | 1 | MUNICIPAL CONSERVATION | 1 | NO INFRASTRUCTURE | Includes water conservation pricing structure; water waste prohibition; coin-op clothes washer rebate; industrial, commercial, and institutional (ICI) general rebate; and ICI water audit and site-specific conservation program. | 504 | 2501 | CONSERVATION | C | 61 | DENTON | 8 | TRINITY | 3 | CONSERVATION | 1 | NO WATER QUALITY IMPROVEMENTS |  | 4322 | 1 | Municipal conservation - expanded | 1275 | KRUM | C | WUG | MUNICIPAL | 785 | CITY |  | N | 2010 | 2010 | 1486 | 1586 | 1686 | 1811 | 1986 | 2186 | 5000 | 30 | 1275 | KRUM | C | WUG | MUNICIPAL | 785 | CITY | C | 61 | DENTON | 6 | 6 | 7 | 7 | 8 | 9 | N
177 | MUNICIPAL CONSERVATION-EXPANDED | Municipal conservation - expanded | C | 3 | CONSERVATION | 1 | MUNICIPAL CONSERVATION | 1 | NO INFRASTRUCTURE | Includes water conservation pricing structure; water waste prohibition; coin-op clothes washer rebate; industrial, commercial, and institutional (ICI) general rebate; and ICI water audit and site-specific conservation program. | 504 | 2501 | CONSERVATION | C | 61 | DENTON | 8 | TRINITY | 3 | CONSERVATION | 1 | NO WATER QUALITY IMPROVEMENTS |  | 4323 | 1 | Municipal conservation - expanded | 1317 | LEWISVILLE | C | WUG | MUNICIPAL | 355 | CITY |  | N | 2010 | 2010 | 37125 | 86439 | 114057 | 141355 | 159881 | 181729 | 61985 | 30 | 1317 | LEWISVILLE | C | WUG | MUNICIPAL | 355 | CITY | C | 61 | DENTON | 190 | 276 | 351 | 419 | 472 | 537 | N
177 | MUNICIPAL CONSERVATION-EXPANDED | Municipal conservation - expanded | C | 3 | CONSERVATION | 1 | MUNICIPAL CONSERVATION | 1 | NO INFRASTRUCTURE | Includes water conservation pricing structure; water waste prohibition; coin-op clothes washer rebate; industrial, commercial, and institutional (ICI) general rebate; and ICI water audit and site-specific conservation program. | 504 | 2501 | CONSERVATION | C | 61 | DENTON | 8 | TRINITY | 3 | CONSERVATION | 1 | NO WATER QUALITY IMPROVEMENTS |  | 4324 | 1 | Municipal conservation - expanded | 1328 | LITTLE ELM | C | WUG | MUNICIPAL | 790 | CITY |  | N | 2010 | 2010 | 8712 | 20200 | 25258 | 29378 | 29928 | 29967 | 5000 | 30 | 1328 | LITTLE ELM | C | WUG | MUNICIPAL | 790 | CITY | C | 61 | DENTON | 44 | 74 | 92 | 105 | 106 | 106 | N
177 | MUNICIPAL CONSERVATION-EXPANDED | Municipal conservation - expanded | C | 3 | CONSERVATION | 1 | MUNICIPAL CONSERVATION | 1 | NO INFRASTRUCTURE | Includes water conservation pricing structure; water waste prohibition; coin-op clothes washer rebate; industrial, commercial, and institutional (ICI) general rebate; and ICI water audit and site-specific conservation program. | 504 | 2501 | CONSERVATION | C | 61 | DENTON | 8 | TRINITY | 3 | CONSERVATION | 1 | NO WATER QUALITY IMPROVEMENTS |  | 4325 | 1 | Municipal conservation - expanded | 101 | MUSTANG SUD | C | BOTH | MUNICIPAL | 4271 | UTILITY |  | N | 2010 | 2010 | 2081 | 2910 | 3690 | 6561 | 9436 | 12186 | 5000 | 30 | 101 | MUSTANG SUD | C | BOTH | MUNICIPAL | 4271 | UTILITY | C | 61 | DENTON | 7 | 11 | 14 | 27 | 39 | 51 | N
177 | MUNICIPAL CONSERVATION-EXPANDED | Municipal conservation - expanded | C | 3 | CONSERVATION | 1 | MUNICIPAL CONSERVATION | 1 | NO INFRASTRUCTURE | Includes water conservation pricing structure; water waste prohibition; coin-op clothes washer rebate; industrial, commercial, and institutional (ICI) general rebate; and ICI water audit and site-specific conservation program. | 504 | 2501 | CONSERVATION | C | 61 | DENTON | 8 | TRINITY | 3 | CONSERVATION | 1 | NO WATER QUALITY IMPROVEMENTS |  | 4326 | 1 | Municipal conservation - expanded | 2148 | OAK POINT | C | WUG | MUNICIPAL | 930 | CITY |  | N | 2030 | 2030 | 0 | 0 | 0 | 0 | 0 | 0 | 0 | 0 | 2148 | OAK POINT | C | WUG | MUNICIPAL | 930 | CITY | C | 61 | DENTON | 0 | 0 | 1 | 2 | 2 | 2 | N
177 | MUNICIPAL CONSERVATION-EXPANDED | Municipal conservation - expanded | C | 3 | CONSERVATION | 1 | MUNICIPAL CONSERVATION | 1 | NO INFRASTRUCTURE | Includes water conservation pricing structure; water waste prohibition; coin-op clothes washer rebate; industrial, commercial, and institutional (ICI) general rebate; and ICI water audit and site-specific conservation program. | 504 | 2501 | CONSERVATION | C | 61 | DENTON | 8 | TRINITY | 3 | CONSERVATION | 1 | NO WATER QUALITY IMPROVEMENTS |  | 4185 | 1 | Municipal conservation - expanded | 2208 | PLANO | C | WUG | MUNICIPAL | 472 | CITY |  | N | 2020 | 2020 | 0 | 3640 | 3650 | 3656 | 3657 | 3660 | 0 | 0 | 2208 | PLANO | C | WUG | MUNICIPAL | 472 | CITY | C | 61 | DENTON | 0 | 10 | 13 | 13 | 13 | 13 | N
177 | MUNICIPAL CONSERVATION-EXPANDED | Municipal conservation - expanded | C | 3 | CONSERVATION | 1 | MUNICIPAL CONSERVATION | 1 | NO INFRASTRUCTURE | Includes water conservation pricing structure; water waste prohibition; coin-op clothes washer rebate; industrial, commercial, and institutional (ICI) general rebate; and ICI water audit and site-specific conservation program. | 504 | 2501 | CONSERVATION | C | 61 | DENTON | 8 | TRINITY | 3 | CONSERVATION | 1 | NO WATER QUALITY IMPROVEMENTS |  | 4328 | 1 | Municipal conservation - expanded | 2219 | PONDER | C | WUG | MUNICIPAL | 1021 | CITY |  | N | 2010 | 2010 | 773 | 3892 | 7862 | 12961 | 15680 | 16538 | 5000 | 30 | 2219 | PONDER | C | WUG | MUNICIPAL | 1021 | CITY | C | 61 | DENTON | 2 | 11 | 24 | 38 | 45 | 47 | N
177 | MUNICIPAL CONSERVATION-EXPANDED | Municipal conservation - expanded | C | 3 | CONSERVATION | 1 | MUNICIPAL CONSERVATION | 1 | NO INFRASTRUCTURE | Includes water conservation pricing structure; water waste prohibition; coin-op clothes washer rebate; industrial, commercial, and institutional (ICI) general rebate; and ICI water audit and site-specific conservation program. | 504 | 2501 | CONSERVATION | C | 61 | DENTON | 8 | TRINITY | 3 | CONSERVATION | 1 | NO WATER QUALITY IMPROVEMENTS |  | 4186 | 1 | Municipal conservation - expanded | 2239 | PROSPER | C | WUG | MUNICIPAL | 799 | CITY |  | N | 2020 | 2020 | 0 | 5158 | 9118 | 13803 | 15083 | 16864 | 0 | 0 | 2239 | PROSPER | C | WUG | MUNICIPAL | 799 | CITY | C | 61 | DENTON | 0 | 41 | 75 | 114 | 124 | 137 | N
177 | MUNICIPAL CONSERVATION-EXPANDED | Municipal conservation - expanded | C | 3 | CONSERVATION | 1 | MUNICIPAL CONSERVATION | 1 | NO INFRASTRUCTURE | Includes water conservation pricing structure; water waste prohibition; coin-op clothes washer rebate; industrial, commercial, and institutional (ICI) general rebate; and ICI water audit and site-specific conservation program. | 504 | 2501 | CONSERVATION | C | 61 | DENTON | 8 | TRINITY | 3 | CONSERVATION | 1 | NO WATER QUALITY IMPROVEMENTS |  | 4330 | 1 | Municipal conservation - expanded | 2281 | ROANOKE | C | WUG | MUNICIPAL | 800 | CITY |  | N | 2020 | 2020 | 0 | 6320 | 11651 | 17579 | 22817 | 28495 | 0 | 0 | 2281 | ROANOKE | C | WUG | MUNICIPAL | 800 | CITY | C | 61 | DENTON | 0 | 13 | 26 | 35 | 45 | 56 | N
177 | MUNICIPAL CONSERVATION-EXPANDED | Municipal conservation - expanded | C | 3 | CONSERVATION | 1 | MUNICIPAL CONSERVATION | 1 | NO INFRASTRUCTURE | Includes water conservation pricing structure; water waste prohibition; coin-op clothes washer rebate; industrial, commercial, and institutional (ICI) general rebate; and ICI water audit and site-specific conservation program. | 504 | 2501 | CONSERVATION | C | 61 | DENTON | 8 | TRINITY | 3 | CONSERVATION | 1 | NO WATER QUALITY IMPROVEMENTS |  | 4331 | 1 | Municipal conservation - expanded | 2328 | SANGER | C | WUG | MUNICIPAL | 535 | CITY |  | N | 2020 | 2020 | 0 | 174 | 267 | 301 | 535 | 535 | 0 | 0 | 2328 | SANGER | C | WUG | MUNICIPAL | 535 | CITY | C | 61 | DENTON | 0 | 1 | 2 | 2 | 3 | 3 | N
177 | MUNICIPAL CONSERVATION-EXPANDED | Municipal conservation - expanded | C | 3 | CONSERVATION | 1 | MUNICIPAL CONSERVATION | 1 | NO INFRASTRUCTURE | Includes water conservation pricing structure; water waste prohibition; coin-op clothes washer rebate; industrial, commercial, and institutional (ICI) general rebate; and ICI water audit and site-specific conservation program. | 504 | 2501 | CONSERVATION | C | 61 | DENTON | 8 | TRINITY | 3 | CONSERVATION | 1 | NO WATER QUALITY IMPROVEMENTS |  | 4332 | 1 | Municipal conservation - expanded | 2546 | TROPHY CLUB | C | WUG | MUNICIPAL | 806 | CITY |  | N | 2020 | 2020 | 0 | 4330 | 5534 | 6635 | 7119 | 7605 | 0 | 0 | 2546 | TROPHY CLUB | C | WUG | MUNICIPAL | 806 | CITY | C | 61 | DENTON | 0 | 9 | 17 | 24 | 26 | 28 | N
177 | MUNICIPAL CONSERVATION-EXPANDED | Municipal conservation - expanded | C | 3 | CONSERVATION | 1 | MUNICIPAL CONSERVATION | 1 | NO INFRASTRUCTURE | Includes water conservation pricing structure; water waste prohibition; coin-op clothes washer rebate; industrial, commercial, and institutional (ICI) general rebate; and ICI water audit and site-specific conservation program. | 507 | 2502 | CONSERVATION | C | 70 | ELLIS | 8 | TRINITY | 3 | CONSERVATION | 1 | NO WATER QUALITY IMPROVEMENTS |  | 4361 | 1 | Municipal conservation - expanded | 219 | BARDWELL | C | WUG | MUNICIPAL | 999 | CITY |  | N | 2010 | 2010 | 645 | 705 | 763 | 822 | 889 | 963 | 5000 | 30 | 219 | BARDWELL | C | WUG | MUNICIPAL | 999 | CITY | C | 70 | ELLIS | 1 | 1 | 1 | 1 | 2 | 2 | N
177 | MUNICIPAL CONSERVATION-EXPANDED | Municipal conservation - expanded | C | 3 | CONSERVATION | 1 | MUNICIPAL CONSERVATION | 1 | NO INFRASTRUCTURE | Includes water conservation pricing structure; water waste prohibition; coin-op clothes washer rebate; industrial, commercial, and institutional (ICI) general rebate; and ICI water audit and site-specific conservation program. | 507 | 2502 | CONSERVATION | C | 70 | ELLIS | 8 | TRINITY | 3 | CONSERVATION | 1 | NO WATER QUALITY IMPROVEMENTS |  | 4362 | 1 | Municipal conservation - expanded | 308 | BUENA VISTA - BETHEL SUD | C | WUG | MUNICIPAL | 4040 | UTILITY |  | N | 2010 | 2010 | 1732 | 3682 | 4872 | 6178 | 7455 | 8810 | 5000 | 30 | 308 | BUENA VISTA - BETHEL SUD | C | WUG | MUNICIPAL | 4040 | UTILITY | C | 70 | ELLIS | 9 | 15 | 19 | 24 | 29 | 35 | N
177 | MUNICIPAL CONSERVATION-EXPANDED | Municipal conservation - expanded | C | 3 | CONSERVATION | 1 | MUNICIPAL CONSERVATION | 1 | NO INFRASTRUCTURE | Includes water conservation pricing structure; water waste prohibition; coin-op clothes washer rebate; industrial, commercial, and institutional (ICI) general rebate; and ICI water audit and site-specific conservation program. | 507 | 2502 | CONSERVATION | C | 70 | ELLIS | 8 | TRINITY | 3 | CONSERVATION | 1 | NO WATER QUALITY IMPROVEMENTS |  | 4239 | 1 | Municipal conservation - expanded | 24 | CEDAR HILL | C | WUG | MUNICIPAL | 102 | CITY |  | N | 2010 | 2010 | 5 | 20 | 21 | 21 | 21 | 21 | 0 | 0 | 24 | CEDAR HILL | C | WUG | MUNICIPAL | 102 | CITY | C | 70 | ELLIS | 0 | 0 | 0 | 0 | 0 | 0 | N
177 | MUNICIPAL CONSERVATION-EXPANDED | Municipal conservation - expanded | C | 3 | CONSERVATION | 1 | MUNICIPAL CONSERVATION | 1 | NO INFRASTRUCTURE | Includes water conservation pricing structure; water waste prohibition; coin-op clothes washer rebate; industrial, commercial, and institutional (ICI) general rebate; and ICI water audit and site-specific conservation program. | 507 | 2502 | CONSERVATION | C | 70 | ELLIS | 8 | TRINITY | 3 | CONSERVATION | 1 | NO WATER QUALITY IMPROVEMENTS |  | 4364 | 1 | Municipal conservation - expanded | 51 | ENNIS | C | BOTH | MUNICIPAL | 192 | CITY |  | N | 2010 | 2010 | 7826 | 18411 | 26876 | 37693 | 48082 | 61356 | 5000 | 30 | 51 | ENNIS | C | BOTH | MUNICIPAL | 192 | CITY | C | 70 | ELLIS | 35 | 53 | 74 | 102 | 129 | 164 | N
177 | MUNICIPAL CONSERVATION-EXPANDED | Municipal conservation - expanded | C | 3 | CONSERVATION | 1 | MUNICIPAL CONSERVATION | 1 | NO INFRASTRUCTURE | Includes water conservation pricing structure; water waste prohibition; coin-op clothes washer rebate; industrial, commercial, and institutional (ICI) general rebate; and ICI water audit and site-specific conservation program. | 507 | 2502 | CONSERVATION | C | 70 | ELLIS | 8 | TRINITY | 3 | CONSERVATION | 1 | NO WATER QUALITY IMPROVEMENTS |  | 4365 | 1 | Municipal conservation - expanded | 778 | FERRIS | C | WUG | MUNICIPAL | 201 | CITY |  | N | 2010 | 2010 | 1094 | 1186 | 1286 | 1411 | 1561 | 1686 | 5000 | 30 | 778 | FERRIS | C | WUG | MUNICIPAL | 201 | CITY | C | 70 | ELLIS | 3 | 3 | 3 | 4 | 4 | 5 | N
177 | MUNICIPAL CONSERVATION-EXPANDED | Municipal conservation - expanded | C | 3 | CONSERVATION | 1 | MUNICIPAL CONSERVATION | 1 | NO INFRASTRUCTURE | Includes water conservation pricing structure; water waste prohibition; coin-op clothes washer rebate; industrial, commercial, and institutional (ICI) general rebate; and ICI water audit and site-specific conservation program. | 507 | 2502 | CONSERVATION | C | 70 | ELLIS | 8 | TRINITY | 3 | CONSERVATION | 1 | NO WATER QUALITY IMPROVEMENTS |  | 4246 | 1 | Municipal conservation - expanded | 853 | GRAND PRAIRIE | C | BOTH | MUNICIPAL | 245 | CITY |  | N | 2020 | 2020 | 42 | 873 | 2229 | 3619 | 5125 | 5247 | 0 | 0 | 853 | GRAND PRAIRIE | C | BOTH | MUNICIPAL | 245 | CITY | C | 70 | ELLIS | 0 | 1 | 4 | 6 | 9 | 9 | N
177 | MUNICIPAL CONSERVATION-EXPANDED | Municipal conservation - expanded | C | 3 | CONSERVATION | 1 | MUNICIPAL CONSERVATION | 1 | NO INFRASTRUCTURE | Includes water conservation pricing structure; water waste prohibition; coin-op clothes washer rebate; industrial, commercial, and institutional (ICI) general rebate; and ICI water audit and site-specific conservation program. | 507 | 2502 | CONSERVATION | C | 70 | ELLIS | 8 | TRINITY | 3 | CONSERVATION | 1 | NO WATER QUALITY IMPROVEMENTS |  | 4367 | 1 | Municipal conservation - expanded | 94 | MANSFIELD | C | BOTH | MUNICIPAL | 384 | CITY |  | N | 2020 | 2020 | 93 | 798 | 1769 | 3333 | 4859 | 5888 | 0 | 0 | 94 | MANSFIELD | C | BOTH | MUNICIPAL | 384 | CITY | C | 70 | ELLIS | 0 | 2 | 5 | 11 | 16 | 20 | N
177 | MUNICIPAL CONSERVATION-EXPANDED | Municipal conservation - expanded | C | 3 | CONSERVATION | 1 | MUNICIPAL CONSERVATION | 1 | NO INFRASTRUCTURE | Includes water conservation pricing structure; water waste prohibition; coin-op clothes washer rebate; industrial, commercial, and institutional (ICI) general rebate; and ICI water audit and site-specific conservation program. | 507 | 2502 | CONSERVATION | C | 70 | ELLIS | 8 | TRINITY | 3 | CONSERVATION | 1 | NO WATER QUALITY IMPROVEMENTS |  | 4368 | 1 | Municipal conservation - expanded | 1813 | MAYPEARL | C | WUG | MUNICIPAL | 911 | CITY |  | N | 2020 | 2020 | 0 | 484 | 581 | 605 | 605 | 605 | 0 | 0 | 1813 | MAYPEARL | C | WUG | MUNICIPAL | 911 | CITY | C | 70 | ELLIS | 0 | 1 | 1 | 1 | 1 | 2 | N
177 | MUNICIPAL CONSERVATION-EXPANDED | Municipal conservation - expanded | C | 3 | CONSERVATION | 1 | MUNICIPAL CONSERVATION | 1 | NO INFRASTRUCTURE | Includes water conservation pricing structure; water waste prohibition; coin-op clothes washer rebate; industrial, commercial, and institutional (ICI) general rebate; and ICI water audit and site-specific conservation program. | 507 | 2502 | CONSERVATION | C | 70 | ELLIS | 8 | TRINITY | 3 | CONSERVATION | 1 | NO WATER QUALITY IMPROVEMENTS |  | 4369 | 1 | Municipal conservation - expanded | 98 | MIDLOTHIAN | C | BOTH | MUNICIPAL | 405 | CITY |  | N | 2010 | 2010 | 4905 | 9562 | 17096 | 24768 | 29669 | 34363 | 5000 | 30 | 98 | MIDLOTHIAN | C | BOTH | MUNICIPAL | 405 | CITY | C | 70 | ELLIS | 37 | 74 | 125 | 176 | 210 | 244 | N
177 | MUNICIPAL CONSERVATION-EXPANDED | Municipal conservation - expanded | C | 3 | CONSERVATION | 1 | MUNICIPAL CONSERVATION | 1 | NO INFRASTRUCTURE | Includes water conservation pricing structure; water waste prohibition; coin-op clothes washer rebate; industrial, commercial, and institutional (ICI) general rebate; and ICI water audit and site-specific conservation program. | 507 | 2502 | CONSERVATION | C | 70 | ELLIS | 8 | TRINITY | 3 | CONSERVATION | 1 | NO WATER QUALITY IMPROVEMENTS |  | 4370 | 1 | Municipal conservation - expanded | 2090 | MOUNTAIN PEAK SUD | C | WUG | MUNICIPAL | 4269 | UTILITY |  | N | 2010 | 2010 | 2695 | 5325 | 6026 | 7121 | 8539 | 10621 | 5000 | 30 | 2090 | MOUNTAIN PEAK SUD | C | WUG | MUNICIPAL | 4269 | UTILITY | C | 70 | ELLIS | 9 | 13 | 14 | 16 | 20 | 26 | N
177 | MUNICIPAL CONSERVATION-EXPANDED | Municipal conservation - expanded | C | 3 | CONSERVATION | 1 | MUNICIPAL CONSERVATION | 1 | NO INFRASTRUCTURE | Includes water conservation pricing structure; water waste prohibition; coin-op clothes washer rebate; industrial, commercial, and institutional (ICI) general rebate; and ICI water audit and site-specific conservation program. | 507 | 2502 | CONSERVATION | C | 70 | ELLIS | 8 | TRINITY | 3 | CONSERVATION | 1 | NO WATER QUALITY IMPROVEMENTS |  | 4371 | 1 | Municipal conservation - expanded | 2165 | OVILLA | C | WUG | MUNICIPAL | 729 | CITY |  | N | 2010 | 2010 | 296 | 2178 | 3093 | 3857 | 4148 | 4224 | 0 | 0 | 2165 | OVILLA | C | WUG | MUNICIPAL | 729 | CITY | C | 70 | ELLIS | 1 | 5 | 7 | 9 | 10 | 11 | N
177 | MUNICIPAL CONSERVATION-EXPANDED | Municipal conservation - expanded | C | 3 | CONSERVATION | 1 | MUNICIPAL CONSERVATION | 1 | NO INFRASTRUCTURE | Includes water conservation pricing structure; water waste prohibition; coin-op clothes washer rebate; industrial, commercial, and institutional (ICI) general rebate; and ICI water audit and site-specific conservation program. | 507 | 2502 | CONSERVATION | C | 70 | ELLIS | 8 | TRINITY | 3 | CONSERVATION | 1 | NO WATER QUALITY IMPROVEMENTS |  | 4372 | 1 | Municipal conservation - expanded | 2255 | RED OAK | C | WUG | MUNICIPAL | 737 | CITY |  | N | 2020 | 2020 | 0 | 8572 | 11066 | 12277 | 13148 | 13996 | 0 | 0 | 2255 | RED OAK | C | WUG | MUNICIPAL | 737 | CITY | C | 70 | ELLIS | 0 | 16 | 26 | 28 | 29 | 31 | N
177 | MUNICIPAL CONSERVATION-EXPANDED | Municipal conservation - expanded | C | 3 | CONSERVATION | 1 | MUNICIPAL CONSERVATION | 1 | NO INFRASTRUCTURE | Includes water conservation pricing structure; water waste prohibition; coin-op clothes washer rebate; industrial, commercial, and institutional (ICI) general rebate; and ICI water audit and site-specific conservation program. | 507 | 2502 | CONSERVATION | C | 70 | ELLIS | 8 | TRINITY | 3 | CONSERVATION | 1 | NO WATER QUALITY IMPROVEMENTS |  | 4252 | 1 | Municipal conservation - expanded | 121 | ROCKETT SUD | C | BOTH | MUNICIPAL | 4325 | UTILITY |  | N | 2010 | 2010 | 8703 | 11248 | 14230 | 16662 | 17911 | 17907 | 5000 | 30 | 121 | ROCKETT SUD | C | BOTH | MUNICIPAL | 4325 | UTILITY | C | 70 | ELLIS | 30 | 38 | 48 | 56 | 60 | 60 | N
177 | MUNICIPAL CONSERVATION-EXPANDED | Municipal conservation - expanded | C | 3 | CONSERVATION | 1 | MUNICIPAL CONSERVATION | 1 | NO INFRASTRUCTURE | Includes water conservation pricing structure; water waste prohibition; coin-op clothes washer rebate; industrial, commercial, and institutional (ICI) general rebate; and ICI water audit and site-specific conservation program. | 507 | 2502 | CONSERVATION | C | 70 | ELLIS | 8 | TRINITY | 3 | CONSERVATION | 1 | NO WATER QUALITY IMPROVEMENTS |  | 4255 | 1 | Municipal conservation - expanded | 2334 | SARDIS-LONE ELM WSC | C | WUG | MUNICIPAL | 4330 | UTILITY |  | N | 2010 | 2010 | 4618 | 10972 | 13924 | 14580 | 14611 | 14611 | 5000 | 30 | 2334 | SARDIS-LONE ELM WSC | C | WUG | MUNICIPAL | 4330 | UTILITY | C | 70 | ELLIS | 23 | 39 | 48 | 48 | 48 | 48 | N
177 | MUNICIPAL CONSERVATION-EXPANDED | Municipal conservation - expanded | C | 3 | CONSERVATION | 1 | MUNICIPAL CONSERVATION | 1 | NO INFRASTRUCTURE | Includes water conservation pricing structure; water waste prohibition; coin-op clothes washer rebate; industrial, commercial, and institutional (ICI) general rebate; and ICI water audit and site-specific conservation program. | 507 | 2502 | CONSERVATION | C | 70 | ELLIS | 8 | TRINITY | 3 | CONSERVATION | 1 | NO WATER QUALITY IMPROVEMENTS |  | 4375 | 1 | Municipal conservation - expanded | 154 | WAXAHACHIE | C | BOTH | MUNICIPAL | 633 | CITY |  | N | 2020 | 2020 | 0 | 16958 | 25264 | 36202 | 46162 | 59076 | 0 | 0 | 154 | WAXAHACHIE | C | BOTH | MUNICIPAL | 633 | CITY | C | 70 | ELLIS | 0 | 19 | 46 | 73 | 91 | 116 | N
177 | MUNICIPAL CONSERVATION-EXPANDED | Municipal conservation - expanded | C | 3 | CONSERVATION | 1 | MUNICIPAL CONSERVATION | 1 | NO INFRASTRUCTURE | Includes water conservation pricing structure; water waste prohibition; coin-op clothes washer rebate; industrial, commercial, and institutional (ICI) general rebate; and ICI water audit and site-specific conservation program. | 490 | 2400 | CONSERVATION | C | 74 | FANNIN | 2 | RED | 3 | CONSERVATION | 1 | NO WATER QUALITY IMPROVEMENTS |  | 5130 | 1 | Municipal conservation - expanded | 272 | BONHAM | C | WUG | MUNICIPAL | 65 | CITY |  | N | 2020 | 2020 | 0 | 5198 | 8567 | 13455 | 18314 | 23341 | 0 | 0 | 272 | BONHAM | C | WUG | MUNICIPAL | 65 | CITY | C | 74 | FANNIN | 0 | 4 | 13 | 23 | 30 | 39 | N
177 | MUNICIPAL CONSERVATION-EXPANDED | Municipal conservation - expanded | C | 3 | CONSERVATION | 1 | MUNICIPAL CONSERVATION | 1 | NO INFRASTRUCTURE | Includes water conservation pricing structure; water waste prohibition; coin-op clothes washer rebate; industrial, commercial, and institutional (ICI) general rebate; and ICI water audit and site-specific conservation program. | 490 | 2400 | CONSERVATION | C | 74 | FANNIN | 2 | RED | 3 | CONSERVATION | 1 | NO WATER QUALITY IMPROVEMENTS |  | 5131 | 1 | Municipal conservation - expanded | 957 | HONEY GROVE | C | WUG | MUNICIPAL | 283 | CITY |  | N | 2040 | 2040 | 0 | 296 | 448 | 615 | 714 | 839 | 0 | 0 | 957 | HONEY GROVE | C | WUG | MUNICIPAL | 283 | CITY | C | 74 | FANNIN | 0 | 0 | 0 | 1 | 1 | 1 | N
177 | MUNICIPAL CONSERVATION-EXPANDED | Municipal conservation - expanded | C | 3 | CONSERVATION | 1 | MUNICIPAL CONSERVATION | 1 | NO INFRASTRUCTURE | Includes water conservation pricing structure; water waste prohibition; coin-op clothes washer rebate; industrial, commercial, and institutional (ICI) general rebate; and ICI water audit and site-specific conservation program. | 490 | 2400 | CONSERVATION | C | 74 | FANNIN | 2 | RED | 3 | CONSERVATION | 1 | NO WATER QUALITY IMPROVEMENTS |  | 5132 | 1 | Municipal conservation - expanded | 2618 | WHITEWRIGHT | C | WUG | MUNICIPAL | 652 | CITY |  | N | 2010 | 2010 | 10 | 23 | 26 | 29 | 30 | 32 | 0 | 0 | 2618 | WHITEWRIGHT | C | WUG | MUNICIPAL | 652 | CITY | C | 74 | FANNIN | 0 | 0 | 0 | 0 | 0 | 0 | N
177 | MUNICIPAL CONSERVATION-EXPANDED | Municipal conservation - expanded | C | 3 | CONSERVATION | 1 | MUNICIPAL CONSERVATION | 1 | NO INFRASTRUCTURE | Includes water conservation pricing structure; water waste prohibition; coin-op clothes washer rebate; industrial, commercial, and institutional (ICI) general rebate; and ICI water audit and site-specific conservation program. | 489 | 2427 | CONSERVATION | C | 74 | FANNIN | 3 | SULPHUR | 3 | CONSERVATION | 1 | NO WATER QUALITY IMPROVEMENTS |  | 4996 | 1 | Municipal conservation - expanded | 938 | HICKORY CREEK SUD | D | WUG | MUNICIPAL | 4203 | UTILITY |  | N | 2040 | 2040 | 207 | 236 | 262 | 261 | 252 | 245 | 5000 | 30 | 938 | HICKORY CREEK SUD | D | WUG | MUNICIPAL | 4203 | UTILITY | C | 74 | FANNIN | 0 | 0 | 0 | 1 | 1 | 1 | N
177 | MUNICIPAL CONSERVATION-EXPANDED | Municipal conservation - expanded | C | 3 | CONSERVATION | 1 | MUNICIPAL CONSERVATION | 1 | NO INFRASTRUCTURE | Includes water conservation pricing structure; water waste prohibition; coin-op clothes washer rebate; industrial, commercial, and institutional (ICI) general rebate; and ICI water audit and site-specific conservation program. | 489 | 2427 | CONSERVATION | C | 74 | FANNIN | 3 | SULPHUR | 3 | CONSERVATION | 1 | NO WATER QUALITY IMPROVEMENTS |  | 4997 | 1 | Municipal conservation - expanded | 957 | HONEY GROVE | C | WUG | MUNICIPAL | 283 | CITY |  | N | 2020 | 2020 | 0 | 927 | 1400 | 1924 | 2235 | 2624 | 0 | 0 | 957 | HONEY GROVE | C | WUG | MUNICIPAL | 283 | CITY | C | 74 | FANNIN | 0 | 1 | 1 | 2 | 2 | 3 | N
177 | MUNICIPAL CONSERVATION-EXPANDED | Municipal conservation - expanded | C | 3 | CONSERVATION | 1 | MUNICIPAL CONSERVATION | 1 | NO INFRASTRUCTURE | Includes water conservation pricing structure; water waste prohibition; coin-op clothes washer rebate; industrial, commercial, and institutional (ICI) general rebate; and ICI water audit and site-specific conservation program. | 489 | 2427 | CONSERVATION | C | 74 | FANNIN | 3 | SULPHUR | 3 | CONSERVATION | 1 | NO WATER QUALITY IMPROVEMENTS |  | 4998 | 1 | Municipal conservation - expanded | 1288 | LADONIA | C | WUG | MUNICIPAL | 1034 | CITY |  | N | 2010 | 2010 | 636 | 1729 | 2368 | 2828 | 3099 | 3629 | 0 | 0 | 1288 | LADONIA | C | WUG | MUNICIPAL | 1034 | CITY | C | 74 | FANNIN | 3 | 8 | 10 | 11 | 13 | 15 | N
177 | MUNICIPAL CONSERVATION-EXPANDED | Municipal conservation - expanded | C | 3 | CONSERVATION | 1 | MUNICIPAL CONSERVATION | 1 | NO INFRASTRUCTURE | Includes water conservation pricing structure; water waste prohibition; coin-op clothes washer rebate; industrial, commercial, and institutional (ICI) general rebate; and ICI water audit and site-specific conservation program. | 489 | 2427 | CONSERVATION | C | 74 | FANNIN | 3 | SULPHUR | 3 | CONSERVATION | 1 | NO WATER QUALITY IMPROVEMENTS |  | 4999 | 1 | Municipal conservation - expanded | 1315 | LEONARD | C | WUG | MUNICIPAL | 352 | CITY |  | N | 2010 | 2010 | 16 | 17 | 26 | 36 | 49 | 59 | 0 | 0 | 1315 | LEONARD | C | WUG | MUNICIPAL | 352 | CITY | C | 74 | FANNIN | 0 | 0 | 0 | 0 | 0 | 0 | N
177 | MUNICIPAL CONSERVATION-EXPANDED | Municipal conservation - expanded | C | 3 | CONSERVATION | 1 | MUNICIPAL CONSERVATION | 1 | NO INFRASTRUCTURE | Includes water conservation pricing structure; water waste prohibition; coin-op clothes washer rebate; industrial, commercial, and institutional (ICI) general rebate; and ICI water audit and site-specific conservation program. | 509 | 2503 | CONSERVATION | C | 74 | FANNIN | 8 | TRINITY | 3 | CONSERVATION | 1 | NO WATER QUALITY IMPROVEMENTS |  | 4175 | 1 | Municipal conservation - expanded | 938 | HICKORY CREEK SUD | D | WUG | MUNICIPAL | 4203 | UTILITY |  | N | 2010 | 2010 | 162 | 185 | 207 | 206 | 199 | 194 | 0 | 0 | 938 | HICKORY CREEK SUD | D | WUG | MUNICIPAL | 4203 | UTILITY | C | 74 | FANNIN | 0 | 0 | 0 | 0 | 0 | 0 | N
177 | MUNICIPAL CONSERVATION-EXPANDED | Municipal conservation - expanded | C | 3 | CONSERVATION | 1 | MUNICIPAL CONSERVATION | 1 | NO INFRASTRUCTURE | Includes water conservation pricing structure; water waste prohibition; coin-op clothes washer rebate; industrial, commercial, and institutional (ICI) general rebate; and ICI water audit and site-specific conservation program. | 509 | 2503 | CONSERVATION | C | 74 | FANNIN | 8 | TRINITY | 3 | CONSERVATION | 1 | NO WATER QUALITY IMPROVEMENTS |  | 4382 | 1 | Municipal conservation - expanded | 1315 | LEONARD | C | WUG | MUNICIPAL | 352 | CITY |  | N | 2010 | 2010 | 957 | 1044 | 1285 | 1775 | 2387 | 2877 | 0 | 0 | 1315 | LEONARD | C | WUG | MUNICIPAL | 352 | CITY | C | 74 | FANNIN | 3 | 3 | 4 | 6 | 9 | 11 | N
177 | MUNICIPAL CONSERVATION-EXPANDED | Municipal conservation - expanded | C | 3 | CONSERVATION | 1 | MUNICIPAL CONSERVATION | 1 | NO INFRASTRUCTURE | Includes water conservation pricing structure; water waste prohibition; coin-op clothes washer rebate; industrial, commercial, and institutional (ICI) general rebate; and ICI water audit and site-specific conservation program. | 509 | 2503 | CONSERVATION | C | 74 | FANNIN | 8 | TRINITY | 3 | CONSERVATION | 1 | NO WATER QUALITY IMPROVEMENTS |  | 4383 | 1 | Municipal conservation - expanded | 2539 | TRENTON | C | WUG | MUNICIPAL | 978 | CITY |  | N | 2010 | 2010 | 686 | 1610 | 2393 | 3567 | 5205 | 6819 | 5000 | 30 | 2539 | TRENTON | C | WUG | MUNICIPAL | 978 | CITY | C | 74 | FANNIN | 2 | 3 | 5 | 8 | 13 | 17 | N
177 | MUNICIPAL CONSERVATION-EXPANDED | Municipal conservation - expanded | C | 3 | CONSERVATION | 1 | MUNICIPAL CONSERVATION | 1 | NO INFRASTRUCTURE | Includes water conservation pricing structure; water waste prohibition; coin-op clothes washer rebate; industrial, commercial, and institutional (ICI) general rebate; and ICI water audit and site-specific conservation program. | 512 | 2504 | CONSERVATION | C | 81 | FREESTONE | 8 | TRINITY | 3 | CONSERVATION | 1 | NO WATER QUALITY IMPROVEMENTS |  | 4389 | 1 | Municipal conservation - expanded | 767 | FAIRFIELD | C | WUG | MUNICIPAL | 196 | CITY |  | N | 2040 | 2040 | 0 | 0 | 0 | 3293 | 3777 | 4165 | 0 | 0 | 767 | FAIRFIELD | C | WUG | MUNICIPAL | 196 | CITY | C | 81 | FREESTONE | 0 | 0 | 0 | 3 | 4 | 4 | N
177 | MUNICIPAL CONSERVATION-EXPANDED | Municipal conservation - expanded | C | 3 | CONSERVATION | 1 | MUNICIPAL CONSERVATION | 1 | NO INFRASTRUCTURE | Includes water conservation pricing structure; water waste prohibition; coin-op clothes washer rebate; industrial, commercial, and institutional (ICI) general rebate; and ICI water audit and site-specific conservation program. | 493 | 2404 | CONSERVATION | C | 91 | GRAYSON | 2 | RED | 3 | CONSERVATION | 1 | NO WATER QUALITY IMPROVEMENTS |  | 5147 | 1 | Municipal conservation - expanded | 238 | BELLS | C | WUG | MUNICIPAL | 824 | CITY |  | N | 2010 | 2010 | 786 | 961 | 1123 | 1248 | 1361 | 1436 | 5000 | 30 | 238 | BELLS | C | WUG | MUNICIPAL | 824 | CITY | C | 91 | GRAYSON | 1 | 2 | 2 | 3 | 3 | 4 | N
177 | MUNICIPAL CONSERVATION-EXPANDED | Municipal conservation - expanded | C | 3 | CONSERVATION | 1 | MUNICIPAL CONSERVATION | 1 | NO INFRASTRUCTURE | Includes water conservation pricing structure; water waste prohibition; coin-op clothes washer rebate; industrial, commercial, and institutional (ICI) general rebate; and ICI water audit and site-specific conservation program. | 493 | 2404 | CONSERVATION | C | 91 | GRAYSON | 2 | RED | 3 | CONSERVATION | 1 | NO WATER QUALITY IMPROVEMENTS |  | 5148 | 1 | Municipal conservation - expanded | 706 | DENISON | C | WUG | MUNICIPAL | 158 | CITY |  | N | 2030 | 2030 | 0 | 0 | 20564 | 25030 | 25952 | 26739 | 0 | 0 | 706 | DENISON | C | WUG | MUNICIPAL | 158 | CITY | C | 91 | GRAYSON | 0 | 0 | 27 | 38 | 39 | 40 | N
177 | MUNICIPAL CONSERVATION-EXPANDED | Municipal conservation - expanded | C | 3 | CONSERVATION | 1 | MUNICIPAL CONSERVATION | 1 | NO INFRASTRUCTURE | Includes water conservation pricing structure; water waste prohibition; coin-op clothes washer rebate; industrial, commercial, and institutional (ICI) general rebate; and ICI water audit and site-specific conservation program. | 493 | 2404 | CONSERVATION | C | 91 | GRAYSON | 2 | RED | 3 | CONSERVATION | 1 | NO WATER QUALITY IMPROVEMENTS |  | 5149 | 1 | Municipal conservation - expanded | 960 | HOWE | C | WUG | MUNICIPAL | 286 | CITY |  | N | 2010 | 2010 | 213 | 199 | 205 | 223 | 227 | 227 | 0 | 0 | 960 | HOWE | C | WUG | MUNICIPAL | 286 | CITY | C | 91 | GRAYSON | [6 empty] | N | bar: 538 to 558
177 | MUNICIPAL CONSERVATION-EXPANDED | Municipal conservation - expanded | C | 3 | CONSERVATION | 1 | MUNICIPAL CONSERVATION | 1 | NO INFRASTRUCTURE | Includes water conservation pricing structure; water waste prohibition; coin-op clothes washer rebate; industrial, commercial, and institutional (ICI) general rebate; and ICI water audit and site-specific conservation program. | 493 | 2404 | CONSERVATION | C | 91 | GRAYSON | 2 | RED | 3 | CONSERVATION | 1 | NO WATER QUALITY IMPROVEMENTS |  | 5150 | 1 | Municipal conservation - expanded | 2231 | POTTSBORO | C | WUG | MUNICIPAL | 797 | CITY |  | N | 2010 | 2010 | 1186 | 3914 | 5382 | 6754 | 8198 | 9029 | 5000 | 30 | 2231 | POTTSBORO | C | WUG | MUNICIPAL | 797 | CITY | C | 91 | GRAYSON | 6 | 14 | 20 | 25 | 32 | 35 | N
177 | MUNICIPAL CONSERVATION-EXPANDED | Municipal conservation - expanded | C | 3 | CONSERVATION | 1 | MUNICIPAL CONSERVATION | 1 | NO INFRASTRUCTURE | Includes water conservation pricing structure; water waste prohibition; coin-op clothes washer rebate; industrial, commercial, and institutional (ICI) general rebate; and ICI water audit and site-specific conservation program. | 493 | 2404 | CONSERVATION | C | 91 | GRAYSON | 2 | RED | 3 | CONSERVATION | 1 | NO WATER QUALITY IMPROVEMENTS |  | 5151 | 1 | Municipal conservation - expanded | 2355 | SHERMAN | C | BOTH | MUNICIPAL | 556 | CITY |  | N | 2040 | 2040 | 0 | 0 | 0 | 48180 | 55603 | 65593 | 0 | 0 | 2355 | SHERMAN | C | BOTH | MUNICIPAL | 556 | CITY | C | 91 | GRAYSON | 0 | 0 | 0 | 78 | 102 | 119 | N
177 | MUNICIPAL CONSERVATION-EXPANDED | Municipal conservation - expanded | C | 3 | CONSERVATION | 1 | MUNICIPAL CONSERVATION | 1 | NO INFRASTRUCTURE | Includes water conservation pricing structure; water waste prohibition; coin-op clothes washer rebate; industrial, commercial, and institutional (ICI) general rebate; and ICI water audit and site-specific conservation program. | 493 | 2404 | CONSERVATION | C | 91 | GRAYSON | 2 | RED | 3 | CONSERVATION | 1 | NO WATER QUALITY IMPROVEMENTS |  | 5152 | 1 | Municipal conservation - expanded | 2528 | TIOGA | C | WUG | MUNICIPAL | 974 | CITY |  | N | 2010 | 2010 | 711 | 2173 | 3206 | 3938 | 4386 | 4647 | 5000 | 30 | 2528 | TIOGA | C | WUG | MUNICIPAL | 974 | CITY | C | 91 | GRAYSON | 1 | 4 | 7 | 8 | 9 | 9 | N
177 | MUNICIPAL CONSERVATION-EXPANDED | Municipal conservation - expanded | C | 3 | CONSERVATION | 1 | MUNICIPAL CONSERVATION | 1 | NO INFRASTRUCTURE | Includes water conservation pricing structure; water waste prohibition; coin-op clothes washer rebate; industrial, commercial, and institutional (ICI) general rebate; and ICI water audit and site-specific conservation program. | 493 | 2404 | CONSERVATION | C | 91 | GRAYSON | 2 | RED | 3 | CONSERVATION | 1 | NO WATER QUALITY IMPROVEMENTS |  | 5153 | 1 | Municipal conservation - expanded | 2530 | TOM BEAN | C | WUG | MUNICIPAL | 976 | CITY |  | N | 2020 | 2020 | 121 | 201 | 227 | 253 | 278 | 286 | 0 | 0 | 2530 | TOM BEAN | C | WUG | MUNICIPAL | 976 | CITY | C | 91 | GRAYSON | 0 | 1 | 1 | 1 | 1 | 1 | N
177 | MUNICIPAL CONSERVATION-EXPANDED | Municipal conservation - expanded | C | 3 | CONSERVATION | 1 | MUNICIPAL CONSERVATION | 1 | NO INFRASTRUCTURE | Includes water conservation pricing structure; water waste prohibition; coin-op clothes washer rebate; industrial, commercial, and institutional (ICI) general rebate; and ICI water audit and site-specific conservation program. | 493 | 2404 | CONSERVATION | C | 91 | GRAYSON | 2 | RED | 3 | CONSERVATION | 1 | NO WATER QUALITY IMPROVEMENTS |  | 5154 | 1 | Municipal conservation - expanded | 2552 | TWO WAY SUD | C | WUG | MUNICIPAL | 4367 | UTILITY |  | N | 2010 | 2010 | 1086 | 1351 | 1605 | 1861 | 2116 | 2370 | 5000 | 30 | 2552 | TWO WAY SUD | C | WUG | MUNICIPAL | 4367 | UTILITY | C | 91 | GRAYSON | 3 | 5 | 5 | 6 | 7 | 8 | N
177 | MUNICIPAL CONSERVATION-EXPANDED | Municipal conservation - expanded | C | 3 | CONSERVATION | 1 | MUNICIPAL CONSERVATION | 1 | NO INFRASTRUCTURE | Includes water conservation pricing structure; water waste prohibition; coin-op clothes washer rebate; industrial, commercial, and institutional (ICI) general rebate; and ICI water audit and site-specific conservation program. | 493 | 2404 | CONSERVATION | C | 91 | GRAYSON | 2 | RED | 3 | CONSERVATION | 1 | NO WATER QUALITY IMPROVEMENTS |  | 5155 | 1 | Municipal conservation - expanded | 2617 | WHITESBORO | C | WUG | MUNICIPAL | 650 | CITY |  | N | 2020 | 2020 | 0 | 1703 | 2562 | 3469 | 4026 | 5154 | 0 | 0 | 2617 | WHITESBORO | C | WUG | MUNICIPAL | 650 | CITY | C | 91 | GRAYSON | 0 | 2 | 3 | 4 | 5 | 7 | N
177 | MUNICIPAL CONSERVATION-EXPANDED | Municipal conservation - expanded | C | 3 | CONSERVATION | 1 | MUNICIPAL CONSERVATION | 1 | NO INFRASTRUCTURE | Includes water conservation pricing structure; water waste prohibition; coin-op clothes washer rebate; industrial, commercial, and institutional (ICI) general rebate; and ICI water audit and site-specific conservation program. | 493 | 2404 | CONSERVATION | C | 91 | GRAYSON | 2 | RED | 3 | CONSERVATION | 1 | NO WATER QUALITY IMPROVEMENTS |  | 5156 | 1 | Municipal conservation - expanded | 2618 | WHITEWRIGHT | C | WUG | MUNICIPAL | 652 | CITY |  | N | 2010 | 2010 | 931 | 2672 | 3698 | 4479 | 5212 | 5945 | 5000 | 30 | 2618 | WHITEWRIGHT | C | WUG | MUNICIPAL | 652 | CITY | C | 91 | GRAYSON | 2 | 4 | 5 | 7 | 8 | 9 | N
177 | MUNICIPAL CONSERVATION-EXPANDED | Municipal conservation - expanded | C | 3 | CONSERVATION | 1 | MUNICIPAL CONSERVATION | 1 | NO INFRASTRUCTURE | Includes water conservation pricing structure; water waste prohibition; coin-op clothes washer rebate; industrial, commercial, and institutional (ICI) general rebate; and ICI water audit and site-specific conservation program. | 513 | 2505 | CONSERVATION | C | 91 | GRAYSON | 8 | TRINITY | 3 | CONSERVATION | 1 | NO WATER QUALITY IMPROVEMENTS |  | 4402 | 1 | Municipal conservation - expanded | 383 | COLLINSVILLE | C | WUG | MUNICIPAL | 765 | CITY |  | N | 2010 | 2010 | 945 | 1145 | 1345 | 1545 | 1745 | 1945 | 5000 | 30 | 383 | COLLINSVILLE | C | WUG | MUNICIPAL | 765 | CITY | C | 91 | GRAYSON | 3 | 4 | 5 | 6 | 7 | 8 | N
177 | MUNICIPAL CONSERVATION-EXPANDED | Municipal conservation - expanded | C | 3 | CONSERVATION | 1 | MUNICIPAL CONSERVATION | 1 | NO INFRASTRUCTURE | Includes water conservation pricing structure; water waste prohibition; coin-op clothes washer rebate; industrial, commercial, and institutional (ICI) general rebate; and ICI water audit and site-specific conservation program. | 513 | 2505 | CONSERVATION | C | 91 | GRAYSON | 8 | TRINITY | 3 | CONSERVATION | 1 | NO WATER QUALITY IMPROVEMENTS |  | 4403 | 1 | Municipal conservation - expanded | 870 | GUNTER | C | WUG | MUNICIPAL | 876 | CITY |  | N | 2010 | 2010 | 936 | 1311 | 1686 | 2061 | 2436 | 2686 | 5000 | 30 | 870 | GUNTER | C | WUG | MUNICIPAL | 876 | CITY | C | 91 | GRAYSON | 2 | 3 | 4 | 5 | 6 | 6 | N
177 | MUNICIPAL CONSERVATION-EXPANDED | Municipal conservation - expanded | C | 3 | CONSERVATION | 1 | MUNICIPAL CONSERVATION | 1 | NO INFRASTRUCTURE | Includes water conservation pricing structure; water waste prohibition; coin-op clothes washer rebate; industrial, commercial, and institutional (ICI) general rebate; and ICI water audit and site-specific conservation program. | 513 | 2505 | CONSERVATION | C | 91 | GRAYSON | 8 | TRINITY | 3 | CONSERVATION | 1 | NO WATER QUALITY IMPROVEMENTS |  | 4404 | 1 | Municipal conservation - expanded | 960 | HOWE | C | WUG | MUNICIPAL | 286 | CITY |  | N | 2010 | 2010 | 973 | 1362 | 1856 | 2338 | 2651 | 2904 | 5000 | 30 | 960 | HOWE | C | WUG | MUNICIPAL | 286 | CITY | C | 91 | GRAYSON | 3 | 5 | 8 | 10 | 11 | 13 | N
177 | MUNICIPAL CONSERVATION-EXPANDED | Municipal conservation - expanded | C | 3 | CONSERVATION | 1 | MUNICIPAL CONSERVATION | 1 | NO INFRASTRUCTURE | Includes water conservation pricing structure; water waste prohibition; coin-op clothes washer rebate; industrial, commercial, and institutional (ICI) general rebate; and ICI water audit and site-specific conservation program. | 513 | 2505 | CONSERVATION | C | 91 | GRAYSON | 8 | TRINITY | 3 | CONSERVATION | 1 | NO WATER QUALITY IMPROVEMENTS |  | 4176 | 1 | Municipal conservation - expanded | 871 | MARILEE SUD | C | WUG | MUNICIPAL | 4146 | UTILITY |  | N | 2030 | 2030 | 228 | 339 | 481 | 640 | 988 | 1382 | 0 | 0 | 871 | MARILEE SUD | C | WUG | MUNICIPAL | 4146 | UTILITY | C | 91 | GRAYSON | 0 | 0 | 2 | 2 | 4 | 6 | N
177 | MUNICIPAL CONSERVATION-EXPANDED | Municipal conservation - expanded | C | 3 | CONSERVATION | 1 | MUNICIPAL CONSERVATION | 1 | NO INFRASTRUCTURE | Includes water conservation pricing structure; water waste prohibition; coin-op clothes washer rebate; industrial, commercial, and institutional (ICI) general rebate; and ICI water audit and site-specific conservation program. | 513 | 2505 | CONSERVATION | C | 91 | GRAYSON | 8 | TRINITY | 3 | CONSERVATION | 1 | NO WATER QUALITY IMPROVEMENTS |  | 4406 | 1 | Municipal conservation - expanded | 2530 | TOM BEAN | C | WUG | MUNICIPAL | 976 | CITY |  | N | 2010 | 2010 | 687 | 1141 | 1286 | 1432 | 1577 | 1619 | 5000 | 30 | 2530 | TOM BEAN | C | WUG | MUNICIPAL | 976 | CITY | C | 91 | GRAYSON | 2 | 3 | 4 | 4 | 5 | 5 | N
177 | MUNICIPAL CONSERVATION-EXPANDED | Municipal conservation - expanded | C | 3 | CONSERVATION | 1 | MUNICIPAL CONSERVATION | 1 | NO INFRASTRUCTURE | Includes water conservation pricing structure; water waste prohibition; coin-op clothes washer rebate; industrial, commercial, and institutional (ICI) general rebate; and ICI water audit and site-specific conservation program. | 513 | 2505 | CONSERVATION | C | 91 | GRAYSON | 8 | TRINITY | 3 | CONSERVATION | 1 | NO WATER QUALITY IMPROVEMENTS |  | 4407 | 1 | Municipal conservation - expanded | 2552 | TWO WAY SUD | C | WUG | MUNICIPAL | 4367 | UTILITY |  | N | 2010 | 2010 | 592 | 737 | 865 | 1002 | 1139 | 1276 | 0 | 0 | 2552 | TWO WAY SUD | C | WUG | MUNICIPAL | 4367 | UTILITY | C | 91 | GRAYSON | 2 | 2 | 3 | 3 | 4 | 4 | N
177 | MUNICIPAL CONSERVATION-EXPANDED | Municipal conservation - expanded | C | 3 | CONSERVATION | 1 | MUNICIPAL CONSERVATION | 1 | NO INFRASTRUCTURE | Includes water conservation pricing structure; water waste prohibition; coin-op clothes washer rebate; industrial, commercial, and institutional (ICI) general rebate; and ICI water audit and site-specific conservation program. | 513 | 2505 | CONSERVATION | C | 91 | GRAYSON | 8 | TRINITY | 3 | CONSERVATION | 1 | NO WATER QUALITY IMPROVEMENTS |  | 4408 | 1 | Municipal conservation - expanded | 2562 | VAN ALSTYNE | C | WUG | MUNICIPAL | 619 | CITY |  | N | 2010 | 2010 | 1186 | 5611 | 11361 | 16295 | 18584 | 19672 | 0 | 0 | 2562 | VAN ALSTYNE | C | WUG | MUNICIPAL | 619 | CITY | C | 91 | GRAYSON | 3 | 12 | 26 | 35 | 41 | 43 | N
177 | MUNICIPAL CONSERVATION-EXPANDED | Municipal conservation - expanded | C | 3 | CONSERVATION | 1 | MUNICIPAL CONSERVATION | 1 | NO INFRASTRUCTURE | Includes water conservation pricing structure; water waste prohibition; coin-op clothes washer rebate; industrial, commercial, and institutional (ICI) general rebate; and ICI water audit and site-specific conservation program. | 513 | 2505 | CONSERVATION | C | 91 | GRAYSON | 8 | TRINITY | 3 | CONSERVATION | 1 | NO WATER QUALITY IMPROVEMENTS |  | 4409 | 1 | Municipal conservation - expanded | 2617 | WHITESBORO | C | WUG | MUNICIPAL | 650 | CITY |  | N | 2020 | 2020 | 0 | 962 | 1259 | 1546 | 1695 | 2132 | 0 | 0 | 2617 | WHITESBORO | C | WUG | MUNICIPAL | 650 | CITY | C | 91 | GRAYSON | 0 | 1 | 2 | 2 | 2 | 3 | N
177 | MUNICIPAL CONSERVATION-EXPANDED | Municipal conservation - expanded | C | 3 | CONSERVATION | 1 | MUNICIPAL CONSERVATION | 1 | NO INFRASTRUCTURE | Includes water conservation pricing structure; water waste prohibition; coin-op clothes washer rebate; industrial, commercial, and institutional (ICI) general rebate; and ICI water audit and site-specific conservation program. | 499 | 2508 | CONSERVATION | C | 107 | HENDERSON | 8 | TRINITY | 3 | CONSERVATION | 1 | NO WATER QUALITY IMPROVEMENTS |  | 4426 | 1 | Municipal conservation - expanded | 205 | ATHENS | C | WUG | MUNICIPAL | 28 | CITY |  | N | 2010 | 2010 | 3738 | 12169 | 18854 | 26461 | 31667 | 38056 | 5000 | 30 | 205 | ATHENS | C | WUG | MUNICIPAL | 28 | CITY | C | 107 | HENDERSON | 25 | 39 | 55 | 69 | 84 | 99 | N
177 | MUNICIPAL CONSERVATION-EXPANDED | Municipal conservation - expanded | C | 3 | CONSERVATION | 1 | MUNICIPAL CONSERVATION | 1 | NO INFRASTRUCTURE | Includes water conservation pricing structure; water waste prohibition; coin-op clothes washer rebate; industrial, commercial, and institutional (ICI) general rebate; and ICI water audit and site-specific conservation program. | 499 | 2508 | CONSERVATION | C | 107 | HENDERSON | 8 | TRINITY | 3 | CONSERVATION | 1 | NO WATER QUALITY IMPROVEMENTS |  | 4427 | 1 | Municipal conservation - expanded | 247 | BETHEL-ASH WSC | I | WUG | MUNICIPAL | 4016 | UTILITY |  | N | 2010 | 2010 | 942 | 1054 | 1165 | 1279 | 1417 | 1592 | 5000 | 30 | 247 | BETHEL-ASH WSC | I | WUG | MUNICIPAL | 4016 | UTILITY | C | 107 | HENDERSON | 1 | 1 | 2 | 2 | 2 | 2 | N
177 | MUNICIPAL CONSERVATION-EXPANDED | Municipal conservation - expanded | C | 3 | CONSERVATION | 1 | MUNICIPAL CONSERVATION | 1 | NO INFRASTRUCTURE | Includes water conservation pricing structure; water waste prohibition; coin-op clothes washer rebate; industrial, commercial, and institutional (ICI) general rebate; and ICI water audit and site-specific conservation program. | 499 | 2508 | CONSERVATION | C | 107 | HENDERSON | 8 | TRINITY | 3 | CONSERVATION | 1 | NO WATER QUALITY IMPROVEMENTS |  | 4428 | 1 | Municipal conservation - expanded | 45 | EAST CEDAR CREEK FWSD | C | BOTH | MUNICIPAL | 4094 | UTILITY |  | N | 2010 | 2010 | 4407 | 10463 | 12011 | 13159 | 14187 | 15215 | 5000 | 30 | 45 | EAST CEDAR CREEK FWSD | C | BOTH | MUNICIPAL | 4094 | UTILITY | C | 107 | HENDERSON | 12 | 17 | 20 | 21 | 23 | 24 | N
177 | MUNICIPAL CONSERVATION-EXPANDED | Municipal conservation - expanded | C | 3 | CONSERVATION | 1 | MUNICIPAL CONSERVATION | 1 | NO INFRASTRUCTURE | Includes water conservation pricing structure; water waste prohibition; coin-op clothes washer rebate; industrial, commercial, and institutional (ICI) general rebate; and ICI water audit and site-specific conservation program. | 499 | 2508 | CONSERVATION | C | 107 | HENDERSON | 8 | TRINITY | 3 | CONSERVATION | 1 | NO WATER QUALITY IMPROVEMENTS |  | 4429 | 1 | Municipal conservation - expanded | 1613 | MABANK | C | WUG | MUNICIPAL | 375 | CITY |  | N | 2050 | 2050 | 0 | 255 | 296 | 355 | 383 | 432 | 0 | 0 | 1613 | MABANK | C | WUG | MUNICIPAL | 375 | CITY | C | 107 | HENDERSON | 0 | 0 | 0 | 0 | 1 | 1 | N
177 | MUNICIPAL CONSERVATION-EXPANDED | Municipal conservation - expanded | C | 3 | CONSERVATION | 1 | MUNICIPAL CONSERVATION | 1 | NO INFRASTRUCTURE | Includes water conservation pricing structure; water waste prohibition; coin-op clothes washer rebate; industrial, commercial, and institutional (ICI) general rebate; and ICI water audit and site-specific conservation program. | 499 | 2508 | CONSERVATION | C | 107 | HENDERSON | 8 | TRINITY | 3 | CONSERVATION | 1 | NO WATER QUALITY IMPROVEMENTS |  | 4430 | 1 | Municipal conservation - expanded | 2183 | PAYNE SPRINGS | C | WUG | MUNICIPAL | 934 | CITY |  | N | 2010 | 2010 | 715 | 1212 | 1249 | 1262 | 1374 | 1418 | 5000 | 30 | 2183 | PAYNE SPRINGS | C | WUG | MUNICIPAL | 934 | CITY | C | 107 | HENDERSON | 2 | 3 | 3 | 3 | 3 | 4 | N
177 | MUNICIPAL CONSERVATION-EXPANDED | Municipal conservation - expanded | C | 3 | CONSERVATION | 1 | MUNICIPAL CONSERVATION | 1 | NO INFRASTRUCTURE | Includes water conservation pricing structure; water waste prohibition; coin-op clothes washer rebate; industrial, commercial, and institutional (ICI) general rebate; and ICI water audit and site-specific conservation program. | 499 | 2508 | CONSERVATION | C | 107 | HENDERSON | 8 | TRINITY | 3 | CONSERVATION | 1 | NO WATER QUALITY IMPROVEMENTS |  | 4431 | 1 | Municipal conservation - expanded | 156 | WEST CEDAR CREEK MUD | C | BOTH | MUNICIPAL | 4381 | UTILITY |  | N | 2010 | 2010 | 2761 | 3321 | 3880 | 4455 | 5160 | 6054 | 5000 | 30 | 156 | WEST CEDAR CREEK MUD | C | BOTH | MUNICIPAL | 4381 | UTILITY | C | 107 | HENDERSON | 8 | 11 | 13 | 15 | 18 | 21 | N
177 | MUNICIPAL CONSERVATION-EXPANDED | Municipal conservation - expanded | C | 3 | CONSERVATION | 1 | MUNICIPAL CONSERVATION | 1 | NO INFRASTRUCTURE | Includes water conservation pricing structure; water waste prohibition; coin-op clothes washer rebate; industrial, commercial, and institutional (ICI) general rebate; and ICI water audit and site-specific conservation program. | 511 | 2515 | CONSERVATION | C | 129 | KAUFMAN | 8 | TRINITY | 3 | CONSERVATION | 1 | NO WATER QUALITY IMPROVEMENTS |  | 4457 | 1 | Municipal conservation - expanded | 164 | ABLES SPRINGS WSC | C | WUG | MUNICIPAL | 4001 | UTILITY |  | N | 2010 | 2010 | 1638 | 2068 | 2510 | 3000 | 3607 | 4359 | 5000 | 30 | 164 | ABLES SPRINGS WSC | C | WUG | MUNICIPAL | 4001 | UTILITY | C | 129 | KAUFMAN | 5 | 7 | 9 | 11 | 13 | 16 | N
177 | MUNICIPAL CONSERVATION-EXPANDED | Municipal conservation - expanded | C | 3 | CONSERVATION | 1 | MUNICIPAL CONSERVATION | 1 | NO INFRASTRUCTURE | Includes water conservation pricing structure; water waste prohibition; coin-op clothes washer rebate; industrial, commercial, and institutional (ICI) general rebate; and ICI water audit and site-specific conservation program. | 511 | 2515 | CONSERVATION | C | 129 | KAUFMAN | 8 | TRINITY | 3 | CONSERVATION | 1 | NO WATER QUALITY IMPROVEMENTS |  | 4458 | 1 | Municipal conservation - expanded | 667 | CRANDALL | C | WUG | MUNICIPAL | 767 | CITY |  | N | 2010 | 2010 | 1529 | 4225 | 5288 | 6501 | 7906 | 9668 | 5000 | 30 | 667 | CRANDALL | C | WUG | MUNICIPAL | 767 | CITY | C | 129 | KAUFMAN | 6 | 12 | 16 | 20 | 26 | 32 | N
177 | MUNICIPAL CONSERVATION-EXPANDED | Municipal conservation - expanded | C | 3 | CONSERVATION | 1 | MUNICIPAL CONSERVATION | 1 | NO INFRASTRUCTURE | Includes water conservation pricing structure; water waste prohibition; coin-op clothes washer rebate; industrial, commercial, and institutional (ICI) general rebate; and ICI water audit and site-specific conservation program. | 511 | 2515 | CONSERVATION | C | 129 | KAUFMAN | 8 | TRINITY | 3 | CONSERVATION | 1 | NO WATER QUALITY IMPROVEMENTS |  | 4459 | 1 | Municipal conservation - expanded | 52 | FORNEY | C | BOTH | MUNICIPAL | 207 | CITY |  | N | 2020 | 2020 | 0 | 9347 | 12325 | 14480 | 16248 | 17943 | 0 | 0 | 52 | FORNEY | C | BOTH | MUNICIPAL | 207 | CITY | C | 129 | KAUFMAN | 0 | 16 | 24 | 28 | 32 | 34 | N
177 | MUNICIPAL CONSERVATION-EXPANDED | Municipal conservation - expanded | C | 3 | CONSERVATION | 1 | MUNICIPAL CONSERVATION | 1 | NO INFRASTRUCTURE | Includes water conservation pricing structure; water waste prohibition; coin-op clothes washer rebate; industrial, commercial, and institutional (ICI) general rebate; and ICI water audit and site-specific conservation program. | 511 | 2515 | CONSERVATION | C | 129 | KAUFMAN | 8 | TRINITY | 3 | CONSERVATION | 1 | NO WATER QUALITY IMPROVEMENTS |  | 4460 | 1 | Municipal conservation - expanded | 788 | FORNEY LAKE WSC | C | WUG | MUNICIPAL | 4115 | UTILITY |  | N | 2020 | 2020 | 0 | 1747 | 2202 | 2772 | 3486 | 4388 | 0 | 0 | 788 | FORNEY LAKE WSC | C | WUG | MUNICIPAL | 4115 | UTILITY | C | 129 | KAUFMAN | 0 | 3 | 5 | 7 | 9 | 11 | N
177 | MUNICIPAL CONSERVATION-EXPANDED | Municipal conservation - expanded | C | 3 | CONSERVATION | 1 | MUNICIPAL CONSERVATION | 1 | NO INFRASTRUCTURE | Includes water conservation pricing structure; water waste prohibition; coin-op clothes washer rebate; industrial, commercial, and institutional (ICI) general rebate; and ICI water audit and site-specific conservation program. | 511 | 2515 | CONSERVATION | C | 129 | KAUFMAN | 8 | TRINITY | 3 | CONSERVATION | 1 | NO WATER QUALITY IMPROVEMENTS |  | 4461 | 1 | Municipal conservation - expanded | 1249 | KAUFMAN | C | WUG | MUNICIPAL | 313 | CITY |  | N | 2010 | 2010 | 2500 | 3327 | 3691 | 4124 | 4557 | 5407 | 5000 | 30 | 1249 | KAUFMAN | C | WUG | MUNICIPAL | 313 | CITY | C | 129 | KAUFMAN | 12 | 16 | 18 | 20 | 23 | 27 | N
177 | MUNICIPAL CONSERVATION-EXPANDED | Municipal conservation - expanded | C | 3 | CONSERVATION | 1 | MUNICIPAL CONSERVATION | 1 | NO INFRASTRUCTURE | Includes water conservation pricing structure; water waste prohibition; coin-op clothes washer rebate; industrial, commercial, and institutional (ICI) general rebate; and ICI water audit and site-specific conservation program. | 511 | 2515 | CONSERVATION | C | 129 | KAUFMAN | 8 | TRINITY | 3 | CONSERVATION | 1 | NO WATER QUALITY IMPROVEMENTS |  | 4429 | 1 | Municipal conservation - expanded | 1613 | MABANK | C | WUG | MUNICIPAL | 375 | CITY |  | N | 2020 | 2020 | 0 | 1610 | 1932 | 2256 | 2668 | 3103 | 0 | 0 | 1613 | MABANK | C | WUG | MUNICIPAL | 375 | CITY | C | 129 | KAUFMAN | 0 | 2 | 3 | 3 | 4 | 4 | N
177 | MUNICIPAL CONSERVATION-EXPANDED | Municipal conservation - expanded | C | 3 | CONSERVATION | 1 | MUNICIPAL CONSERVATION | 1 | NO INFRASTRUCTURE | Includes water conservation pricing structure; water waste prohibition; coin-op clothes washer rebate; industrial, commercial, and institutional (ICI) general rebate; and ICI water audit and site-specific conservation program. | 511 | 2515 | CONSERVATION | C | 129 | KAUFMAN | 8 | TRINITY | 3 | CONSERVATION | 1 | NO WATER QUALITY IMPROVEMENTS |  | 4463 | 1 | Municipal conservation - expanded | 2507 | TALTY | C | WUG | MUNICIPAL | 1065 | CITY |  | N | 2020 | 2020 | 0 | 1187 | 1719 | 2204 | 2882 | 3705 | 0 | 0 | 2507 | TALTY | C | WUG | MUNICIPAL | 1065 | CITY | C | 129 | KAUFMAN | 0 | 6 | 9 | 12 | 16 | 20 | N
177 | MUNICIPAL CONSERVATION-EXPANDED | Municipal conservation - expanded | C | 3 | CONSERVATION | 1 | MUNICIPAL CONSERVATION | 1 | NO INFRASTRUCTURE | Includes water conservation pricing structure; water waste prohibition; coin-op clothes washer rebate; industrial, commercial, and institutional (ICI) general rebate; and ICI water audit and site-specific conservation program. | 511 | 2515 | CONSERVATION | C | 129 | KAUFMAN | 8 | TRINITY | 3 | CONSERVATION | 1 | NO WATER QUALITY IMPROVEMENTS |  | 4464 | 1 | Municipal conservation - expanded | 139 | TERRELL | C | BOTH | MUNICIPAL | 599 | CITY |  | N | 2020 | 2020 | 0 | 18426 | 38108 | 59737 | 72196 | 82923 | 0 | 0 | 139 | TERRELL | C | BOTH | MUNICIPAL | 599 | CITY | C | 129 | KAUFMAN | 0 | 20 | 61 | 102 | 125 | 143 | N
177 | MUNICIPAL CONSERVATION-EXPANDED | Municipal conservation - expanded | C | 3 | CONSERVATION | 1 | MUNICIPAL CONSERVATION | 1 | NO INFRASTRUCTURE | Includes water conservation pricing structure; water waste prohibition; coin-op clothes washer rebate; industrial, commercial, and institutional (ICI) general rebate; and ICI water audit and site-specific conservation program. | 511 | 2515 | CONSERVATION | C | 129 | KAUFMAN | 8 | TRINITY | 3 | CONSERVATION | 1 | NO WATER QUALITY IMPROVEMENTS |  | 4431 | 1 | Municipal conservation - expanded | 156 | WEST CEDAR CREEK MUD | C | BOTH | MUNICIPAL | 4381 | UTILITY |  | N | 2010 | 2010 | 1950 | 2756 | 3578 | 4486 | 5607 | 6993 | 0 | 0 | 156 | WEST CEDAR CREEK MUD | C | BOTH | MUNICIPAL | 4381 | UTILITY | C | 129 | KAUFMAN | 6 | 9 | 12 | 16 | 20 | 25 | N
177 | MUNICIPAL CONSERVATION-EXPANDED | Municipal conservation - expanded | C | 3 | CONSERVATION | 1 | MUNICIPAL CONSERVATION | 1 | NO INFRASTRUCTURE | Includes water conservation pricing structure; water waste prohibition; coin-op clothes washer rebate; industrial, commercial, and institutional (ICI) general rebate; and ICI water audit and site-specific conservation program. | 500 | 2521 | CONSERVATION | C | 175 | NAVARRO | 8 | TRINITY | 3 | CONSERVATION | 1 | NO WATER QUALITY IMPROVEMENTS |  | 4480 | 1 | Municipal conservation - expanded | 263 | BLOOMING GROVE | C | WUG | MUNICIPAL | 828 | CITY |  | N | 2040 | 2040 | 0 | 0 | 0 | 484 | 484 | 484 | 0 | 0 | 263 | BLOOMING GROVE | C | WUG | MUNICIPAL | 828 | CITY | C | 175 | NAVARRO | 0 | 0 | 0 | 1 | 1 | 1 | N
177 | MUNICIPAL CONSERVATION-EXPANDED | Municipal conservation - expanded | C | 3 | CONSERVATION | 1 | MUNICIPAL CONSERVATION | 1 | NO INFRASTRUCTURE | Includes water conservation pricing structure; water waste prohibition; coin-op clothes washer rebate; industrial, commercial, and institutional (ICI) general rebate; and ICI water audit and site-specific conservation program. | 500 | 2521 | CONSERVATION | C | 175 | NAVARRO | 8 | TRINITY | 3 | CONSERVATION | 1 | NO WATER QUALITY IMPROVEMENTS |  | 4481 | 1 | Municipal conservation - expanded | 35 | CORSICANA | C | BOTH | MUNICIPAL | 137 | CITY |  | N | 2010 | 2010 | 7219 | 7521 | 7835 | 22585 | 23791 | 25139 | 5000 | 30 | 35 | CORSICANA | C | BOTH | MUNICIPAL | 137 | CITY | C | 175 | NAVARRO | 44 | 46 | 47 | 70 | 80 | 86 | N
177 | MUNICIPAL CONSERVATION-EXPANDED | Municipal conservation - expanded | C | 3 | CONSERVATION | 1 | MUNICIPAL CONSERVATION | 1 | NO INFRASTRUCTURE | Includes water conservation pricing structure; water waste prohibition; coin-op clothes washer rebate; industrial, commercial, and institutional (ICI) general rebate; and ICI water audit and site-specific conservation program. | 500 | 2521 | CONSERVATION | C | 175 | NAVARRO | 8 | TRINITY | 3 | CONSERVATION | 1 | NO WATER QUALITY IMPROVEMENTS |  | 4482 | 1 | Municipal conservation - expanded | 697 | DAWSON | C | WUG | MUNICIPAL | 855 | CITY |  | N | 2050 | 2050 | 0 | 0 | 0 | 605 | 702 | 726 | 0 | 0 | 697 | DAWSON | C | WUG | MUNICIPAL | 855 | CITY | C | 175 | NAVARRO | 0 | 0 | 0 | 0 | 1 | 1 | N
177 | MUNICIPAL CONSERVATION-EXPANDED | Municipal conservation - expanded | C | 3 | CONSERVATION | 1 | MUNICIPAL CONSERVATION | 1 | NO INFRASTRUCTURE | Includes water conservation pricing structure; water waste prohibition; coin-op clothes washer rebate; industrial, commercial, and institutional (ICI) general rebate; and ICI water audit and site-specific conservation program. | 501 | 2604 | CONSERVATION | C | 184 | PARKER | 12 | BRAZOS | 3 | CONSERVATION | 1 | NO WATER QUALITY IMPROVEMENTS |  | 2060 | 1 | Municipal conservation - expanded | 155 | WEATHERFORD | C | BOTH | MUNICIPAL | 634 | CITY |  | N | 2010 | 2010 | 490 | 1223 | 1816 | 2423 | 2795 | 3192 | 227 | 30 | 155 | WEATHERFORD | C | BOTH | MUNICIPAL | 634 | CITY | C | 184 | PARKER | 2 | 3 | 5 | 6 | 7 | 8 | N
177 | MUNICIPAL CONSERVATION-EXPANDED | Municipal conservation - expanded | C | 3 | CONSERVATION | 1 | MUNICIPAL CONSERVATION | 1 | NO INFRASTRUCTURE | Includes water conservation pricing structure; water waste prohibition; coin-op clothes washer rebate; industrial, commercial, and institutional (ICI) general rebate; and ICI water audit and site-specific conservation program. | 503 | 2522 | CONSERVATION | C | 184 | PARKER | 8 | TRINITY | 3 | CONSERVATION | 1 | NO WATER QUALITY IMPROVEMENTS |  | 4498 | 1 | Municipal conservation - expanded | 171 | ALEDO | C | WUG | MUNICIPAL | 674 | CITY |  | N | 2010 | 2010 | 1113 | 4020 | 6397 | 8845 | 9513 | 9562 | 5000 | 30 | 171 | ALEDO | C | WUG | MUNICIPAL | 674 | CITY | C | 184 | PARKER | 5 | 14 | 24 | 33 | 35 | 35 | N
177 | MUNICIPAL CONSERVATION-EXPANDED | Municipal conservation - expanded | C | 3 | CONSERVATION | 1 | MUNICIPAL CONSERVATION | 1 | NO INFRASTRUCTURE | Includes water conservation pricing structure; water waste prohibition; coin-op clothes washer rebate; industrial, commercial, and institutional (ICI) general rebate; and ICI water audit and site-specific conservation program. | 503 | 2522 | CONSERVATION | C | 184 | PARKER | 8 | TRINITY | 3 | CONSERVATION | 1 | NO WATER QUALITY IMPROVEMENTS |  | 4499 | 1 | Municipal conservation - expanded | 209 | AZLE | C | WUG | MUNICIPAL | 31 | CITY |  | N | 2010 | 2010 | 846 | 771 | 933 | 1072 | 1223 | 1392 | 0 | 0 | 209 | AZLE | C | WUG | MUNICIPAL | 31 | CITY | C | 184 | PARKER | 3 | 4 | 4 | 5 | 6 | 7 | N
177 | MUNICIPAL CONSERVATION-EXPANDED | Municipal conservation - expanded | C | 3 | CONSERVATION | 1 | MUNICIPAL CONSERVATION | 1 | NO INFRASTRUCTURE | Includes water conservation pricing structure; water waste prohibition; coin-op clothes washer rebate; industrial, commercial, and institutional (ICI) general rebate; and ICI water audit and site-specific conservation program. | 503 | 2522 | CONSERVATION | C | 184 | PARKER | 8 | TRINITY | 3 | CONSERVATION | 1 | NO WATER QUALITY IMPROVEMENTS |  | 4318 | 1 | Municipal conservation - expanded | 55 | FORT WORTH | C | BOTH | MUNICIPAL | 213 | CITY |  | N | 2020 | 2020 | 0 | 29541 | 58064 | 76773 | 84832 | 90546 | 0 | 0 | 55 | FORT WORTH | C | BOTH | MUNICIPAL | 213 | CITY | C | 184 | PARKER | 0 | 37 | 108 | 148 | 162 | 172 | N
177 | MUNICIPAL CONSERVATION-EXPANDED | Municipal conservation - expanded | C | 3 | CONSERVATION | 1 | MUNICIPAL CONSERVATION | 1 | NO INFRASTRUCTURE | Includes water conservation pricing structure; water waste prohibition; coin-op clothes washer rebate; industrial, commercial, and institutional (ICI) general rebate; and ICI water audit and site-specific conservation program. | 503 | 2522 | CONSERVATION | C | 184 | PARKER | 8 | TRINITY | 3 | CONSERVATION | 1 | NO WATER QUALITY IMPROVEMENTS |  | 4501 | 1 | Municipal conservation - expanded | 2393 | SPRINGTOWN | C | WUG | MUNICIPAL | 574 | CITY |  | N | 2010 | 2010 | 1186 | 1436 | 1686 | 1936 | 2186 | 2436 | 5000 | 30 | 2393 | SPRINGTOWN | C | WUG | MUNICIPAL | 574 | CITY | C | 184 | PARKER | 3 | 4 | 4 | 5 | 6 | 7 | N
177 | MUNICIPAL CONSERVATION-EXPANDED | Municipal conservation - expanded | C | 3 | CONSERVATION | 1 | MUNICIPAL CONSERVATION | 1 | NO INFRASTRUCTURE | Includes water conservation pricing structure; water waste prohibition; coin-op clothes washer rebate; industrial, commercial, and institutional (ICI) general rebate; and ICI water audit and site-specific conservation program. | 503 | 2522 | CONSERVATION | C | 184 | PARKER | 8 | TRINITY | 3 | CONSERVATION | 1 | NO WATER QUALITY IMPROVEMENTS |  | 4502 | 1 | Municipal conservation - expanded | 153 | WALNUT CREEK SUD | C | BOTH | MUNICIPAL | 4373 | UTILITY |  | N | 2010 | 2010 | 5116 | 7382 | 11471 | 14137 | 14886 | 15385 | 5000 | 30 | 153 | WALNUT CREEK SUD | C | BOTH | MUNICIPAL | 4373 | UTILITY | C | 184 | PARKER | 17 | 24 | 37 | 46 | 48 | 50 | N
177 | MUNICIPAL CONSERVATION-EXPANDED | Municipal conservation - expanded | C | 3 | CONSERVATION | 1 | MUNICIPAL CONSERVATION | 1 | NO INFRASTRUCTURE | Includes water conservation pricing structure; water waste prohibition; coin-op clothes washer rebate; industrial, commercial, and institutional (ICI) general rebate; and ICI water audit and site-specific conservation program. | 503 | 2522 | CONSERVATION | C | 184 | PARKER | 8 | TRINITY | 3 | CONSERVATION | 1 | NO WATER QUALITY IMPROVEMENTS |  | 4503 | 1 | Municipal conservation - expanded | 155 | WEATHERFORD | C | BOTH | MUNICIPAL | 634 | CITY |  | N | 2010 | 2010 | 10283 | 25587 | 36495 | 47113 | 53022 | 59442 | 4773 | 30 | 155 | WEATHERFORD | C | BOTH | MUNICIPAL | 634 | CITY | C | 184 | PARKER | 48 | 72 | 95 | 117 | 131 | 146 | N
177 | MUNICIPAL CONSERVATION-EXPANDED | Municipal conservation - expanded | C | 3 | CONSERVATION | 1 | MUNICIPAL CONSERVATION | 1 | NO INFRASTRUCTURE | Includes water conservation pricing structure; water waste prohibition; coin-op clothes washer rebate; industrial, commercial, and institutional (ICI) general rebate; and ICI water audit and site-specific conservation program. | 503 | 2522 | CONSERVATION | C | 184 | PARKER | 8 | TRINITY | 3 | CONSERVATION | 1 | NO WATER QUALITY IMPROVEMENTS |  | 4504 | 1 | Municipal conservation - expanded | 2624 | WILLOW PARK | C | WUG | MUNICIPAL | 756 | CITY |  | N | 2010 | 2010 | 1477 | 4301 | 2505 | 2936 | 3236 | 3436 | 5000 | 30 | 2624 | WILLOW PARK | C | WUG | MUNICIPAL | 756 | CITY | C | 184 | PARKER | 4 | 8 | 8 | 9 | 10 | 11 | N
177 | MUNICIPAL CONSERVATION-EXPANDED | Municipal conservation - expanded | C | 3 | CONSERVATION | 1 | MUNICIPAL CONSERVATION | 1 | NO INFRASTRUCTURE | Includes water conservation pricing structure; water waste prohibition; coin-op clothes washer rebate; industrial, commercial, and institutional (ICI) general rebate; and ICI water audit and site-specific conservation program. | 497 | 2459 | CONSERVATION | C | 199 | ROCKWALL | 5 | SABINE | 3 | CONSERVATION | 1 | NO WATER QUALITY IMPROVEMENTS |  | 5284 | 1 | Municipal conservation - expanded | 23 | CASH SUD | D | BOTH | MUNICIPAL | 4045 | UTILITY |  | N | 2010 | 2010 | 595 | 651 | 699 | 751 | 812 | 884 | 0 | 0 | 23 | CASH SUD | D | BOTH | MUNICIPAL | 4045 | UTILITY | C | 199 | ROCKWALL | 1 | 1 | 1 | 1 | 2 | 2 | N
177 | MUNICIPAL CONSERVATION-EXPANDED | Municipal conservation - expanded | C | 3 | CONSERVATION | 1 | MUNICIPAL CONSERVATION | 1 | NO INFRASTRUCTURE | Includes water conservation pricing structure; water waste prohibition; coin-op clothes washer rebate; industrial, commercial, and institutional (ICI) general rebate; and ICI water audit and site-specific conservation program. | 497 | 2459 | CONSERVATION | C | 199 | ROCKWALL | 5 | SABINE | 3 | CONSERVATION | 1 | NO WATER QUALITY IMPROVEMENTS |  | 5277 | 1 | Municipal conservation - expanded | 2304 | ROYSE CITY | C | WUG | MUNICIPAL | 522 | CITY |  | N | 2020 | 2020 | 0 | 7122 | 10685 | 14854 | 17836 | 20921 | 0 | 0 | 2304 | ROYSE CITY | C | WUG | MUNICIPAL | 522 | CITY | C | 199 | ROCKWALL | 0 | 12 | 18 | 23 | 28 | 33 | N
177 | MUNICIPAL CONSERVATION-EXPANDED | Municipal conservation - expanded | C | 3 | CONSERVATION | 1 | MUNICIPAL CONSERVATION | 1 | NO INFRASTRUCTURE | Includes water conservation pricing structure; water waste prohibition; coin-op clothes washer rebate; industrial, commercial, and institutional (ICI) general rebate; and ICI water audit and site-specific conservation program. | 495 | 2524 | CONSERVATION | C | 199 | ROCKWALL | 8 | TRINITY | 3 | CONSERVATION | 1 | NO WATER QUALITY IMPROVEMENTS |  | 4521 | 1 | Municipal conservation - expanded | 788 | FORNEY LAKE WSC | C | WUG | MUNICIPAL | 4115 | UTILITY |  | N | 2020 | 2020 | 0 | 1747 | 2202 | 2772 | 3486 | 4388 | 0 | 0 | 788 | FORNEY LAKE WSC | C | WUG | MUNICIPAL | 4115 | UTILITY | C | 199 | ROCKWALL | 0 | 3 | 5 | 7 | 9 | 11 | N
177 | MUNICIPAL CONSERVATION-EXPANDED | Municipal conservation - expanded | C | 3 | CONSERVATION | 1 | MUNICIPAL CONSERVATION | 1 | NO INFRASTRUCTURE | Includes water conservation pricing structure; water waste prohibition; coin-op clothes washer rebate; industrial, commercial, and institutional (ICI) general rebate; and ICI water audit and site-specific conservation program. | 495 | 2524 | CONSERVATION | C | 199 | ROCKWALL | 8 | TRINITY | 3 | CONSERVATION | 1 | NO WATER QUALITY IMPROVEMENTS |  | 4522 | 1 | Municipal conservation - expanded | 925 | HEATH | C | WUG | MUNICIPAL | 702 | CITY |  | N | 2030 | 2030 | 0 | 0 | 0 | 0 | 0 | 0 | 0 | 0 | 925 | HEATH | C | WUG | MUNICIPAL | 702 | CITY | C | 199 | ROCKWALL | 0 | 0 | 1 | 2 | 2 | 2 | N
177 | MUNICIPAL CONSERVATION-EXPANDED | Municipal conservation - expanded | C | 3 | CONSERVATION | 1 | MUNICIPAL CONSERVATION | 1 | NO INFRASTRUCTURE | Includes water conservation pricing structure; water waste prohibition; coin-op clothes washer rebate; industrial, commercial, and institutional (ICI) general rebate; and ICI water audit and site-specific conservation program. | 495 | 2524 | CONSERVATION | C | 199 | ROCKWALL | 8 | TRINITY | 3 | CONSERVATION | 1 | NO WATER QUALITY IMPROVEMENTS |  | 4523 | 1 | Municipal conservation - expanded | 2091 | MT ZION WSC | C | WUG | MUNICIPAL | 4270 | UTILITY |  | N | 2020 | 2020 | 0 | 605 | 605 | 605 | 605 | 605 | 0 | 0 | 2091 | MT ZION WSC | C | WUG | MUNICIPAL | 4270 | UTILITY | C | 199 | ROCKWALL | 0 | 2 | 2 | 2 | 2 | 2 | N
177 | MUNICIPAL CONSERVATION-EXPANDED | Municipal conservation - expanded | C | 3 | CONSERVATION | 1 | MUNICIPAL CONSERVATION | 1 | NO INFRASTRUCTURE | Includes water conservation pricing structure; water waste prohibition; coin-op clothes washer rebate; industrial, commercial, and institutional (ICI) general rebate; and ICI water audit and site-specific conservation program. | 495 | 2524 | CONSERVATION | C | 199 | ROCKWALL | 8 | TRINITY | 3 | CONSERVATION | 1 | NO WATER QUALITY IMPROVEMENTS |  | 4524 | 1 | Municipal conservation - expanded | 2245 | R-C-H WSC | C | WUG | MUNICIPAL | 4313 | UTILITY |  | N | 2020 | 2020 | 0 | 1816 | 1937 | 2034 | 2058 | 2058 | 0 | 0 | 2245 | R-C-H WSC | C | WUG | MUNICIPAL | 4313 | UTILITY | C | 199 | ROCKWALL | 0 | 4 | 5 | 5 | 4 | 4 | N
177 | MUNICIPAL CONSERVATION-EXPANDED | Municipal conservation - expanded | C | 3 | CONSERVATION | 1 | MUNICIPAL CONSERVATION | 1 | NO INFRASTRUCTURE | Includes water conservation pricing structure; water waste prohibition; coin-op clothes washer rebate; industrial, commercial, and institutional (ICI) general rebate; and ICI water audit and site-specific conservation program. | 495 | 2524 | CONSERVATION | C | 199 | ROCKWALL | 8 | TRINITY | 3 | CONSERVATION | 1 | NO WATER QUALITY IMPROVEMENTS |  | 4525 | 1 | Municipal conservation - expanded | 122 | ROCKWALL | C | BOTH | MUNICIPAL | 513 | CITY |  | N | 2020 | 2020 | 0 | 28379 | 36903 | 43610 | 45789 | 46007 | 0 | 0 | 122 | ROCKWALL | C | BOTH | MUNICIPAL | 513 | CITY | C | 199 | ROCKWALL | 0 | 81 | 125 | 146 | 154 | 155 | N
177 | MUNICIPAL CONSERVATION-EXPANDED | Municipal conservation - expanded | C | 3 | CONSERVATION | 1 | MUNICIPAL CONSERVATION | 1 | NO INFRASTRUCTURE | Includes water conservation pricing structure; water waste prohibition; coin-op clothes washer rebate; industrial, commercial, and institutional (ICI) general rebate; and ICI water audit and site-specific conservation program. | 495 | 2524 | CONSERVATION | C | 199 | ROCKWALL | 8 | TRINITY | 3 | CONSERVATION | 1 | NO WATER QUALITY IMPROVEMENTS |  | 4526 | 1 | Municipal conservation - expanded | 2302 | ROWLETT | C | WUG | MUNICIPAL | 521 | CITY |  | N | 2020 | 2020 | 0 | 2947 | 2985 | 2999 | 3011 | 3019 | 0 | 0 | 2302 | ROWLETT | C | WUG | MUNICIPAL | 521 | CITY | C | 199 | ROCKWALL | 0 | 6 | 7 | 7 | 7 | 7 | N
177 | MUNICIPAL CONSERVATION-EXPANDED | Municipal conservation - expanded | C | 3 | CONSERVATION | 1 | MUNICIPAL CONSERVATION | 1 | NO INFRASTRUCTURE | Includes water conservation pricing structure; water waste prohibition; coin-op clothes washer rebate; industrial, commercial, and institutional (ICI) general rebate; and ICI water audit and site-specific conservation program. | 495 | 2524 | CONSERVATION | C | 199 | ROCKWALL | 8 | TRINITY | 3 | CONSERVATION | 1 | NO WATER QUALITY IMPROVEMENTS |  | 4190 | 1 | Municipal conservation - expanded | 2650 | WYLIE | C | WUG | MUNICIPAL | 669 | CITY |  | N | 2010 | 2010 | 209 | 817 | 1075 | 1345 | 1372 | 1372 | 97 | 30 | 2650 | WYLIE | C | WUG | MUNICIPAL | 669 | CITY | C | 199 | ROCKWALL | 1 | 3 | 4 | 4 | 4 | 4 | N
177 | MUNICIPAL CONSERVATION-EXPANDED | Municipal conservation - expanded | C | 3 | CONSERVATION | 1 | MUNICIPAL CONSERVATION | 1 | NO INFRASTRUCTURE | Includes water conservation pricing structure; water waste prohibition; coin-op clothes washer rebate; industrial, commercial, and institutional (ICI) general rebate; and ICI water audit and site-specific conservation program. | 508 | 2526 | CONSERVATION | C | 220 | TARRANT | 8 | TRINITY | 3 | CONSERVATION | 1 | NO WATER QUALITY IMPROVEMENTS |  | 4570 | 1 | Municipal conservation - expanded | 200 | ARLINGTON | C | BOTH | MUNICIPAL | 25 | CITY |  | N | 2020 | 2020 | 0 | 201494 | 251777 | 297539 | 302421 | 303248 | 0 | 0 | 200 | ARLINGTON | C | BOTH | MUNICIPAL | 25 | CITY | C | 220 | TARRANT | 0 | 267 | 516 | 619 | 627 | 628 | N
177 | MUNICIPAL CONSERVATION-EXPANDED | Municipal conservation - expanded | C | 3 | CONSERVATION | 1 | MUNICIPAL CONSERVATION | 1 | NO INFRASTRUCTURE | Includes water conservation pricing structure; water waste prohibition; coin-op clothes washer rebate; industrial, commercial, and institutional (ICI) general rebate; and ICI water audit and site-specific conservation program. | 508 | 2526 | CONSERVATION | C | 220 | TARRANT | 8 | TRINITY | 3 | CONSERVATION | 1 | NO WATER QUALITY IMPROVEMENTS |  | 4499 | 1 | Municipal conservation - expanded | 209 | AZLE | C | WUG | MUNICIPAL | 31 | CITY |  | N | 2010 | 2010 | 3828 | 3863 | 5371 | 7129 | 8883 | 10384 | 5000 | 30 | 209 | AZLE | C | WUG | MUNICIPAL | 31 | CITY | C | 220 | TARRANT | 14 | 19 | 25 | 33 | 41 | 49 | N
177 | MUNICIPAL CONSERVATION-EXPANDED | Municipal conservation - expanded | C | 3 | CONSERVATION | 1 | MUNICIPAL CONSERVATION | 1 | NO INFRASTRUCTURE | Includes water conservation pricing structure; water waste prohibition; coin-op clothes washer rebate; industrial, commercial, and institutional (ICI) general rebate; and ICI water audit and site-specific conservation program. | 508 | 2526 | CONSERVATION | C | 220 | TARRANT | 8 | TRINITY | 3 | CONSERVATION | 1 | NO WATER QUALITY IMPROVEMENTS |  | 4572 | 1 | Municipal conservation - expanded | 232 | BEDFORD | C | WUG | MUNICIPAL | 44 | CITY |  | N | 2020 | 2020 | 0 | 28186 | 29324 | 30220 | 31067 | 31721 | 0 | 0 | 232 | BEDFORD | C | WUG | MUNICIPAL | 44 | CITY | C | 220 | TARRANT | 0 | 48 | 72 | 73 | 74 | 75 | N
177 | MUNICIPAL CONSERVATION-EXPANDED | Municipal conservation - expanded | C | 3 | CONSERVATION | 1 | MUNICIPAL CONSERVATION | 1 | NO INFRASTRUCTURE | Includes water conservation pricing structure; water waste prohibition; coin-op clothes washer rebate; industrial, commercial, and institutional (ICI) general rebate; and ICI water audit and site-specific conservation program. | 508 | 2526 | CONSERVATION | C | 220 | TARRANT | 8 | TRINITY | 3 | CONSERVATION | 1 | NO WATER QUALITY IMPROVEMENTS |  | 4573 | 1 | Municipal conservation - expanded | 242 | BENBROOK | C | WUG | MUNICIPAL | 51 | CITY |  | N | 2010 | 2010 | 9270 | 22348 | 24672 | 29346 | 34955 | 41330 | 5000 | 30 | 242 | BENBROOK | C | WUG | MUNICIPAL | 51 | CITY | C | 220 | TARRANT | 61 | 95 | 103 | 123 | 146 | 172 | N
177 | MUNICIPAL CONSERVATION-EXPANDED | Municipal conservation - expanded | C | 3 | CONSERVATION | 1 | MUNICIPAL CONSERVATION | 1 | NO INFRASTRUCTURE | Includes water conservation pricing structure; water waste prohibition; coin-op clothes washer rebate; industrial, commercial, and institutional (ICI) general rebate; and ICI water audit and site-specific conservation program. | 508 | 2526 | CONSERVATION | C | 220 | TARRANT | 8 | TRINITY | 3 | CONSERVATION | 1 | NO WATER QUALITY IMPROVEMENTS |  | 4574 | 1 | Municipal conservation - expanded | 382 | COLLEYVILLE | C | WUG | MUNICIPAL | 125 | CITY |  | N | 2020 | 2020 | 0 | 0 | 0 | 0 | 0 | 0 | 0 | 0 | 382 | COLLEYVILLE | C | WUG | MUNICIPAL | 125 | CITY | C | 220 | TARRANT | 0 | 2 | 2 | 2 | 2 | 2 | N
177 | MUNICIPAL CONSERVATION-EXPANDED | Municipal conservation - expanded | C | 3 | CONSERVATION | 1 | MUNICIPAL CONSERVATION | 1 | NO INFRASTRUCTURE | Includes water conservation pricing structure; water waste prohibition; coin-op clothes washer rebate; industrial, commercial, and institutional (ICI) general rebate; and ICI water audit and site-specific conservation program. | 508 | 2526 | CONSERVATION | C | 220 | TARRANT | 8 | TRINITY | 3 | CONSERVATION | 1 | NO WATER QUALITY IMPROVEMENTS |  | 4575 | 1 | Municipal conservation - expanded | 694 | DALWORTHINGTON GARDENS | C | WUG | MUNICIPAL | 692 | CITY |  | N | 2020 | 2020 | 0 | 1111 | 1430 | 1663 | 1676 | 1684 | 0 | 0 | 694 | DALWORTHINGTON GARDENS | C | WUG | MUNICIPAL | 692 | CITY | C | 220 | TARRANT | 0 | 4 | 5 | 5 | 5 | 5 | N
177 | MUNICIPAL CONSERVATION-EXPANDED | Municipal conservation - expanded | C | 3 | CONSERVATION | 1 | MUNICIPAL CONSERVATION | 1 | NO INFRASTRUCTURE | Includes water conservation pricing structure; water waste prohibition; coin-op clothes washer rebate; industrial, commercial, and institutional (ICI) general rebate; and ICI water audit and site-specific conservation program. | 508 | 2526 | CONSERVATION | C | 220 | TARRANT | 8 | TRINITY | 3 | CONSERVATION | 1 | NO WATER QUALITY IMPROVEMENTS |  | 4576 | 1 | Municipal conservation - expanded | 742 | EDGECLIFF | C | WUG | MUNICIPAL | 180 | CITY |  | N | 2020 | 2020 | 0 | 1213 | 1239 | 1262 | 1262 | 1262 | 0 | 0 | 742 | EDGECLIFF | C | WUG | MUNICIPAL | 180 | CITY | C | 220 | TARRANT | 0 | 2 | 3 | 3 | 3 | 3 | N
177 | MUNICIPAL CONSERVATION-EXPANDED | Municipal conservation - expanded | C | 3 | CONSERVATION | 1 | MUNICIPAL CONSERVATION | 1 | NO INFRASTRUCTURE | Includes water conservation pricing structure; water waste prohibition; coin-op clothes washer rebate; industrial, commercial, and institutional (ICI) general rebate; and ICI water audit and site-specific conservation program. | 508 | 2526 | CONSERVATION | C | 220 | TARRANT | 8 | TRINITY | 3 | CONSERVATION | 1 | NO WATER QUALITY IMPROVEMENTS |  | 4577 | 1 | Municipal conservation - expanded | 763 | EULESS | C | WUG | MUNICIPAL | 193 | CITY |  | N | 2020 | 2020 | 0 | 31710 | 39044 | 44922 | 45784 | 46225 | 0 | 0 | 763 | EULESS | C | WUG | MUNICIPAL | 193 | CITY | C | 220 | TARRANT | 0 | 43 | 78 | 86 | 87 | 87 | N
177 | MUNICIPAL CONSERVATION-EXPANDED | Municipal conservation - expanded | C | 3 | CONSERVATION | 1 | MUNICIPAL CONSERVATION | 1 | NO INFRASTRUCTURE | Includes water conservation pricing structure; water waste prohibition; coin-op clothes washer rebate; industrial, commercial, and institutional (ICI) general rebate; and ICI water audit and site-specific conservation program. | 508 | 2526 | CONSERVATION | C | 220 | TARRANT | 8 | TRINITY | 3 | CONSERVATION | 1 | NO WATER QUALITY IMPROVEMENTS |  | 4318 | 1 | Municipal conservation - expanded | 55 | FORT WORTH | C | BOTH | MUNICIPAL | 213 | CITY |  | N | 2020 | 2020 | 0 | 394432 | 590978 | 829406 | 1012539 | 1243047 | 0 | 0 | 55 | FORT WORTH | C | BOTH | MUNICIPAL | 213 | CITY | C | 220 | TARRANT | 0 | 488 | 1100 | 1598 | 1938 | 2357 | N
177 | MUNICIPAL CONSERVATION-EXPANDED | Municipal conservation - expanded | C | 3 | CONSERVATION | 1 | MUNICIPAL CONSERVATION | 1 | NO INFRASTRUCTURE | Includes water conservation pricing structure; water waste prohibition; coin-op clothes washer rebate; industrial, commercial, and institutional (ICI) general rebate; and ICI water audit and site-specific conservation program. | 508 | 2526 | CONSERVATION | C | 220 | TARRANT | 8 | TRINITY | 3 | CONSERVATION | 1 | NO WATER QUALITY IMPROVEMENTS |  | 4246 | 1 | Municipal conservation - expanded | 853 | GRAND PRAIRIE | C | BOTH | MUNICIPAL | 245 | CITY |  | N | 2010 | 2010 | 3426 | 18713 | 21411 | 22148 | 22169 | 22694 | 0 | 0 | 853 | GRAND PRAIRIE | C | BOTH | MUNICIPAL | 245 | CITY | C | 220 | TARRANT | 6 | 31 | 37 | 38 | 38 | 39 | N
177 | MUNICIPAL CONSERVATION-EXPANDED | Municipal conservation - expanded | C | 3 | CONSERVATION | 1 | MUNICIPAL CONSERVATION | 1 | NO INFRASTRUCTURE | Includes water conservation pricing structure; water waste prohibition; coin-op clothes washer rebate; industrial, commercial, and institutional (ICI) general rebate; and ICI water audit and site-specific conservation program. | 508 | 2526 | CONSERVATION | C | 220 | TARRANT | 8 | TRINITY | 3 | CONSERVATION | 1 | NO WATER QUALITY IMPROVEMENTS |  | 4580 | 1 | Municipal conservation - expanded | 859 | GRAPEVINE | C | WUG | MUNICIPAL | 249 | CITY |  | N | 2010 | 2010 | 13571 | 40905 | 50821 | 57336 | 57585 | 57585 | 8412 | 30 | 859 | GRAPEVINE | C | WUG | MUNICIPAL | 249 | CITY | C | 220 | TARRANT | 180 | 254 | 316 | 334 | 333 | 333 | N
177 | MUNICIPAL CONSERVATION-EXPANDED | Municipal conservation - expanded | C | 3 | CONSERVATION | 1 | MUNICIPAL CONSERVATION | 1 | NO INFRASTRUCTURE | Includes water conservation pricing structure; water waste prohibition; coin-op clothes washer rebate; industrial, commercial, and institutional (ICI) general rebate; and ICI water audit and site-specific conservation program. | 508 | 2526 | CONSERVATION | C | 220 | TARRANT | 8 | TRINITY | 3 | CONSERVATION | 1 | NO WATER QUALITY IMPROVEMENTS |  | 4581 | 1 | Municipal conservation - expanded | 969 | HURST | C | WUG | MUNICIPAL | 293 | CITY |  | N | 2020 | 2020 | 0 | 20571 | 26490 | 31620 | 31620 | 31620 | 0 | 0 | 969 | HURST | C | WUG | MUNICIPAL | 293 | CITY | C | 220 | TARRANT | 0 | 34 | 57 | 65 | 64 | 64 | N
177 | MUNICIPAL CONSERVATION-EXPANDED | Municipal conservation - expanded | C | 3 | CONSERVATION | 1 | MUNICIPAL CONSERVATION | 1 | NO INFRASTRUCTURE | Includes water conservation pricing structure; water waste prohibition; coin-op clothes washer rebate; industrial, commercial, and institutional (ICI) general rebate; and ICI water audit and site-specific conservation program. | 508 | 2526 | CONSERVATION | C | 220 | TARRANT | 8 | TRINITY | 3 | CONSERVATION | 1 | NO WATER QUALITY IMPROVEMENTS |  | 4582 | 1 | Municipal conservation - expanded | 1251 | KELLER | C | WUG | MUNICIPAL | 315 | CITY |  | N | 2020 | 2020 | 0 | 18053 | 22176 | 24328 | 24427 | 24427 | 0 | 0 | 1251 | KELLER | C | WUG | MUNICIPAL | 315 | CITY | C | 220 | TARRANT | 0 | 42 | 61 | 66 | 66 | 66 | N
177 | MUNICIPAL CONSERVATION-EXPANDED | Municipal conservation - expanded | C | 3 | CONSERVATION | 1 | MUNICIPAL CONSERVATION | 1 | NO INFRASTRUCTURE | Includes water conservation pricing structure; water waste prohibition; coin-op clothes washer rebate; industrial, commercial, and institutional (ICI) general rebate; and ICI water audit and site-specific conservation program. | 508 | 2526 | CONSERVATION | C | 220 | TARRANT | 8 | TRINITY | 3 | CONSERVATION | 1 | NO WATER QUALITY IMPROVEMENTS |  | 4583 | 1 | Municipal conservation - expanded | 1258 | KENNEDALE | C | WUG | MUNICIPAL | 318 | CITY |  | N | 2010 | 2010 | 764 | 4186 | 6284 | 8355 | 8942 | 9241 | 0 | 0 | 1258 | KENNEDALE | C | WUG | MUNICIPAL | 318 | CITY | C | 220 | TARRANT | 1 | 6 | 8 | 11 | 13 | 13 | N
177 | MUNICIPAL CONSERVATION-EXPANDED | Municipal conservation - expanded | C | 3 | CONSERVATION | 1 | MUNICIPAL CONSERVATION | 1 | NO INFRASTRUCTURE | Includes water conservation pricing structure; water waste prohibition; coin-op clothes washer rebate; industrial, commercial, and institutional (ICI) general rebate; and ICI water audit and site-specific conservation program. | 508 | 2526 | CONSERVATION | C | 220 | TARRANT | 8 | TRINITY | 3 | CONSERVATION | 1 | NO WATER QUALITY IMPROVEMENTS |  | 4584 | 1 | Municipal conservation - expanded | 1298 | LAKE WORTH | C | WUG | MUNICIPAL | 341 | CITY |  | N | 2010 | 2010 | 551 | 2501 | 4201 | 5842 | 6369 | 6760 | 0 | 0 | 1298 | LAKE WORTH | C | WUG | MUNICIPAL | 341 | CITY | C | 220 | TARRANT | 1 | 3 | 5 | 6 | 7 | 7 | N
177 | MUNICIPAL CONSERVATION-EXPANDED | Municipal conservation - expanded | C | 3 | CONSERVATION | 1 | MUNICIPAL CONSERVATION | 1 | NO INFRASTRUCTURE | Includes water conservation pricing structure; water waste prohibition; coin-op clothes washer rebate; industrial, commercial, and institutional (ICI) general rebate; and ICI water audit and site-specific conservation program. | 508 | 2526 | CONSERVATION | C | 220 | TARRANT | 8 | TRINITY | 3 | CONSERVATION | 1 | NO WATER QUALITY IMPROVEMENTS |  | 4585 | 1 | Municipal conservation - expanded | 1300 | LAKESIDE | C | WUG | MUNICIPAL | 1036 | CITY |  | N | 2010 | 2010 | 749 | 799 | 850 | 1848 | 2034 | 2231 | 5000 | 30 | 1300 | LAKESIDE | C | WUG | MUNICIPAL | 1036 | CITY | C | 220 | TARRANT | 5 | 6 | 6 | 10 | 11 | 13 | N
177 | MUNICIPAL CONSERVATION-EXPANDED | Municipal conservation - expanded | C | 3 | CONSERVATION | 1 | MUNICIPAL CONSERVATION | 1 | NO INFRASTRUCTURE | Includes water conservation pricing structure; water waste prohibition; coin-op clothes washer rebate; industrial, commercial, and institutional (ICI) general rebate; and ICI water audit and site-specific conservation program. | 508 | 2526 | CONSERVATION | C | 220 | TARRANT | 8 | TRINITY | 3 | CONSERVATION | 1 | NO WATER QUALITY IMPROVEMENTS |  | 4367 | 1 | Municipal conservation - expanded | 94 | MANSFIELD | C | BOTH | MUNICIPAL | 384 | CITY |  | N | 2010 | 2010 | 5189 | 30876 | 43501 | 55242 | 62399 | 69574 | 0 | 0 | 94 | MANSFIELD | C | BOTH | MUNICIPAL | 384 | CITY | C | 220 | TARRANT | 16 | 87 | 135 | 181 | 206 | 231 | N
177 | MUNICIPAL CONSERVATION-EXPANDED | Municipal conservation - expanded | C | 3 | CONSERVATION | 1 | MUNICIPAL CONSERVATION | 1 | NO INFRASTRUCTURE | Includes water conservation pricing structure; water waste prohibition; coin-op clothes washer rebate; industrial, commercial, and institutional (ICI) general rebate; and ICI water audit and site-specific conservation program. | 508 | 2526 | CONSERVATION | C | 220 | TARRANT | 8 | TRINITY | 3 | CONSERVATION | 1 | NO WATER QUALITY IMPROVEMENTS |  | 4587 | 1 | Municipal conservation - expanded | 107 | NORTH RICHLAND HILLS | C | BOTH | MUNICIPAL | 435 | CITY |  | N | 2020 | 2020 | 0 | 33585 | 63612 | 38622 | 39954 | 40874 | 0 | 0 | 107 | NORTH RICHLAND HILLS | C | BOTH | MUNICIPAL | 435 | CITY | C | 220 | TARRANT | 0 | 71 | 101 | 106 | 109 | 111 | N
177 | MUNICIPAL CONSERVATION-EXPANDED | Municipal conservation - expanded | C | 3 | CONSERVATION | 1 | MUNICIPAL CONSERVATION | 1 | NO INFRASTRUCTURE | Includes water conservation pricing structure; water waste prohibition; coin-op clothes washer rebate; industrial, commercial, and institutional (ICI) general rebate; and ICI water audit and site-specific conservation program. | 508 | 2526 | CONSERVATION | C | 220 | TARRANT | 8 | TRINITY | 3 | CONSERVATION | 1 | NO WATER QUALITY IMPROVEMENTS |  | 4588 | 1 | Municipal conservation - expanded | 2178 | PANTEGO | C | WUG | MUNICIPAL | 454 | CITY |  | N | 2010 | 2010 | 1015 | 1015 | 1015 | 1015 | 1015 | 1015 | 5000 | 30 | 2178 | PANTEGO | C | WUG | MUNICIPAL | 454 | CITY | C | 220 | TARRANT | 7 | 7 | 6 | 6 | 6 | 6 | N
177 | MUNICIPAL CONSERVATION-EXPANDED | Municipal conservation - expanded | C | 3 | CONSERVATION | 1 | MUNICIPAL CONSERVATION | 1 | NO INFRASTRUCTURE | Includes water conservation pricing structure; water waste prohibition; coin-op clothes washer rebate; industrial, commercial, and institutional (ICI) general rebate; and ICI water audit and site-specific conservation program. | 508 | 2526 | CONSERVATION | C | 220 | TARRANT | 8 | TRINITY | 3 | CONSERVATION | 1 | NO WATER QUALITY IMPROVEMENTS |  | 4589 | 1 | Municipal conservation - expanded | 2312 | SAGINAW | C | WUG | MUNICIPAL | 527 | CITY |  | N | 2020 | 2020 | 0 | 9452 | 11890 | 14047 | 14923 | 15576 | 0 | 0 | 2312 | SAGINAW | C | WUG | MUNICIPAL | 527 | CITY | C | 220 | TARRANT | 0 | 14 | 21 | 23 | 25 | 25 | N
177 | MUNICIPAL CONSERVATION-EXPANDED | Municipal conservation - expanded | C | 3 | CONSERVATION | 1 | MUNICIPAL CONSERVATION | 1 | NO INFRASTRUCTURE | Includes water conservation pricing structure; water waste prohibition; coin-op clothes washer rebate; industrial, commercial, and institutional (ICI) general rebate; and ICI water audit and site-specific conservation program. | 508 | 2526 | CONSERVATION | C | 220 | TARRANT | 8 | TRINITY | 3 | CONSERVATION | 1 | NO WATER QUALITY IMPROVEMENTS |  | 4590 | 1 | Municipal conservation - expanded | 2383 | SOUTHLAKE | C | WUG | MUNICIPAL | 570 | CITY |  | N | 2020 | 2020 | 0 | 0 | 0 | 0 | 0 | 0 | 0 | 0 | 2383 | SOUTHLAKE | C | WUG | MUNICIPAL | 570 | CITY | C | 220 | TARRANT | 0 | 2 | 2 | 2 | 2 | 2 | N
177 | MUNICIPAL CONSERVATION-EXPANDED | Municipal conservation - expanded | C | 3 | CONSERVATION | 1 | MUNICIPAL CONSERVATION | 1 | NO INFRASTRUCTURE | Includes water conservation pricing structure; water waste prohibition; coin-op clothes washer rebate; industrial, commercial, and institutional (ICI) general rebate; and ICI water audit and site-specific conservation program. | 508 | 2526 | CONSERVATION | C | 220 | TARRANT | 8 | TRINITY | 3 | CONSERVATION | 1 | NO WATER QUALITY IMPROVEMENTS |  | 4591 | 1 | Municipal conservation - expanded | 2615 | WHITE SETTLEMENT | C | WUG | MUNICIPAL | 651 | CITY |  | N | 2010 | 2010 | 1550 | 0 | 0 | 0 | 0 | 0 | 0 | 0 | 2615 | WHITE SETTLEMENT | C | WUG | MUNICIPAL | 651 | CITY | C | 220 | TARRANT | 2 | 1 | 0 | 0 | 0 | 0 | N
177 | MUNICIPAL CONSERVATION-EXPANDED | Municipal conservation - expanded | C | 3 | CONSERVATION | 1 | MUNICIPAL CONSERVATION | 1 | NO INFRASTRUCTURE | Includes water conservation pricing structure; water waste prohibition; coin-op clothes washer rebate; industrial, commercial, and institutional (ICI) general rebate; and ICI water audit and site-specific conservation program. | 514 | 2530 | CONSERVATION | C | 249 | WISE | 8 | TRINITY | 3 | CONSERVATION | 1 | NO WATER QUALITY IMPROVEMENTS |  | 4200 | 1 | Municipal conservation - expanded | 271 | BOLIVAR WSC | C | BOTH | MUNICIPAL | 4028 | UTILITY |  | N | 2010 | 2010 | 444 | 496 | 528 | 745 | 1022 | 1522 | 0 | 0 | 271 | BOLIVAR WSC | C | BOTH | MUNICIPAL | 4028 | UTILITY | C | 249 | WISE | 2 | 2 | 2 | 4 | 5 | 7 | N
177 | MUNICIPAL CONSERVATION-EXPANDED | Municipal conservation - expanded | C | 3 | CONSERVATION | 1 | MUNICIPAL CONSERVATION | 1 | NO INFRASTRUCTURE | Includes water conservation pricing structure; water waste prohibition; coin-op clothes washer rebate; industrial, commercial, and institutional (ICI) general rebate; and ICI water audit and site-specific conservation program. | 514 | 2530 | CONSERVATION | C | 249 | WISE | 8 | TRINITY | 3 | CONSERVATION | 1 | NO WATER QUALITY IMPROVEMENTS |  | 4612 | 1 | Municipal conservation - expanded | 291 | BRIDGEPORT | C | WUG | MUNICIPAL | 76 | CITY |  | N | 2010 | 2010 | 1911 | 6090 | 10363 | 14286 | 16796 | 19917 | 5000 | 30 | 291 | BRIDGEPORT | C | WUG | MUNICIPAL | 76 | CITY | C | 249 | WISE | 13 | 23 | 38 | 47 | 55 | 65 | N
177 | MUNICIPAL CONSERVATION-EXPANDED | Municipal conservation - expanded | C | 3 | CONSERVATION | 1 | MUNICIPAL CONSERVATION | 1 | NO INFRASTRUCTURE | Includes water conservation pricing structure; water waste prohibition; coin-op clothes washer rebate; industrial, commercial, and institutional (ICI) general rebate; and ICI water audit and site-specific conservation program. | 514 | 2530 | CONSERVATION | C | 249 | WISE | 8 | TRINITY | 3 | CONSERVATION | 1 | NO WATER QUALITY IMPROVEMENTS |  | 4613 | 1 | Municipal conservation - expanded | 346 | CHICO | C | WUG | MUNICIPAL | 842 | CITY |  | N | 2010 | 2010 | 761 | 811 | 886 | 986 | 1111 | 1261 | 0 | 0 | 346 | CHICO | C | WUG | MUNICIPAL | 842 | CITY | C | 249 | WISE | 1 | 1 | 1 | 2 | 2 | 2 | N
177 | MUNICIPAL CONSERVATION-EXPANDED | Municipal conservation - expanded | C | 3 | CONSERVATION | 1 | MUNICIPAL CONSERVATION | 1 | NO INFRASTRUCTURE | Includes water conservation pricing structure; water waste prohibition; coin-op clothes washer rebate; industrial, commercial, and institutional (ICI) general rebate; and ICI water audit and site-specific conservation program. | 514 | 2530 | CONSERVATION | C | 249 | WISE | 8 | TRINITY | 3 | CONSERVATION | 1 | NO WATER QUALITY IMPROVEMENTS |  | 4614 | 1 | Municipal conservation - expanded | 704 | DECATUR | C | WUG | MUNICIPAL | 153 | CITY |  | N | 2010 | 2010 | 2137 | 6494 | 11154 | 16657 | 21514 | 25955 | 5000 | 30 | 704 | DECATUR | C | WUG | MUNICIPAL | 153 | CITY | C | 249 | WISE | 12 | 20 | 32 | 45 | 58 | 68 | N
177 | MUNICIPAL CONSERVATION-EXPANDED | Municipal conservation - expanded | C | 3 | CONSERVATION | 1 | MUNICIPAL CONSERVATION | 1 | NO INFRASTRUCTURE | Includes water conservation pricing structure; water waste prohibition; coin-op clothes washer rebate; industrial, commercial, and institutional (ICI) general rebate; and ICI water audit and site-specific conservation program. | 514 | 2530 | CONSERVATION | C | 249 | WISE | 8 | TRINITY | 3 | CONSERVATION | 1 | NO WATER QUALITY IMPROVEMENTS |  | 4318 | 1 | Municipal conservation - expanded | 55 | FORT WORTH | C | BOTH | MUNICIPAL | 213 | CITY |  | N | 2020 | 2020 | 0 | 5681 | 10162 | 15021 | 19390 | 23620 | 0 | 0 | 55 | FORT WORTH | C | BOTH | MUNICIPAL | 213 | CITY | C | 249 | WISE | 0 | 7 | 19 | 29 | 37 | 45 | N
177 | MUNICIPAL CONSERVATION-EXPANDED | Municipal conservation - expanded | C | 3 | CONSERVATION | 1 | MUNICIPAL CONSERVATION | 1 | NO INFRASTRUCTURE | Includes water conservation pricing structure; water waste prohibition; coin-op clothes washer rebate; industrial, commercial, and institutional (ICI) general rebate; and ICI water audit and site-specific conservation program. | 514 | 2530 | CONSERVATION | C | 249 | WISE | 8 | TRINITY | 3 | CONSERVATION | 1 | NO WATER QUALITY IMPROVEMENTS |  | 4616 | 1 | Municipal conservation - expanded | 2118 | NEWARK | C | WUG | MUNICIPAL | 920 | CITY |  | N | 2010 | 2010 | 720 | 879 | 1021 | 1261 | 1550 | 1990 | 5000 | 30 | 2118 | NEWARK | C | WUG | MUNICIPAL | 920 | CITY | C | 249 | WISE | 1 | 2 | 3 | 4 | 5 | 7 | N
177 | MUNICIPAL CONSERVATION-EXPANDED | Municipal conservation - expanded | C | 3 | CONSERVATION | 1 | MUNICIPAL CONSERVATION | 1 | NO INFRASTRUCTURE | Includes water conservation pricing structure; water waste prohibition; coin-op clothes washer rebate; industrial, commercial, and institutional (ICI) general rebate; and ICI water audit and site-specific conservation program. | 514 | 2530 | CONSERVATION | C | 249 | WISE | 8 | TRINITY | 3 | CONSERVATION | 1 | NO WATER QUALITY IMPROVEMENTS |  | 4502 | 1 | Municipal conservation - expanded | 153 | WALNUT CREEK SUD | C | BOTH | MUNICIPAL | 4373 | UTILITY |  | N | 2010 | 2010 | 656 | 967 | 1496 | 1799 | 1925 | 2051 | 0 | 0 | 153 | WALNUT CREEK SUD | C | BOTH | MUNICIPAL | 4373 | UTILITY | C | 249 | WISE | 2 | 3 | 5 | 6 | 6 | 7 | N
43 | MUNICIPAL CONSERVATION - LARGE WUG | Municipal conservation - large water user group | H | 3 | CONSERVATION | 1 | MUNICIPAL CONSERVATION | 1 | NO INFRASTRUCTURE | Large WUG pop 10,000+ Based on BMPs: Water Audits, Indoor/Exterior Audits, Pool/Fountain Stds, In-house Programs, Unaccounted-for-water, Public Ed, Water Wise program, Savings = 6.8%, Cost = $213/acft | 114 | 2556 | CONSERVATION | H | 20 | BRAZORIA | 12 | BRAZOS | 3 | CONSERVATION | 1 | NO WATER QUALITY IMPROVEMENTS |  | 2123 | 1 | Municipal conservation - large water user group | 815 | FREEPORT | H | WUG | MUNICIPAL | 217 | CITY |  | N | 2020 | 2020 | 0 | 1917 | 1704 | 1704 | 1704 | 1704 | 0 | 0 | 815 | FREEPORT | H | WUG | MUNICIPAL | 217 | CITY | H | 20 | BRAZORIA | 0 | 9 | 8 | 8 | 8 | 8 | N
43 | MUNICIPAL CONSERVATION - LARGE WUG | Municipal conservation - large water user group | H | 3 | CONSERVATION | 1 | MUNICIPAL CONSERVATION | 1 | NO INFRASTRUCTURE | Large WUG pop 10,000+ Based on BMPs: Water Audits, Indoor/Exterior Audits, Pool/Fountain Stds, In-house Programs, Unaccounted-for-water, Public Ed, Water Wise program, Savings = 6.8%, Cost = $213/acft | 83 | 2544 | CONSERVATION | H | 20 | BRAZORIA | 11 | SAN JACINTO-BRAZOS | 3 | CONSERVATION | 1 | NO WATER QUALITY IMPROVEMENTS |  | 2408 | 1 | Municipal conservation - large water user group | 179 | ALVIN | H | WUG | MUNICIPAL | 13 | CITY |  | N | 2020 | 2020 | 0 | 36210 | 46434 | 48138 | 50481 | 53676 | 0 | 0 | 179 | ALVIN | H | WUG | MUNICIPAL | 13 | CITY | H | 20 | BRAZORIA | 0 | 170 | 218 | 226 | 237 | 252 | N
43 | MUNICIPAL CONSERVATION - LARGE WUG | Municipal conservation - large water user group | H | 3 | CONSERVATION | 1 | MUNICIPAL CONSERVATION | 1 | NO INFRASTRUCTURE | Large WUG pop 10,000+ Based on BMPs: Water Audits, Indoor/Exterior Audits, Pool/Fountain Stds, In-house Programs, Unaccounted-for-water, Public Ed, Water Wise program, Savings = 6.8%, Cost = $213/acft | 83 | 2544 | CONSERVATION | H | 20 | BRAZORIA | 11 | SAN JACINTO-BRAZOS | 3 | CONSERVATION | 1 | NO WATER QUALITY IMPROVEMENTS |  | 2409 | 1 | Municipal conservation - large water user group | 186 | ANGLETON | H | WUG | MUNICIPAL | 18 | CITY |  | N | 2010 | 2010 | 30033 | 30033 | 30246 | 30459 | 31098 | 32376 | 0 | 0 | 186 | ANGLETON | H | WUG | MUNICIPAL | 18 | CITY | H | 20 | BRAZORIA | 141 | 141 | 142 | 143 | 146 | 152 | N
43 | MUNICIPAL CONSERVATION - LARGE WUG | Municipal conservation - large water user group | H | 3 | CONSERVATION | 1 | MUNICIPAL CONSERVATION | 1 | NO INFRASTRUCTURE | Large WUG pop 10,000+ Based on BMPs: Water Audits, Indoor/Exterior Audits, Pool/Fountain Stds, In-house Programs, Unaccounted-for-water, Public Ed, Water Wise program, Savings = 6.8%, Cost = $213/acft | 83 | 2544 | CONSERVATION | H | 20 | BRAZORIA | 11 | SAN JACINTO-BRAZOS | 3 | CONSERVATION | 1 | NO WATER QUALITY IMPROVEMENTS |  | 2410 | 1 | Municipal conservation - large water user group | 373 | CLUTE | H | WUG | MUNICIPAL | 118 | CITY |  | N | 2010 | 2010 | 7242 | 14271 | 17040 | 17466 | 18318 | 19170 | 0 | 0 | 373 | CLUTE | H | WUG | MUNICIPAL | 118 | CITY | H | 20 | BRAZORIA | 34 | 67 | 80 | 82 | 86 | 90 | N
43 | MUNICIPAL CONSERVATION - LARGE WUG | Municipal conservation - large water user group | H | 3 | CONSERVATION | 1 | MUNICIPAL CONSERVATION | 1 | NO INFRASTRUCTURE | Large WUG pop 10,000+ Based on BMPs: Water Audits, Indoor/Exterior Audits, Pool/Fountain Stds, In-house Programs, Unaccounted-for-water, Public Ed, Water Wise program, Savings = 6.8%, Cost = $213/acft | 83 | 2544 | CONSERVATION | H | 20 | BRAZORIA | 11 | SAN JACINTO-BRAZOS | 3 | CONSERVATION | 1 | NO WATER QUALITY IMPROVEMENTS |  | 7056 | 1 | Municipal conservation - large water user group | 815 | FREEPORT | H | WUG | MUNICIPAL | 217 | CITY |  | N | 2020 | 2020 | 0 | 27690 | 31950 | 35571 | 39618 | 44304 | 0 | 0 | 815 | FREEPORT | H | WUG | MUNICIPAL | 217 | CITY | H | 20 | BRAZORIA | 0 | 130 | 150 | 167 | 186 | 208 | N
43 | MUNICIPAL CONSERVATION - LARGE WUG | Municipal conservation - large water user group | H | 3 | CONSERVATION | 1 | MUNICIPAL CONSERVATION | 1 | NO INFRASTRUCTURE | Large WUG pop 10,000+ Based on BMPs: Water Audits, Indoor/Exterior Audits, Pool/Fountain Stds, In-house Programs, Unaccounted-for-water, Public Ed, Water Wise program, Savings = 6.8%, Cost = $213/acft | 83 | 2544 | CONSERVATION | H | 20 | BRAZORIA | 11 | SAN JACINTO-BRAZOS | 3 | CONSERVATION | 1 | NO WATER QUALITY IMPROVEMENTS |  | 2412 | 1 | Municipal conservation - large water user group | 1293 | LAKE JACKSON | H | WUG | MUNICIPAL | 338 | CITY |  | N | 2010 | 2010 | 54315 | 58575 | 62196 | 66030 | 70290 | 75615 | 0 | 0 | 1293 | LAKE JACKSON | H | WUG | MUNICIPAL | 338 | CITY | H | 20 | BRAZORIA | 255 | 275 | 292 | 310 | 330 | 355 | N
43 | MUNICIPAL CONSERVATION - LARGE WUG | Municipal conservation - large water user group | H | 3 | CONSERVATION | 1 | MUNICIPAL CONSERVATION | 1 | NO INFRASTRUCTURE | Large WUG pop 10,000+ Based on BMPs: Water Audits, Indoor/Exterior Audits, Pool/Fountain Stds, In-house Programs, Unaccounted-for-water, Public Ed, Water Wise program, Savings = 6.8%, Cost = $213/acft | 83 | 2544 | CONSERVATION | H | 20 | BRAZORIA | 11 | SAN JACINTO-BRAZOS | 3 | CONSERVATION | 1 | NO WATER QUALITY IMPROVEMENTS |  | 2413 | 1 | Municipal conservation - large water user group | 1796 | MANVEL | H | WUG | MUNICIPAL | 721 | CITY |  | N | 2020 | 2020 | 0 | 6390 | 6390 | 6177 | 5964 | 5964 | 0 | 0 | 1796 | MANVEL | H | WUG | MUNICIPAL | 721 | CITY | H | 20 | BRAZORIA | 0 | 30 | 30 | 29 | 28 | 28 | N
43 | MUNICIPAL CONSERVATION - LARGE WUG | Municipal conservation - large water user group | H | 3 | CONSERVATION | 1 | MUNICIPAL CONSERVATION | 1 | NO INFRASTRUCTURE | Large WUG pop 10,000+ Based on BMPs: Water Audits, Indoor/Exterior Audits, Pool/Fountain Stds, In-house Programs, Unaccounted-for-water, Public Ed, Water Wise program, Savings = 6.8%, Cost = $213/acft | 118 | 2575 | CONSERVATION | H | 79 | FORT BEND | 12 | BRAZOS | 3 | CONSERVATION | 1 | NO WATER QUALITY IMPROVEMENTS |  | 7035 | 1 | Municipal conservation - large water user group | 2071 | MISSOURI CITY | H | BOTH | MUNICIPAL | 409 | CITY |  | N | 2020 | 2020 | 0 | 5325 | 6390 | 7455 | 8094 | 9798 | 0 | 0 | 2071 | MISSOURI CITY | H | BOTH | MUNICIPAL | 409 | CITY | H | 79 | FORT BEND | 0 | 25 | 30 | 35 | 38 | 46 | N
43 | MUNICIPAL CONSERVATION - LARGE WUG | Municipal conservation - large water user group | H | 3 | CONSERVATION | 1 | MUNICIPAL CONSERVATION | 1 | NO INFRASTRUCTURE | Large WUG pop 10,000+ Based on BMPs: Water Audits, Indoor/Exterior Audits, Pool/Fountain Stds, In-house Programs, Unaccounted-for-water, Public Ed, Water Wise program, Savings = 6.8%, Cost = $213/acft | 118 | 2575 | CONSERVATION | H | 79 | FORT BEND | 12 | BRAZOS | 3 | CONSERVATION | 1 | NO WATER QUALITY IMPROVEMENTS |  | 2134 | 1 | Municipal conservation - large water user group | 2493 | SUGAR LAND | H | BOTH | MUNICIPAL | 585 | CITY |  | N | 2020 | 2020 | 0 | 133125 | 136533 | 135894 | 135894 | 135894 | 0 | 0 | 2493 | SUGAR LAND | H | BOTH | MUNICIPAL | 585 | CITY | H | 79 | FORT BEND | 0 | 625 | 641 | 638 | 638 | 638 | N
43 | MUNICIPAL CONSERVATION - LARGE WUG | Municipal conservation - large water user group | H | 3 | CONSERVATION | 1 | MUNICIPAL CONSERVATION | 1 | NO INFRASTRUCTURE | Large WUG pop 10,000+ Based on BMPs: Water Audits, Indoor/Exterior Audits, Pool/Fountain Stds, In-house Programs, Unaccounted-for-water, Public Ed, Water Wise program, Savings = 6.8%, Cost = $213/acft | 115 | 2536 | CONSERVATION | H | 79 | FORT BEND | 10 | SAN JACINTO | 3 | CONSERVATION | 1 | NO WATER QUALITY IMPROVEMENTS |  | 1006 | 1 | Municipal conservation - large water user group | 76 | HOUSTON | H | BOTH | MUNICIPAL | 285 | CITY |  | N | 2010 | 2010 | 54954 | 63048 | 72633 | 82857 | 96702 | 113316 | 0 | 0 | 76 | HOUSTON | H | BOTH | MUNICIPAL | 285 | CITY | H | 79 | FORT BEND | 258 | 296 | 341 | 389 | 454 | 532 | N
43 | MUNICIPAL CONSERVATION - LARGE WUG | Municipal conservation - large water user group | H | 3 | CONSERVATION | 1 | MUNICIPAL CONSERVATION | 1 | NO INFRASTRUCTURE | Large WUG pop 10,000+ Based on BMPs: Water Audits, Indoor/Exterior Audits, Pool/Fountain Stds, In-house Programs, Unaccounted-for-water, Public Ed, Water Wise program, Savings = 6.8%, Cost = $213/acft | 115 | 2536 | CONSERVATION | H | 79 | FORT BEND | 10 | SAN JACINTO | 3 | CONSERVATION | 1 | NO WATER QUALITY IMPROVEMENTS |  | 1065 | 1 | Municipal conservation - large water user group | 1248 | KATY | H | WUG | MUNICIPAL | 312 | CITY |  | N | 2010 | 2010 | 3834 | 5112 | 6603 | 8094 | 10011 | 12354 | 0 | 0 | 1248 | KATY | H | WUG | MUNICIPAL | 312 | CITY | H | 79 | FORT BEND | 18 | 24 | 31 | 38 | 47 | 58 | N
43 | MUNICIPAL CONSERVATION - LARGE WUG | Municipal conservation - large water user group | H | 3 | CONSERVATION | 1 | MUNICIPAL CONSERVATION | 1 | NO INFRASTRUCTURE | Large WUG pop 10,000+ Based on BMPs: Water Audits, Indoor/Exterior Audits, Pool/Fountain Stds, In-house Programs, Unaccounted-for-water, Public Ed, Water Wise program, Savings = 6.8%, Cost = $213/acft | 115 | 2536 | CONSERVATION | H | 79 | FORT BEND | 10 | SAN JACINTO | 3 | CONSERVATION | 1 | NO WATER QUALITY IMPROVEMENTS |  | 1074 | 1 | Municipal conservation - large water user group | 2071 | MISSOURI CITY | H | BOTH | MUNICIPAL | 409 | CITY |  | N | 2020 | 2020 | 0 | 43239 | 51546 | 60279 | 66669 | 81153 | 0 | 0 | 2071 | MISSOURI CITY | H | BOTH | MUNICIPAL | 409 | CITY | H | 79 | FORT BEND | 0 | 203 | 242 | 283 | 313 | 381 | N
43 | MUNICIPAL CONSERVATION - LARGE WUG | Municipal conservation - large water user group | H | 3 | CONSERVATION | 1 | MUNICIPAL CONSERVATION | 1 | NO INFRASTRUCTURE | Large WUG pop 10,000+ Based on BMPs: Water Audits, Indoor/Exterior Audits, Pool/Fountain Stds, In-house Programs, Unaccounted-for-water, Public Ed, Water Wise program, Savings = 6.8%, Cost = $213/acft | 115 | 2536 | CONSERVATION | H | 79 | FORT BEND | 10 | SAN JACINTO | 3 | CONSERVATION | 1 | NO WATER QUALITY IMPROVEMENTS |  | 1119 | 1 | Municipal conservation - large water user group | 2493 | SUGAR LAND | H | BOTH | MUNICIPAL | 585 | CITY |  | N | 2020 | 2020 | 0 | 13419 | 13632 | 13632 | 13632 | 13632 | 0 | 0 | 2493 | SUGAR LAND | H | BOTH | MUNICIPAL | 585 | CITY | H | 79 | FORT BEND | 0 | 63 | 64 | 64 | 64 | 64 | N
43 | MUNICIPAL CONSERVATION - LARGE WUG | Municipal conservation - large water user group | H | 3 | CONSERVATION | 1 | MUNICIPAL CONSERVATION | 1 | NO INFRASTRUCTURE | Large WUG pop 10,000+ Based on BMPs: Water Audits, Indoor/Exterior Audits, Pool/Fountain Stds, In-house Programs, Unaccounted-for-water, Public Ed, Water Wise program, Savings = 6.8%, Cost = $213/acft | 122 | 2545 | CONSERVATION | H | 79 | FORT BEND | 11 | SAN JACINTO-BRAZOS | 3 | CONSERVATION | 1 | NO WATER QUALITY IMPROVEMENTS |  | 2431 | 1 | Municipal conservation - large water user group | 795 | FORT BEND COUNTY MUD #25 | H | WUG | MUNICIPAL | 4122 | UTILITY |  | N | 2010 | 2010 | 21513 | 30033 | 40683 | 51333 | 65817 | 82431 | 0 | 0 | 795 | FORT BEND COUNTY MUD #25 | H | WUG | MUNICIPAL | 4122 | UTILITY | H | 79 | FORT BEND | 101 | 141 | 191 | 241 | 309 | 387 | N
43 | MUNICIPAL CONSERVATION - LARGE WUG | Municipal conservation - large water user group | H | 3 | CONSERVATION | 1 | MUNICIPAL CONSERVATION | 1 | NO INFRASTRUCTURE | Large WUG pop 10,000+ Based on BMPs: Water Audits, Indoor/Exterior Audits, Pool/Fountain Stds, In-house Programs, Unaccounted-for-water, Public Ed, Water Wise program, Savings = 6.8%, Cost = $213/acft | 122 | 2545 | CONSERVATION | H | 79 | FORT BEND | 11 | SAN JACINTO-BRAZOS | 3 | CONSERVATION | 1 | NO WATER QUALITY IMPROVEMENTS |  | 7060 | 1 | Municipal conservation - large water user group | 76 | HOUSTON | H | BOTH | MUNICIPAL | 285 | CITY |  | N | 2010 | 2010 | 38553 | 44304 | 51120 | 58149 | 67947 | 79662 | 0 | 0 | 76 | HOUSTON | H | BOTH | MUNICIPAL | 285 | CITY | H | 79 | FORT BEND | 181 | 208 | 240 | 273 | 319 | 374 | N
43 | MUNICIPAL CONSERVATION - LARGE WUG | Municipal conservation - large water user group | H | 3 | CONSERVATION | 1 | MUNICIPAL CONSERVATION | 1 | NO INFRASTRUCTURE | Large WUG pop 10,000+ Based on BMPs: Water Audits, Indoor/Exterior Audits, Pool/Fountain Stds, In-house Programs, Unaccounted-for-water, Public Ed, Water Wise program, Savings = 6.8%, Cost = $213/acft | 122 | 2545 | CONSERVATION | H | 79 | FORT BEND | 11 | SAN JACINTO-BRAZOS | 3 | CONSERVATION | 1 | NO WATER QUALITY IMPROVEMENTS |  | 2433 | 1 | Municipal conservation - large water user group | 2071 | MISSOURI CITY | H | BOTH | MUNICIPAL | 409 | CITY |  | N | 2020 | 2020 | 0 | 195321 | 233448 | 272640 | 301821 | 366999 | 0 | 0 | 2071 | MISSOURI CITY | H | BOTH | MUNICIPAL | 409 | CITY | H | 79 | FORT BEND | 0 | 917 | 1096 | 1280 | 1417 | 1723 | N
43 | MUNICIPAL CONSERVATION - LARGE WUG | Municipal conservation - large water user group | H | 3 | CONSERVATION | 1 | MUNICIPAL CONSERVATION | 1 | NO INFRASTRUCTURE | Large WUG pop 10,000+ Based on BMPs: Water Audits, Indoor/Exterior Audits, Pool/Fountain Stds, In-house Programs, Unaccounted-for-water, Public Ed, Water Wise program, Savings = 6.8%, Cost = $213/acft | 122 | 2545 | CONSERVATION | H | 79 | FORT BEND | 11 | SAN JACINTO-BRAZOS | 3 | CONSERVATION | 1 | NO WATER QUALITY IMPROVEMENTS |  | 2434 | 1 | Municipal conservation - large water user group | 2493 | SUGAR LAND | H | BOTH | MUNICIPAL | 585 | CITY |  | N | 2020 | 2020 | 0 | 181902 | 186588 | 185736 | 185736 | 185736 | 0 | 0 | 2493 | SUGAR LAND | H | BOTH | MUNICIPAL | 585 | CITY | H | 79 | FORT BEND | 0 | 854 | 876 | 872 | 872 | 872 | N
43 | MUNICIPAL CONSERVATION - LARGE WUG | Municipal conservation - large water user group | H | 3 | CONSERVATION | 1 | MUNICIPAL CONSERVATION | 1 | NO INFRASTRUCTURE | Large WUG pop 10,000+ Based on BMPs: Water Audits, Indoor/Exterior Audits, Pool/Fountain Stds, In-house Programs, Unaccounted-for-water, Public Ed, Water Wise program, Savings = 6.8%, Cost = $213/acft | 124 | 2546 | CONSERVATION | H | 84 | GALVESTON | 11 | SAN JACINTO-BRAZOS | 3 | CONSERVATION | 1 | NO WATER QUALITY IMPROVEMENTS |  | 2444 | 1 | Municipal conservation - large water user group | 714 | DICKINSON | H | WUG | MUNICIPAL | 165 | CITY |  | N | 2010 | 2010 | 41748 | 46221 | 48351 | 48990 | 49416 | 50055 | 0 | 0 | 714 | DICKINSON | H | WUG | MUNICIPAL | 165 | CITY | H | 84 | GALVESTON | 196 | 217 | 227 | 230 | 232 | 235 | N
43 | MUNICIPAL CONSERVATION - LARGE WUG | Municipal conservation - large water user group | H | 3 | CONSERVATION | 1 | MUNICIPAL CONSERVATION | 1 | NO INFRASTRUCTURE | Large WUG pop 10,000+ Based on BMPs: Water Audits, Indoor/Exterior Audits, Pool/Fountain Stds, In-house Programs, Unaccounted-for-water, Public Ed, Water Wise program, Savings = 6.8%, Cost = $213/acft | 124 | 2546 | CONSERVATION | H | 84 | GALVESTON | 11 | SAN JACINTO-BRAZOS | 3 | CONSERVATION | 1 | NO WATER QUALITY IMPROVEMENTS |  | 2445 | 1 | Municipal conservation - large water user group | 1309 | LEAGUE CITY | H | WUG | MUNICIPAL | 350 | CITY |  | N | 2010 | 2010 | 100962 | 111399 | 117150 | 118215 | 119280 | 120771 | 0 | 0 | 1309 | LEAGUE CITY | H | WUG | MUNICIPAL | 350 | CITY | H | 84 | GALVESTON | 474 | 523 | 550 | 555 | 560 | 567 | N
43 | MUNICIPAL CONSERVATION - LARGE WUG | Municipal conservation - large water user group | H | 3 | CONSERVATION | 1 | MUNICIPAL CONSERVATION | 1 | NO INFRASTRUCTURE | Large WUG pop 10,000+ Based on BMPs: Water Audits, Indoor/Exterior Audits, Pool/Fountain Stds, In-house Programs, Unaccounted-for-water, Public Ed, Water Wise program, Savings = 6.8%, Cost = $213/acft | 117 | 2538 | CONSERVATION | H | 101 | HARRIS | 10 | SAN JACINTO | 3 | CONSERVATION | 1 | NO WATER QUALITY IMPROVEMENTS |  | 1008 | 1 | Municipal conservation - large water user group | 236 | BELLAIRE | H | WUG | MUNICIPAL | 46 | CITY |  | N | 2010 | 2010 | 50481 | 53889 | 57510 | 61131 | 64965 | 69225 | 0 | 0 | 236 | BELLAIRE | H | WUG | MUNICIPAL | 46 | CITY | H | 101 | HARRIS | 237 | 253 | 270 | 287 | 305 | 325 | N
43 | MUNICIPAL CONSERVATION - LARGE WUG | Municipal conservation - large water user group | H | 3 | CONSERVATION | 1 | MUNICIPAL CONSERVATION | 1 | NO INFRASTRUCTURE | Large WUG pop 10,000+ Based on BMPs: Water Audits, Indoor/Exterior Audits, Pool/Fountain Stds, In-house Programs, Unaccounted-for-water, Public Ed, Water Wise program, Savings = 6.8%, Cost = $213/acft | 117 | 2538 | CONSERVATION | H | 101 | HARRIS | 10 | SAN JACINTO | 3 | CONSERVATION | 1 | NO WATER QUALITY IMPROVEMENTS |  | 1032 | 1 | Municipal conservation - large water user group | 825 | GALENA PARK | H | WUG | MUNICIPAL | 226 | CITY |  | N | 2010 | 2010 | 16614 | 16614 | 16827 | 16827 | 17253 | 17892 | 0 | 0 | 825 | GALENA PARK | H | WUG | MUNICIPAL | 226 | CITY | H | 101 | HARRIS | 78 | 78 | 79 | 79 | 81 | 84 | N
43 | MUNICIPAL CONSERVATION - LARGE WUG | Municipal conservation - large water user group | H | 3 | CONSERVATION | 1 | MUNICIPAL CONSERVATION | 1 | NO INFRASTRUCTURE | Large WUG pop 10,000+ Based on BMPs: Water Audits, Indoor/Exterior Audits, Pool/Fountain Stds, In-house Programs, Unaccounted-for-water, Public Ed, Water Wise program, Savings = 6.8%, Cost = $213/acft | 117 | 2538 | CONSERVATION | H | 101 | HARRIS | 10 | SAN JACINTO | 3 | CONSERVATION | 1 | NO WATER QUALITY IMPROVEMENTS |  | 1048 | 1 | Municipal conservation - large water user group | 906 | HARRIS COUNTY MUD #53 | H | WUG | MUNICIPAL | 4186 | UTILITY |  | N | 2010 | 2010 | 26199 | 32163 | 37914 | 43665 | 49416 | 55593 | 0 | 0 | 906 | HARRIS COUNTY MUD #53 | H | WUG | MUNICIPAL | 4186 | UTILITY | H | 101 | HARRIS | 123 | 151 | 178 | 205 | 232 | 261 | N
43 | MUNICIPAL CONSERVATION - LARGE WUG | Municipal conservation - large water user group | H | 3 | CONSERVATION | 1 | MUNICIPAL CONSERVATION | 1 | NO INFRASTRUCTURE | Large WUG pop 10,000+ Based on BMPs: Water Audits, Indoor/Exterior Audits, Pool/Fountain Stds, In-house Programs, Unaccounted-for-water, Public Ed, Water Wise program, Savings = 6.8%, Cost = $213/acft | 117 | 2538 | CONSERVATION | H | 101 | HARRIS | 10 | SAN JACINTO | 3 | CONSERVATION | 1 | NO WATER QUALITY IMPROVEMENTS |  | 1049 | 1 | Municipal conservation - large water user group | 911 | HARRIS COUNTY WCID #1 | H | WUG | MUNICIPAL | 4193 | UTILITY |  | N | 2020 | 2020 | 0 | 15975 | 17892 | 19809 | 21726 | 23643 | 0 | 0 | 911 | HARRIS COUNTY WCID #1 | H | WUG | MUNICIPAL | 4193 | UTILITY | H | 101 | HARRIS | 0 | 75 | 84 | 93 | 102 | 111 | N
43 | MUNICIPAL CONSERVATION - LARGE WUG | Municipal conservation - large water user group | H | 3 | CONSERVATION | 1 | MUNICIPAL CONSERVATION | 1 | NO INFRASTRUCTURE | Large WUG pop 10,000+ Based on BMPs: Water Audits, Indoor/Exterior Audits, Pool/Fountain Stds, In-house Programs, Unaccounted-for-water, Public Ed, Water Wise program, Savings = 6.8%, Cost = $213/acft | 117 | 2538 | CONSERVATION | H | 101 | HARRIS | 10 | SAN JACINTO | 3 | CONSERVATION | 1 | NO WATER QUALITY IMPROVEMENTS |  | 1050 | 1 | Municipal conservation - large water user group | 913 | HARRIS COUNTY WCID #21 | H | WUG | MUNICIPAL | 4196 | UTILITY |  | N | 2010 | 2010 | 19170 | 19809 | 20448 | 20874 | 21726 | 22791 | 0 | 0 | 913 | HARRIS COUNTY WCID #21 | H | WUG | MUNICIPAL | 4196 | UTILITY | H | 101 | HARRIS | 90 | 93 | 96 | 98 | 102 | 107 | N
43 | MUNICIPAL CONSERVATION - LARGE WUG | Municipal conservation - large water user group | H | 3 | CONSERVATION | 1 | MUNICIPAL CONSERVATION | 1 | NO INFRASTRUCTURE | Large WUG pop 10,000+ Based on BMPs: Water Audits, Indoor/Exterior Audits, Pool/Fountain Stds, In-house Programs, Unaccounted-for-water, Public Ed, Water Wise program, Savings = 6.8%, Cost = $213/acft | 117 | 2538 | CONSERVATION | H | 101 | HARRIS | 10 | SAN JACINTO | 3 | CONSERVATION | 1 | NO WATER QUALITY IMPROVEMENTS |  | 1051 | 1 | Municipal conservation - large water user group | 914 | HARRIS COUNTY WCID #36 | H | WUG | MUNICIPAL | 4197 | UTILITY |  | N | 2010 | 2010 | 18105 | 19596 | 20874 | 22365 | 23856 | 25560 | 0 | 0 | 914 | HARRIS COUNTY WCID #36 | H | WUG | MUNICIPAL | 4197 | UTILITY | H | 101 | HARRIS | 85 | 92 | 98 | 105 | 112 | 120 | N
43 | MUNICIPAL CONSERVATION - LARGE WUG | Municipal conservation - large water user group | H | 3 | CONSERVATION | 1 | MUNICIPAL CONSERVATION | 1 | NO INFRASTRUCTURE | Large WUG pop 10,000+ Based on BMPs: Water Audits, Indoor/Exterior Audits, Pool/Fountain Stds, In-house Programs, Unaccounted-for-water, Public Ed, Water Wise program, Savings = 6.8%, Cost = $213/acft | 117 | 2538 | CONSERVATION | H | 101 | HARRIS | 10 | SAN JACINTO | 3 | CONSERVATION | 1 | NO WATER QUALITY IMPROVEMENTS |  | 1006 | 1 | Municipal conservation - large water user group | 76 | HOUSTON | H | BOTH | MUNICIPAL | 285 | CITY |  | N | 2010 | 2010 | 4885794 | 5385492 | 5851962 | 6332703 | 6841986 | 7391952 | 0 | 0 | 76 | HOUSTON | H | BOTH | MUNICIPAL | 285 | CITY | H | 101 | HARRIS | 22938 | 25284 | 27474 | 29731 | 32122 | 34704 | N
43 | MUNICIPAL CONSERVATION - LARGE WUG | Municipal conservation - large water user group | H | 3 | CONSERVATION | 1 | MUNICIPAL CONSERVATION | 1 | NO INFRASTRUCTURE | Large WUG pop 10,000+ Based on BMPs: Water Audits, Indoor/Exterior Audits, Pool/Fountain Stds, In-house Programs, Unaccounted-for-water, Public Ed, Water Wise program, Savings = 6.8%, Cost = $213/acft | 117 | 2538 | CONSERVATION | H | 101 | HARRIS | 10 | SAN JACINTO | 3 | CONSERVATION | 1 | NO WATER QUALITY IMPROVEMENTS |  | 1057 | 1 | Municipal conservation - large water user group | 966 | HUMBLE | H | WUG | MUNICIPAL | 289 | CITY |  | N | 2010 | 2010 | 49416 | 54954 | 60279 | 65604 | 71142 | 77106 | 0 | 0 | 966 | HUMBLE | H | WUG | MUNICIPAL | 289 | CITY | H | 101 | HARRIS | 232 | 258 | 283 | 308 | 334 | 362 | N
43 | MUNICIPAL CONSERVATION - LARGE WUG | Municipal conservation - large water user group | H | 3 | CONSERVATION | 1 | MUNICIPAL CONSERVATION | 1 | NO INFRASTRUCTURE | Large WUG pop 10,000+ Based on BMPs: Water Audits, Indoor/Exterior Audits, Pool/Fountain Stds, In-house Programs, Unaccounted-for-water, Public Ed, Water Wise program, Savings = 6.8%, Cost = $213/acft | 117 | 2538 | CONSERVATION | H | 101 | HARRIS | 10 | SAN JACINTO | 3 | CONSERVATION | 1 | NO WATER QUALITY IMPROVEMENTS |  | 1068 | 1 | Municipal conservation - large water user group | 1222 | JACINTO CITY | H | WUG | MUNICIPAL | 301 | CITY |  | N | 2030 | 2030 | 0 | 0 | 12141 | 19596 | 20661 | 21726 | 0 | 0 | 1222 | JACINTO CITY | H | WUG | MUNICIPAL | 301 | CITY | H | 101 | HARRIS | 0 | 0 | 57 | 92 | 97 | 102 | N
43 | MUNICIPAL CONSERVATION - LARGE WUG | Municipal conservation - large water user group | H | 3 | CONSERVATION | 1 | MUNICIPAL CONSERVATION | 1 | NO INFRASTRUCTURE | Large WUG pop 10,000+ Based on BMPs: Water Audits, Indoor/Exterior Audits, Pool/Fountain Stds, In-house Programs, Unaccounted-for-water, Public Ed, Water Wise program, Savings = 6.8%, Cost = $213/acft | 117 | 2538 | CONSERVATION | H | 101 | HARRIS | 10 | SAN JACINTO | 3 | CONSERVATION | 1 | NO WATER QUALITY IMPROVEMENTS |  | 1065 | 1 | Municipal conservation - large water user group | 1248 | KATY | H | WUG | MUNICIPAL | 312 | CITY |  | N | 2010 | 2010 | 43239 | 52185 | 61344 | 70716 | 79662 | 89247 | 0 | 0 | 1248 | KATY | H | WUG | MUNICIPAL | 312 | CITY | H | 101 | HARRIS | 203 | 245 | 288 | 332 | 374 | 419 | N
43 | MUNICIPAL CONSERVATION - LARGE WUG | Municipal conservation - large water user group | H | 3 | CONSERVATION | 1 | MUNICIPAL CONSERVATION | 1 | NO INFRASTRUCTURE | Large WUG pop 10,000+ Based on BMPs: Water Audits, Indoor/Exterior Audits, Pool/Fountain Stds, In-house Programs, Unaccounted-for-water, Public Ed, Water Wise program, Savings = 6.8%, Cost = $213/acft | 117 | 2538 | CONSERVATION | H | 101 | HARRIS | 10 | SAN JACINTO | 3 | CONSERVATION | 1 | NO WATER QUALITY IMPROVEMENTS |  | 1074 | 1 | Municipal conservation - large water user group | 2071 | MISSOURI CITY | H | BOTH | MUNICIPAL | 409 | CITY |  | N | 2010 | 2010 | 17679 | 20874 | 24069 | 27477 | 31098 | 34506 | 0 | 0 | 2071 | MISSOURI CITY | H | BOTH | MUNICIPAL | 409 | CITY | H | 101 | HARRIS | 83 | 98 | 113 | 129 | 146 | 162 | N
43 | MUNICIPAL CONSERVATION - LARGE WUG | Municipal conservation - large water user group | H | 3 | CONSERVATION | 1 | MUNICIPAL CONSERVATION | 1 | NO INFRASTRUCTURE | Large WUG pop 10,000+ Based on BMPs: Water Audits, Indoor/Exterior Audits, Pool/Fountain Stds, In-house Programs, Unaccounted-for-water, Public Ed, Water Wise program, Savings = 6.8%, Cost = $213/acft | 117 | 2538 | CONSERVATION | H | 101 | HARRIS | 10 | SAN JACINTO | 3 | CONSERVATION | 1 | NO WATER QUALITY IMPROVEMENTS |  | 1090 | 1 | Municipal conservation - large water user group | 2142 | NORTHWEST PARK MUD | H | WUG | MUNICIPAL | 4287 | UTILITY |  | N | 2010 | 2010 | 39192 | 46221 | 46221 | 45369 | 44943 | 44943 | 0 | 0 | 2142 | NORTHWEST PARK MUD | H | WUG | MUNICIPAL | 4287 | UTILITY | H | 101 | HARRIS | 184 | 217 | 217 | 213 | 211 | 211 | N
43 | MUNICIPAL CONSERVATION - LARGE WUG | Municipal conservation - large water user group | H | 3 | CONSERVATION | 1 | MUNICIPAL CONSERVATION | 1 | NO INFRASTRUCTURE | Large WUG pop 10,000+ Based on BMPs: Water Audits, Indoor/Exterior Audits, Pool/Fountain Stds, In-house Programs, Unaccounted-for-water, Public Ed, Water Wise program, Savings = 6.8%, Cost = $213/acft | 117 | 2538 | CONSERVATION | H | 101 | HARRIS | 10 | SAN JACINTO | 3 | CONSERVATION | 1 | NO WATER QUALITY IMPROVEMENTS |  | 1091 | 1 | Municipal conservation - large water user group | 117 | PASADENA | H | BOTH | MUNICIPAL | 456 | CITY |  | N | 2010 | 2010 | 215982 | 235578 | 253257 | 272214 | 292662 | 315666 | 0 | 0 | 117 | PASADENA | H | BOTH | MUNICIPAL | 456 | CITY | H | 101 | HARRIS | 1014 | 1106 | 1189 | 1278 | 1374 | 1482 | N
43 | MUNICIPAL CONSERVATION - LARGE WUG | Municipal conservation - large water user group | H | 3 | CONSERVATION | 1 | MUNICIPAL CONSERVATION | 1 | NO INFRASTRUCTURE | Large WUG pop 10,000+ Based on BMPs: Water Audits, Indoor/Exterior Audits, Pool/Fountain Stds, In-house Programs, Unaccounted-for-water, Public Ed, Water Wise program, Savings = 6.8%, Cost = $213/acft | 117 | 2538 | CONSERVATION | H | 101 | HARRIS | 10 | SAN JACINTO | 3 | CONSERVATION | 1 | NO WATER QUALITY IMPROVEMENTS |  | 1108 | 1 | Municipal conservation - large water user group | 2388 | SOUTHWEST UTILITIES | H | WUG | MUNICIPAL | 4343 | UTILITY |  | N | 2010 | 2010 | 8946 | 10011 | 11289 | 12141 | 13419 | 14484 | 0 | 0 | 2388 | SOUTHWEST UTILITIES | H | WUG | MUNICIPAL | 4343 | UTILITY | H | 101 | HARRIS | 42 | 47 | 53 | 57 | 63 | 68 | N
43 | MUNICIPAL CONSERVATION - LARGE WUG | Municipal conservation - large water user group | H | 3 | CONSERVATION | 1 | MUNICIPAL CONSERVATION | 1 | NO INFRASTRUCTURE | Large WUG pop 10,000+ Based on BMPs: Water Audits, Indoor/Exterior Audits, Pool/Fountain Stds, In-house Programs, Unaccounted-for-water, Public Ed, Water Wise program, Savings = 6.8%, Cost = $213/acft | 117 | 2538 | CONSERVATION | H | 101 | HARRIS | 10 | SAN JACINTO | 3 | CONSERVATION | 1 | NO WATER QUALITY IMPROVEMENTS |  | 1120 | 1 | Municipal conservation - large water user group | 2495 | SUNBELT FWSD | H | WUG | MUNICIPAL | 4350 | UTILITY |  | N | 2010 | 2010 | 60705 | 70503 | 79875 | 89886 | 99684 | 110121 | 0 | 0 | 2495 | SUNBELT FWSD | H | WUG | MUNICIPAL | 4350 | UTILITY | H | 101 | HARRIS | 285 | 331 | 375 | 422 | 468 | 517 | N
43 | MUNICIPAL CONSERVATION - LARGE WUG | Municipal conservation - large water user group | H | 3 | CONSERVATION | 1 | MUNICIPAL CONSERVATION | 1 | NO INFRASTRUCTURE | Large WUG pop 10,000+ Based on BMPs: Water Audits, Indoor/Exterior Audits, Pool/Fountain Stds, In-house Programs, Unaccounted-for-water, Public Ed, Water Wise program, Savings = 6.8%, Cost = $213/acft | 117 | 2538 | CONSERVATION | H | 101 | HARRIS | 10 | SAN JACINTO | 3 | CONSERVATION | 1 | NO WATER QUALITY IMPROVEMENTS |  | 1121 | 1 | Municipal conservation - large water user group | 2531 | TOMBALL | H | WUG | MUNICIPAL | 608 | CITY |  | N | 2010 | 2010 | 35358 | 44517 | 51972 | 65178 | 75189 | 89460 | 0 | 0 | 2531 | TOMBALL | H | WUG | MUNICIPAL | 608 | CITY | H | 101 | HARRIS | 166 | 209 | 244 | 306 | 353 | 420 | N
43 | MUNICIPAL CONSERVATION - LARGE WUG | Municipal conservation - large water user group | H | 3 | CONSERVATION | 1 | MUNICIPAL CONSERVATION | 1 | NO INFRASTRUCTURE | Large WUG pop 10,000+ Based on BMPs: Water Audits, Indoor/Exterior Audits, Pool/Fountain Stds, In-house Programs, Unaccounted-for-water, Public Ed, Water Wise program, Savings = 6.8%, Cost = $213/acft | 117 | 2538 | CONSERVATION | H | 101 | HARRIS | 10 | SAN JACINTO | 3 | CONSERVATION | 1 | NO WATER QUALITY IMPROVEMENTS |  | 1122 | 1 | Municipal conservation - large water user group | 2534 | TRAIL OF THE LAKES MUD | H | WUG | MUNICIPAL | 4355 | UTILITY |  | N | 2010 | 2010 | 19170 | 18531 | 18318 | 18105 | 18105 | 18105 | 0 | 0 | 2534 | TRAIL OF THE LAKES MUD | H | WUG | MUNICIPAL | 4355 | UTILITY | H | 101 | HARRIS | 90 | 87 | 86 | 85 | 85 | 85 | N
43 | MUNICIPAL CONSERVATION - LARGE WUG | Municipal conservation - large water user group | H | 3 | CONSERVATION | 1 | MUNICIPAL CONSERVATION | 1 | NO INFRASTRUCTURE | Large WUG pop 10,000+ Based on BMPs: Water Audits, Indoor/Exterior Audits, Pool/Fountain Stds, In-house Programs, Unaccounted-for-water, Public Ed, Water Wise program, Savings = 6.8%, Cost = $213/acft | 117 | 2538 | CONSERVATION | H | 101 | HARRIS | 10 | SAN JACINTO | 3 | CONSERVATION | 1 | NO WATER QUALITY IMPROVEMENTS |  | 1123 | 1 | Municipal conservation - large water user group | 2603 | WEST UNIVERSITY PL. | H | WUG | MUNICIPAL | 643 | CITY |  | N | 2010 | 2010 | 41961 | 44304 | 46434 | 48564 | 51120 | 53889 | 0 | 0 | 2603 | WEST UNIVERSITY PL. | H | WUG | MUNICIPAL | 643 | CITY | H | 101 | HARRIS | 197 | 208 | 218 | 228 | 240 | 253 | N
43 | MUNICIPAL CONSERVATION - LARGE WUG | Municipal conservation - large water user group | H | 3 | CONSERVATION | 1 | MUNICIPAL CONSERVATION | 1 | NO INFRASTRUCTURE | Large WUG pop 10,000+ Based on BMPs: Water Audits, Indoor/Exterior Audits, Pool/Fountain Stds, In-house Programs, Unaccounted-for-water, Public Ed, Water Wise program, Savings = 6.8%, Cost = $213/acft | 125 | 2547 | CONSERVATION | H | 101 | HARRIS | 11 | SAN JACINTO-BRAZOS | 3 | CONSERVATION | 1 | NO WATER QUALITY IMPROVEMENTS |  | 7067 | 1 | Municipal conservation - large water user group | 76 | HOUSTON | H | BOTH | MUNICIPAL | 285 | CITY |  | N | 2010 | 2010 | 272214 | 300117 | 326103 | 352941 | 381270 | 411942 | 0 | 0 | 76 | HOUSTON | H | BOTH | MUNICIPAL | 285 | CITY | H | 101 | HARRIS | 1278 | 1409 | 1531 | 1657 | 1790 | 1934 | N
43 | MUNICIPAL CONSERVATION - LARGE WUG | Municipal conservation - large water user group | H | 3 | CONSERVATION | 1 | MUNICIPAL CONSERVATION | 1 | NO INFRASTRUCTURE | Large WUG pop 10,000+ Based on BMPs: Water Audits, Indoor/Exterior Audits, Pool/Fountain Stds, In-house Programs, Unaccounted-for-water, Public Ed, Water Wise program, Savings = 6.8%, Cost = $213/acft | 125 | 2547 | CONSERVATION | H | 101 | HARRIS | 11 | SAN JACINTO-BRAZOS | 3 | CONSERVATION | 1 | NO WATER QUALITY IMPROVEMENTS |  | 7068 | 1 | Municipal conservation - large water user group | 1309 | LEAGUE CITY | H | WUG | MUNICIPAL | 350 | CITY |  | N | 2010 | 2010 | 426 | 426 | 426 | 426 | 426 | 426 | 0 | 0 | 1309 | LEAGUE CITY | H | WUG | MUNICIPAL | 350 | CITY | H | 101 | HARRIS | 2 | 2 | 2 | 2 | 2 | 2 | N
43 | MUNICIPAL CONSERVATION - LARGE WUG | Municipal conservation - large water user group | H | 3 | CONSERVATION | 1 | MUNICIPAL CONSERVATION | 1 | NO INFRASTRUCTURE | Large WUG pop 10,000+ Based on BMPs: Water Audits, Indoor/Exterior Audits, Pool/Fountain Stds, In-house Programs, Unaccounted-for-water, Public Ed, Water Wise program, Savings = 6.8%, Cost = $213/acft | 125 | 2547 | CONSERVATION | H | 101 | HARRIS | 11 | SAN JACINTO-BRAZOS | 3 | CONSERVATION | 1 | NO WATER QUALITY IMPROVEMENTS |  | 7069 | 1 | Municipal conservation - large water user group | 117 | PASADENA | H | BOTH | MUNICIPAL | 456 | CITY |  | N | 2010 | 2010 | 60492 | 65817 | 70929 | 76254 | 82005 | 88395 | 0 | 0 | 117 | PASADENA | H | BOTH | MUNICIPAL | 456 | CITY | H | 101 | HARRIS | 284 | 309 | 333 | 358 | 385 | 415 | N
43 | MUNICIPAL CONSERVATION - LARGE WUG | Municipal conservation - large water user group | H | 3 | CONSERVATION | 1 | MUNICIPAL CONSERVATION | 1 | NO INFRASTRUCTURE | Large WUG pop 10,000+ Based on BMPs: Water Audits, Indoor/Exterior Audits, Pool/Fountain Stds, In-house Programs, Unaccounted-for-water, Public Ed, Water Wise program, Savings = 6.8%, Cost = $213/acft | 125 | 2547 | CONSERVATION | H | 101 | HARRIS | 11 | SAN JACINTO-BRAZOS | 3 | CONSERVATION | 1 | NO WATER QUALITY IMPROVEMENTS |  | 2453 | 1 | Municipal conservation - large water user group | 2338 | SEABROOK | H | WUG | MUNICIPAL | 545 | CITY |  | N | 2010 | 2010 | 32589 | 38766 | 44304 | 50481 | 56232 | 62409 | 0 | 0 | 2338 | SEABROOK | H | WUG | MUNICIPAL | 545 | CITY | H | 101 | HARRIS | 153 | 182 | 208 | 237 | 264 | 293 | N
43 | MUNICIPAL CONSERVATION - LARGE WUG | Municipal conservation - large water user group | H | 3 | CONSERVATION | 1 | MUNICIPAL CONSERVATION | 1 | NO INFRASTRUCTURE | Large WUG pop 10,000+ Based on BMPs: Water Audits, Indoor/Exterior Audits, Pool/Fountain Stds, In-house Programs, Unaccounted-for-water, Public Ed, Water Wise program, Savings = 6.8%, Cost = $213/acft | 1890 | 2517 | CONSERVATION | H | 146 | LIBERTY | 8 | TRINITY | 3 | CONSERVATION | 1 | NO WATER QUALITY IMPROVEMENTS |  | 4633 | 1 | Municipal conservation - large water user group | 1295 | LAKE LIVINGSTON WATER SUPPLY & SEWER SERVICE COMPANY | H | WUG | MUNICIPAL | 4226 | UTILITY |  | N | 2020 | 2020 | 0 | 1491 | 1704 | 1704 | 1917 | 2130 | 0 | 0 | 1295 | LAKE LIVINGSTON WATER SUPPLY & SEWER SERVICE COMPANY | H | WUG | MUNICIPAL | 4226 | UTILITY | H | 146 | LIBERTY | 0 | 7 | 8 | 8 | 9 | 10 | N
43 | MUNICIPAL CONSERVATION - LARGE WUG | Municipal conservation - large water user group | H | 3 | CONSERVATION | 1 | MUNICIPAL CONSERVATION | 1 | NO INFRASTRUCTURE | Large WUG pop 10,000+ Based on BMPs: Water Audits, Indoor/Exterior Audits, Pool/Fountain Stds, In-house Programs, Unaccounted-for-water, Public Ed, Water Wise program, Savings = 6.8%, Cost = $213/acft | 119 | 2540 | CONSERVATION | H | 170 | MONTGOMERY | 10 | SAN JACINTO | 3 | CONSERVATION | 1 | NO WATER QUALITY IMPROVEMENTS |  | 1019 | 1 | Municipal conservation - large water user group | 397 | CONROE | H | WUG | MUNICIPAL | 130 | CITY |  | N | 2010 | 2010 | 152082 | 197025 | 250062 | 310341 | 389790 | 484149 | 0 | 0 | 397 | CONROE | H | WUG | MUNICIPAL | 130 | CITY | H | 170 | MONTGOMERY | 714 | 925 | 1174 | 1457 | 1830 | 2273 | N
43 | MUNICIPAL CONSERVATION - LARGE WUG | Municipal conservation - large water user group | H | 3 | CONSERVATION | 1 | MUNICIPAL CONSERVATION | 1 | NO INFRASTRUCTURE | Large WUG pop 10,000+ Based on BMPs: Water Audits, Indoor/Exterior Audits, Pool/Fountain Stds, In-house Programs, Unaccounted-for-water, Public Ed, Water Wise program, Savings = 6.8%, Cost = $213/acft | 119 | 2540 | CONSERVATION | H | 170 | MONTGOMERY | 10 | SAN JACINTO | 3 | CONSERVATION | 1 | NO WATER QUALITY IMPROVEMENTS |  | 1039 | 1 | Municipal conservation - large water user group | 872 | H M W SUD | H | WUG | MUNICIPAL | 4147 | UTILITY |  | N | 2010 | 2010 | 23004 | 25134 | 30885 | 37275 | 46434 | 56871 | 0 | 0 | 872 | H M W SUD | H | WUG | MUNICIPAL | 4147 | UTILITY | H | 170 | MONTGOMERY | 108 | 118 | 145 | 175 | 218 | 267 | N
43 | MUNICIPAL CONSERVATION - LARGE WUG | Municipal conservation - large water user group | H | 3 | CONSERVATION | 1 | MUNICIPAL CONSERVATION | 1 | NO INFRASTRUCTURE | Large WUG pop 10,000+ Based on BMPs: Water Audits, Indoor/Exterior Audits, Pool/Fountain Stds, In-house Programs, Unaccounted-for-water, Public Ed, Water Wise program, Savings = 6.8%, Cost = $213/acft | 119 | 2540 | CONSERVATION | H | 170 | MONTGOMERY | 10 | SAN JACINTO | 3 | CONSERVATION | 1 | NO WATER QUALITY IMPROVEMENTS |  | 1006 | 1 | Municipal conservation - large water user group | 76 | HOUSTON | H | BOTH | MUNICIPAL | 285 | CITY |  | N | 2010 | 2010 | 2556 | 2769 | 5112 | 7029 | 9585 | 12567 | 0 | 0 | 76 | HOUSTON | H | BOTH | MUNICIPAL | 285 | CITY | H | 170 | MONTGOMERY | 12 | 13 | 24 | 33 | 45 | 59 | N
43 | MUNICIPAL CONSERVATION - LARGE WUG | Municipal conservation - large water user group | H | 3 | CONSERVATION | 1 | MUNICIPAL CONSERVATION | 1 | NO INFRASTRUCTURE | Large WUG pop 10,000+ Based on BMPs: Water Audits, Indoor/Exterior Audits, Pool/Fountain Stds, In-house Programs, Unaccounted-for-water, Public Ed, Water Wise program, Savings = 6.8%, Cost = $213/acft | 119 | 2540 | CONSERVATION | H | 170 | MONTGOMERY | 10 | SAN JACINTO | 3 | CONSERVATION | 1 | NO WATER QUALITY IMPROVEMENTS |  | 1102 | 1 | Municipal conservation - large water user group | 2225 | PORTER WSC | H | WUG | MUNICIPAL | 4307 | UTILITY |  | N | 2010 | 2010 | 26199 | 29181 | 36423 | 45156 | 44730 | 44730 | 0 | 0 | 2225 | PORTER WSC | H | WUG | MUNICIPAL | 4307 | UTILITY | H | 170 | MONTGOMERY | 123 | 137 | 171 | 212 | 210 | 210 | N
43 | MUNICIPAL CONSERVATION - LARGE WUG | Municipal conservation - large water user group | H | 3 | CONSERVATION | 1 | MUNICIPAL CONSERVATION | 1 | NO INFRASTRUCTURE | Large WUG pop 10,000+ Based on BMPs: Water Audits, Indoor/Exterior Audits, Pool/Fountain Stds, In-house Programs, Unaccounted-for-water, Public Ed, Water Wise program, Savings = 6.8%, Cost = $213/acft | 119 | 2540 | CONSERVATION | H | 170 | MONTGOMERY | 10 | SAN JACINTO | 3 | CONSERVATION | 1 | NO WATER QUALITY IMPROVEMENTS |  | 1103 | 1 | Municipal conservation - large water user group | 2252 | RAYFORD ROAD MUD | H | WUG | MUNICIPAL | 4312 | UTILITY |  | N | 2010 | 2010 | 31098 | 30885 | 30672 | 30672 | 30672 | 30672 | 0 | 0 | 2252 | RAYFORD ROAD MUD | H | WUG | MUNICIPAL | 4312 | UTILITY | H | 170 | MONTGOMERY | 146 | 145 | 144 | 144 | 144 | 144 | N
43 | MUNICIPAL CONSERVATION - LARGE WUG | Municipal conservation - large water user group | H | 3 | CONSERVATION | 1 | MUNICIPAL CONSERVATION | 1 | NO INFRASTRUCTURE | Large WUG pop 10,000+ Based on BMPs: Water Audits, Indoor/Exterior Audits, Pool/Fountain Stds, In-house Programs, Unaccounted-for-water, Public Ed, Water Wise program, Savings = 6.8%, Cost = $213/acft | 119 | 2540 | CONSERVATION | H | 170 | MONTGOMERY | 10 | SAN JACINTO | 3 | CONSERVATION | 1 | NO WATER QUALITY IMPROVEMENTS |  | 1111 | 1 | Municipal conservation - large water user group | 2381 | SOUTHERN MONTGOMERY COUNTY MUD | H | WUG | MUNICIPAL | 4339 | UTILITY |  | N | 2010 | 2010 | 25773 | 32376 | 32589 | 33654 | 34080 | 34932 | 0 | 0 | 2381 | SOUTHERN MONTGOMERY COUNTY MUD | H | WUG | MUNICIPAL | 4339 | UTILITY | H | 170 | MONTGOMERY | 121 | 152 | 153 | 158 | 160 | 164 | N
43 | MUNICIPAL CONSERVATION - LARGE WUG | Municipal conservation - large water user group | H | 3 | CONSERVATION | 1 | MUNICIPAL CONSERVATION | 1 | NO INFRASTRUCTURE | Large WUG pop 10,000+ Based on BMPs: Water Audits, Indoor/Exterior Audits, Pool/Fountain Stds, In-house Programs, Unaccounted-for-water, Public Ed, Water Wise program, Savings = 6.8%, Cost = $213/acft | 119 | 2540 | CONSERVATION | H | 170 | MONTGOMERY | 10 | SAN JACINTO | 3 | CONSERVATION | 1 | NO WATER QUALITY IMPROVEMENTS |  | 1125 | 1 | Municipal conservation - large water user group | 2520 | THE WOODLANDS | H | WUG | MUNICIPAL | 8001 | CRU |  | N | 2010 | 2010 | 198090 | 359118 | 382548 | 380844 | 378927 | 378927 | 0 | 0 | 2520 | THE WOODLANDS | H | WUG | MUNICIPAL | 8001 | CRU | H | 170 | MONTGOMERY | 930 | 1686 | 1796 | 1788 | 1779 | 1779 | N
43 | MUNICIPAL CONSERVATION - LARGE WUG | Municipal conservation - large water user group | H | 3 | CONSERVATION | 1 | MUNICIPAL CONSERVATION | 1 | NO INFRASTRUCTURE | Large WUG pop 10,000+ Based on BMPs: Water Audits, Indoor/Exterior Audits, Pool/Fountain Stds, In-house Programs, Unaccounted-for-water, Public Ed, Water Wise program, Savings = 6.8%, Cost = $213/acft | 1970 | 4327 | CONSERVATION | H | 187 | POLK | 8 | TRINITY | 3 | CONSERVATION | 1 | NO WATER QUALITY IMPROVEMENTS |  | 4633 | 1 | Municipal conservation - large water user group | 1295 | LAKE LIVINGSTON WATER SUPPLY & SEWER SERVICE COMPANY | H | WUG | MUNICIPAL | 4226 | UTILITY |  | N | 2020 | 2020 | 0 | 11502 | 13206 | 13632 | 14058 | 14910 | 0 | 0 | 1295 | LAKE LIVINGSTON WATER SUPPLY & SEWER SERVICE COMPANY | H | WUG | MUNICIPAL | 4226 | UTILITY | H | 187 | POLK | 0 | 54 | 62 | 64 | 66 | 70 | N
43 | MUNICIPAL CONSERVATION - LARGE WUG | Municipal conservation - large water user group | H | 3 | CONSERVATION | 1 | MUNICIPAL CONSERVATION | 1 | NO INFRASTRUCTURE | Large WUG pop 10,000+ Based on BMPs: Water Audits, Indoor/Exterior Audits, Pool/Fountain Stds, In-house Programs, Unaccounted-for-water, Public Ed, Water Wise program, Savings = 6.8%, Cost = $213/acft | 1972 | 4328 | CONSERVATION | H | 204 | SAN JACINTO | 10 | SAN JACINTO | 3 | CONSERVATION | 1 | NO WATER QUALITY IMPROVEMENTS |  | 7028 | 1 | Municipal conservation - large water user group | 1295 | LAKE LIVINGSTON WATER SUPPLY & SEWER SERVICE COMPANY | H | WUG | MUNICIPAL | 4226 | UTILITY |  | N | 2010 | 2010 | 1278 | 1491 | 1704 | 1704 | 1917 | 1917 | 0 | 0 | 1295 | LAKE LIVINGSTON WATER SUPPLY & SEWER SERVICE COMPANY | H | WUG | MUNICIPAL | 4226 | UTILITY | H | 204 | SAN JACINTO | 6 | 7 | 8 | 8 | 9 | 9 | N
43 | MUNICIPAL CONSERVATION - LARGE WUG | Municipal conservation - large water user group | H | 3 | CONSERVATION | 1 | MUNICIPAL CONSERVATION | 1 | NO INFRASTRUCTURE | Large WUG pop 10,000+ Based on BMPs: Water Audits, Indoor/Exterior Audits, Pool/Fountain Stds, In-house Programs, Unaccounted-for-water, Public Ed, Water Wise program, Savings = 6.8%, Cost = $213/acft | 1971 | 4329 | CONSERVATION | H | 204 | SAN JACINTO | 8 | TRINITY | 3 | CONSERVATION | 1 | NO WATER QUALITY IMPROVEMENTS |  | 4633 | 1 | Municipal conservation - large water user group | 1295 | LAKE LIVINGSTON WATER SUPPLY & SEWER SERVICE COMPANY | H | WUG | MUNICIPAL | 4226 | UTILITY |  | N | 2010 | 2010 | 2769 | 3408 | 3621 | 3834 | 4047 | 4047 | 0 | 0 | 1295 | LAKE LIVINGSTON WATER SUPPLY & SEWER SERVICE COMPANY | H | WUG | MUNICIPAL | 4226 | UTILITY | H | 204 | SAN JACINTO | 13 | 16 | 17 | 18 | 19 | 19 | N
43 | MUNICIPAL CONSERVATION - LARGE WUG | Municipal conservation - large water user group | H | 3 | CONSERVATION | 1 | MUNICIPAL CONSERVATION | 1 | NO INFRASTRUCTURE | Large WUG pop 10,000+ Based on BMPs: Water Audits, Indoor/Exterior Audits, Pool/Fountain Stds, In-house Programs, Unaccounted-for-water, Public Ed, Water Wise program, Savings = 6.8%, Cost = $213/acft | 1973 | 4330 | CONSERVATION | H | 228 | TRINITY | 8 | TRINITY | 3 | CONSERVATION | 1 | NO WATER QUALITY IMPROVEMENTS |  | 4633 | 1 | Municipal conservation - large water user group | 1295 | LAKE LIVINGSTON WATER SUPPLY & SEWER SERVICE COMPANY | H | WUG | MUNICIPAL | 4226 | UTILITY |  | N | 2020 | 2020 | 0 | 426 | 213 | 0 | 0 | 0 | 0 | 0 | 1295 | LAKE LIVINGSTON WATER SUPPLY & SEWER SERVICE COMPANY | H | WUG | MUNICIPAL | 4226 | UTILITY | H | 228 | TRINITY | 0 | 2 | 1 | 0 | 0 | 0 | N
43 | MUNICIPAL CONSERVATION - LARGE WUG | Municipal conservation - large water user group | H | 3 | CONSERVATION | 1 | MUNICIPAL CONSERVATION | 1 | NO INFRASTRUCTURE | Large WUG pop 10,000+ Based on BMPs: Water Audits, Indoor/Exterior Audits, Pool/Fountain Stds, In-house Programs, Unaccounted-for-water, Public Ed, Water Wise program, Savings = 6.8%, Cost = $213/acft | 1974 | 4331 | CONSERVATION | H | 236 | WALKER | 8 | TRINITY | 3 | CONSERVATION | 1 | NO WATER QUALITY IMPROVEMENTS |  | 4633 | 1 | Municipal conservation - large water user group | 1295 | LAKE LIVINGSTON WATER SUPPLY & SEWER SERVICE COMPANY | H | WUG | MUNICIPAL | 4226 | UTILITY |  | N | 2030 | 2030 | 0 | 0 | 213 | 0 | 0 | 0 | 0 | 0 | 1295 | LAKE LIVINGSTON WATER SUPPLY & SEWER SERVICE COMPANY | H | WUG | MUNICIPAL | 4226 | UTILITY | H | 236 | WALKER | 0 | 0 | 1 | 0 | 0 | 0 | N
43 | MUNICIPAL CONSERVATION - LARGE WUG | Municipal conservation - large water user group | H | 3 | CONSERVATION | 1 | MUNICIPAL CONSERVATION | 1 | NO INFRASTRUCTURE | Large WUG pop 10,000+ Based on BMPs: Water Audits, Indoor/Exterior Audits, Pool/Fountain Stds, In-house Programs, Unaccounted-for-water, Public Ed, Water Wise program, Savings = 6.8%, Cost = $213/acft | 121 | 2543 | CONSERVATION | H | 237 | WALLER | 10 | SAN JACINTO | 3 | CONSERVATION | 1 | NO WATER QUALITY IMPROVEMENTS |  | 1065 | 1 | Municipal conservation - large water user group | 1248 | KATY | H | WUG | MUNICIPAL | 312 | CITY |  | N | 2010 | 2010 | 3621 | 5538 | 7455 | 9798 | 12354 | 15549 | 0 | 0 | 1248 | KATY | H | WUG | MUNICIPAL | 312 | CITY | H | 237 | WALLER | 17 | 26 | 35 | 46 | 58 | 73 | N
42 | MUNICIPAL CONSERVATION - MEDIUM WUG | Municipal conservation - medium water user group | H | 3 | CONSERVATION | 1 | MUNICIPAL CONSERVATION | 1 | NO INFRASTRUCTURE | Medium WUG pop 3300 to 10,001. Estimate based on BMPs: Unaccounted-for-water, Public Education, Water Wise program, Indoor/Exterior Audits, Savings estimated at 5.96%, Cost estimated at $311/ac-ft | 1964 | 4317 | CONSERVATION | H | 8 | AUSTIN | 12 | BRAZOS | 3 | CONSERVATION | 1 | NO WATER QUALITY IMPROVEMENTS |  | 2119 | 1 | Municipal conservation - medium water user group | 239 | BELLVILLE | H | WUG | MUNICIPAL | 48 | CITY |  | N | 2020 | 2020 | 0 | 27368 | 30789 | 32655 | 33588 | 35143 | 0 | 0 | 239 | BELLVILLE | H | WUG | MUNICIPAL | 48 | CITY | H | 8 | AUSTIN | 0 | 88 | 99 | 105 | 108 | 113 | N
42 | MUNICIPAL CONSERVATION - MEDIUM WUG | Municipal conservation - medium water user group | H | 3 | CONSERVATION | 1 | MUNICIPAL CONSERVATION | 1 | NO INFRASTRUCTURE | Medium WUG pop 3300 to 10,001. Estimate based on BMPs: Unaccounted-for-water, Public Education, Water Wise program, Indoor/Exterior Audits, Savings estimated at 5.96%, Cost estimated at $311/ac-ft | 1964 | 4317 | CONSERVATION | H | 8 | AUSTIN | 12 | BRAZOS | 3 | CONSERVATION | 1 | NO WATER QUALITY IMPROVEMENTS |  | 2120 | 1 | Municipal conservation - medium water user group | 2341 | SEALY | H | WUG | MUNICIPAL | 549 | CITY |  | N | 2020 | 2020 | 0 | 30167 | 34832 | 37009 | 38253 | 40119 | 0 | 0 | 2341 | SEALY | H | WUG | MUNICIPAL | 549 | CITY | H | 8 | AUSTIN | 0 | 97 | 112 | 119 | 123 | 129 | N
42 | MUNICIPAL CONSERVATION - MEDIUM WUG | Municipal conservation - medium water user group | H | 3 | CONSERVATION | 1 | MUNICIPAL CONSERVATION | 1 | NO INFRASTRUCTURE | Medium WUG pop 3300 to 10,001. Estimate based on BMPs: Unaccounted-for-water, Public Education, Water Wise program, Indoor/Exterior Audits, Savings estimated at 5.96%, Cost estimated at $311/ac-ft | 1882 | 2556 | CONSERVATION | H | 20 | BRAZORIA | 12 | BRAZOS | 3 | CONSERVATION | 1 | NO WATER QUALITY IMPROVEMENTS |  | 2124 | 1 | Municipal conservation - medium water user group | 282 | BRAZORIA COUNTY MUD #2 | H | WUG | MUNICIPAL | 4031 | UTILITY |  | N | 2020 | 2020 | 0 | 29545 | 37942 | 45717 | 53803 | 62511 | 0 | 0 | 282 | BRAZORIA COUNTY MUD #2 | H | WUG | MUNICIPAL | 4031 | UTILITY | H | 20 | BRAZORIA | 0 | 95 | 122 | 147 | 173 | 201 | N
42 | MUNICIPAL CONSERVATION - MEDIUM WUG | Municipal conservation - medium water user group | H | 3 | CONSERVATION | 1 | MUNICIPAL CONSERVATION | 1 | NO INFRASTRUCTURE | Medium WUG pop 3300 to 10,001. Estimate based on BMPs: Unaccounted-for-water, Public Education, Water Wise program, Indoor/Exterior Audits, Savings estimated at 5.96%, Cost estimated at $311/ac-ft | 1884 | 2623 | CONSERVATION | H | 20 | BRAZORIA | 13 | BRAZOS-COLORADO | 3 | CONSERVATION | 1 | NO WATER QUALITY IMPROVEMENTS |  | 2362 | 1 | Municipal conservation - medium water user group | 2162 | ORBIT SYSTEMS INC | H | WUG | MUNICIPAL | 4294 | UTILITY |  | N | 2020 | 2020 | 0 | 933 | 1244 | 1244 | 1555 | 1555 | 0 | 0 | 2162 | ORBIT SYSTEMS INC | H | WUG | MUNICIPAL | 4294 | UTILITY | H | 20 | BRAZORIA | 0 | 3 | 4 | 4 | 5 | 5 | N
42 | MUNICIPAL CONSERVATION - MEDIUM WUG | Municipal conservation - medium water user group | H | 3 | CONSERVATION | 1 | MUNICIPAL CONSERVATION | 1 | NO INFRASTRUCTURE | Medium WUG pop 3300 to 10,001. Estimate based on BMPs: Unaccounted-for-water, Public Education, Water Wise program, Indoor/Exterior Audits, Savings estimated at 5.96%, Cost estimated at $311/ac-ft | 1884 | 2623 | CONSERVATION | H | 20 | BRAZORIA | 13 | BRAZOS-COLORADO | 3 | CONSERVATION | 1 | NO WATER QUALITY IMPROVEMENTS |  | 2363 | 1 | Municipal conservation - medium water user group | 2502 | SWEENY | H | WUG | MUNICIPAL | 590 | CITY |  | N | 2020 | 2020 | 0 | 9330 | 12440 | 12751 | 13373 | 13995 | 0 | 0 | 2502 | SWEENY | H | WUG | MUNICIPAL | 590 | CITY | H | 20 | BRAZORIA | 0 | 30 | 40 | 41 | 43 | 45 | N
42 | MUNICIPAL CONSERVATION - MEDIUM WUG | Municipal conservation - medium water user group | H | 3 | CONSERVATION | 1 | MUNICIPAL CONSERVATION | 1 | NO INFRASTRUCTURE | Medium WUG pop 3300 to 10,001. Estimate based on BMPs: Unaccounted-for-water, Public Education, Water Wise program, Indoor/Exterior Audits, Savings estimated at 5.96%, Cost estimated at $311/ac-ft | 87 | 2544 | CONSERVATION | H | 20 | BRAZORIA | 11 | SAN JACINTO-BRAZOS | 3 | CONSERVATION | 1 | NO WATER QUALITY IMPROVEMENTS |  | 2414 | 1 | Municipal conservation - medium water user group | 281 | BRAZORIA COUNTY MUD #1 | H | WUG | MUNICIPAL | 4030 | UTILITY |  | N | 2020 | 2020 | 0 | 22392 | 29545 | 35454 | 41985 | 49138 | 0 | 0 | 281 | BRAZORIA COUNTY MUD #1 | H | WUG | MUNICIPAL | 4030 | UTILITY | H | 20 | BRAZORIA | 0 | 72 | 95 | 114 | 135 | 158 | N
42 | MUNICIPAL CONSERVATION - MEDIUM WUG | Municipal conservation - medium water user group | H | 3 | CONSERVATION | 1 | MUNICIPAL CONSERVATION | 1 | NO INFRASTRUCTURE | Medium WUG pop 3300 to 10,001. Estimate based on BMPs: Unaccounted-for-water, Public Education, Water Wise program, Indoor/Exterior Audits, Savings estimated at 5.96%, Cost estimated at $311/ac-ft | 87 | 2544 | CONSERVATION | H | 20 | BRAZORIA | 11 | SAN JACINTO-BRAZOS | 3 | CONSERVATION | 1 | NO WATER QUALITY IMPROVEMENTS |  | 2415 | 1 | Municipal conservation - medium water user group | 283 | BRAZORIA COUNTY MUD #3 | H | WUG | MUNICIPAL | 4032 | UTILITY |  | N | 2020 | 2020 | 0 | 16172 | 21148 | 25502 | 30167 | 35143 | 0 | 0 | 283 | BRAZORIA COUNTY MUD #3 | H | WUG | MUNICIPAL | 4032 | UTILITY | H | 20 | BRAZORIA | 0 | 52 | 68 | 82 | 97 | 113 | N
42 | MUNICIPAL CONSERVATION - MEDIUM WUG | Municipal conservation - medium water user group | H | 3 | CONSERVATION | 1 | MUNICIPAL CONSERVATION | 1 | NO INFRASTRUCTURE | Medium WUG pop 3300 to 10,001. Estimate based on BMPs: Unaccounted-for-water, Public Education, Water Wise program, Indoor/Exterior Audits, Savings estimated at 5.96%, Cost estimated at $311/ac-ft | 87 | 2544 | CONSERVATION | H | 20 | BRAZORIA | 11 | SAN JACINTO-BRAZOS | 3 | CONSERVATION | 1 | NO WATER QUALITY IMPROVEMENTS |  | 2416 | 1 | Municipal conservation - medium water user group | 2162 | ORBIT SYSTEMS INC | H | WUG | MUNICIPAL | 4294 | UTILITY |  | N | 2020 | 2020 | 0 | 8397 | 9641 | 10574 | 11818 | 13062 | 0 | 0 | 2162 | ORBIT SYSTEMS INC | H | WUG | MUNICIPAL | 4294 | UTILITY | H | 20 | BRAZORIA | 0 | 27 | 31 | 34 | 38 | 42 | N
42 | MUNICIPAL CONSERVATION - MEDIUM WUG | Municipal conservation - medium water user group | H | 3 | CONSERVATION | 1 | MUNICIPAL CONSERVATION | 1 | NO INFRASTRUCTURE | Medium WUG pop 3300 to 10,001. Estimate based on BMPs: Unaccounted-for-water, Public Education, Water Wise program, Indoor/Exterior Audits, Savings estimated at 5.96%, Cost estimated at $311/ac-ft | 87 | 2544 | CONSERVATION | H | 20 | BRAZORIA | 11 | SAN JACINTO-BRAZOS | 3 | CONSERVATION | 1 | NO WATER QUALITY IMPROVEMENTS |  | 2417 | 1 | Municipal conservation - medium water user group | 2268 | RICHWOOD | H | WUG | MUNICIPAL | 501 | CITY |  | N | 2010 | 2010 | 6220 | 6531 | 6842 | 6842 | 7153 | 7464 | 0 | 0 | 2268 | RICHWOOD | H | WUG | MUNICIPAL | 501 | CITY | H | 20 | BRAZORIA | 20 | 21 | 22 | 22 | 23 | 24 | N
42 | MUNICIPAL CONSERVATION - MEDIUM WUG | Municipal conservation - medium water user group | H | 3 | CONSERVATION | 1 | MUNICIPAL CONSERVATION | 1 | NO INFRASTRUCTURE | Medium WUG pop 3300 to 10,001. Estimate based on BMPs: Unaccounted-for-water, Public Education, Water Wise program, Indoor/Exterior Audits, Savings estimated at 5.96%, Cost estimated at $311/ac-ft | 87 | 2544 | CONSERVATION | H | 20 | BRAZORIA | 11 | SAN JACINTO-BRAZOS | 3 | CONSERVATION | 1 | NO WATER QUALITY IMPROVEMENTS |  | 7057 | 1 | Municipal conservation - medium water user group | 2388 | SOUTHWEST UTILITIES | H | WUG | MUNICIPAL | 4343 | UTILITY |  | N | 2020 | 2020 | 0 | 622 | 1244 | 1555 | 1555 | 1555 | 0 | 0 | 2388 | SOUTHWEST UTILITIES | H | WUG | MUNICIPAL | 4343 | UTILITY | H | 20 | BRAZORIA | 0 | 2 | 4 | 5 | 5 | 5 | N
42 | MUNICIPAL CONSERVATION - MEDIUM WUG | Municipal conservation - medium water user group | H | 3 | CONSERVATION | 1 | MUNICIPAL CONSERVATION | 1 | NO INFRASTRUCTURE | Medium WUG pop 3300 to 10,001. Estimate based on BMPs: Unaccounted-for-water, Public Education, Water Wise program, Indoor/Exterior Audits, Savings estimated at 5.96%, Cost estimated at $311/ac-ft | 103 | 2496 | CONSERVATION | H | 36 | CHAMBERS | 8 | TRINITY | 3 | CONSERVATION | 1 | NO WATER QUALITY IMPROVEMENTS |  | 4622 | 1 | Municipal conservation - medium water user group | 2152 | OLD RIVER-WINFREE | H | WUG | MUNICIPAL | 727 | CITY |  | N | 2010 | 2010 | 3732 | 4043 | 4354 | 4665 | 4976 | 5287 | 0 | 0 | 2152 | OLD RIVER-WINFREE | H | WUG | MUNICIPAL | 727 | CITY | H | 36 | CHAMBERS | 12 | 13 | 14 | 15 | 16 | 17 | N
42 | MUNICIPAL CONSERVATION - MEDIUM WUG | Municipal conservation - medium water user group | H | 3 | CONSERVATION | 1 | MUNICIPAL CONSERVATION | 1 | NO INFRASTRUCTURE | Medium WUG pop 3300 to 10,001. Estimate based on BMPs: Unaccounted-for-water, Public Education, Water Wise program, Indoor/Exterior Audits, Savings estimated at 5.96%, Cost estimated at $311/ac-ft | 110 | 2575 | CONSERVATION | H | 79 | FORT BEND | 12 | BRAZOS | 3 | CONSERVATION | 1 | NO WATER QUALITY IMPROVEMENTS |  | 2135 | 1 | Municipal conservation - medium water user group | 780 | FIRST COLONY MUD #9 | H | WUG | MUNICIPAL | 4113 | UTILITY |  | N | 2020 | 2020 | 0 | 26435 | 27057 | 27990 | 28923 | 29856 | 0 | 0 | 780 | FIRST COLONY MUD #9 | H | WUG | MUNICIPAL | 4113 | UTILITY | H | 79 | FORT BEND | 0 | 85 | 87 | 90 | 93 | 96 | N
42 | MUNICIPAL CONSERVATION - MEDIUM WUG | Municipal conservation - medium water user group | H | 3 | CONSERVATION | 1 | MUNICIPAL CONSERVATION | 1 | NO INFRASTRUCTURE | Medium WUG pop 3300 to 10,001. Estimate based on BMPs: Unaccounted-for-water, Public Education, Water Wise program, Indoor/Exterior Audits, Savings estimated at 5.96%, Cost estimated at $311/ac-ft | 110 | 2575 | CONSERVATION | H | 79 | FORT BEND | 12 | BRAZOS | 3 | CONSERVATION | 1 | NO WATER QUALITY IMPROVEMENTS |  | 2136 | 1 | Municipal conservation - medium water user group | 792 | FORT BEND COUNTY MUD #111 | H | WUG | MUNICIPAL | 4119 | UTILITY |  | N | 2020 | 2020 | 0 | 14306 | 14306 | 14306 | 14306 | 14306 | 0 | 0 | 792 | FORT BEND COUNTY MUD #111 | H | WUG | MUNICIPAL | 4119 | UTILITY | H | 79 | FORT BEND | 0 | 46 | 46 | 46 | 46 | 46 | N
42 | MUNICIPAL CONSERVATION - MEDIUM WUG | Municipal conservation - medium water user group | H | 3 | CONSERVATION | 1 | MUNICIPAL CONSERVATION | 1 | NO INFRASTRUCTURE | Medium WUG pop 3300 to 10,001. Estimate based on BMPs: Unaccounted-for-water, Public Education, Water Wise program, Indoor/Exterior Audits, Savings estimated at 5.96%, Cost estimated at $311/ac-ft | 110 | 2575 | CONSERVATION | H | 79 | FORT BEND | 12 | BRAZOS | 3 | CONSERVATION | 1 | NO WATER QUALITY IMPROVEMENTS |  | 2137 | 1 | Municipal conservation - medium water user group | 799 | FORT BEND COUNTY MUD #67 | H | WUG | MUNICIPAL | 4126 | UTILITY |  | N | 2020 | 2020 | 0 | 15239 | 15239 | 14928 | 14928 | 14928 | 0 | 0 | 799 | FORT BEND COUNTY MUD #67 | H | WUG | MUNICIPAL | 4126 | UTILITY | H | 79 | FORT BEND | 0 | 49 | 49 | 48 | 48 | 48 | N
42 | MUNICIPAL CONSERVATION - MEDIUM WUG | Municipal conservation - medium water user group | H | 3 | CONSERVATION | 1 | MUNICIPAL CONSERVATION | 1 | NO INFRASTRUCTURE | Medium WUG pop 3300 to 10,001. Estimate based on BMPs: Unaccounted-for-water, Public Education, Water Wise program, Indoor/Exterior Audits, Savings estimated at 5.96%, Cost estimated at $311/ac-ft | 110 | 2575 | CONSERVATION | H | 79 | FORT BEND | 12 | BRAZOS | 3 | CONSERVATION | 1 | NO WATER QUALITY IMPROVEMENTS |  | 2138 | 1 | Municipal conservation - medium water user group | 800 | FORT BEND COUNTY MUD #68 | H | WUG | MUNICIPAL | 4127 | UTILITY |  | N | 2020 | 2020 | 0 | 11196 | 11196 | 11196 | 11196 | 11196 | 0 | 0 | 800 | FORT BEND COUNTY MUD #68 | H | WUG | MUNICIPAL | 4127 | UTILITY | H | 79 | FORT BEND | 0 | 36 | 36 | 36 | 36 | 36 | N
42 | MUNICIPAL CONSERVATION - MEDIUM WUG | Municipal conservation - medium water user group | H | 3 | CONSERVATION | 1 | MUNICIPAL CONSERVATION | 1 | NO INFRASTRUCTURE | Medium WUG pop 3300 to 10,001. Estimate based on BMPs: Unaccounted-for-water, Public Education, Water Wise program, Indoor/Exterior Audits, Savings estimated at 5.96%, Cost estimated at $311/ac-ft | 110 | 2575 | CONSERVATION | H | 79 | FORT BEND | 12 | BRAZOS | 3 | CONSERVATION | 1 | NO WATER QUALITY IMPROVEMENTS |  | 2139 | 1 | Municipal conservation - medium water user group | 2106 | NEEDVILLE | H | WUG | MUNICIPAL | 428 | CITY |  | N | 2010 | 2010 | 0 | 0 | 0 | 0 | 0 | 0 | 0 | 0 | 2106 | NEEDVILLE | H | WUG | MUNICIPAL | 428 | CITY | H | 79 | FORT BEND | 0 | 0 | 0 | 0 | 0 | 0 | N
42 | MUNICIPAL CONSERVATION - MEDIUM WUG | Municipal conservation - medium water user group | H | 3 | CONSERVATION | 1 | MUNICIPAL CONSERVATION | 1 | NO INFRASTRUCTURE | Medium WUG pop 3300 to 10,001. Estimate based on BMPs: Unaccounted-for-water, Public Education, Water Wise program, Indoor/Exterior Audits, Savings estimated at 5.96%, Cost estimated at $311/ac-ft | 1965 | 4320 | CONSERVATION | H | 79 | FORT BEND | 13 | BRAZOS-COLORADO | 3 | CONSERVATION | 1 | NO WATER QUALITY IMPROVEMENTS |  | 2366 | 1 | Municipal conservation - medium water user group | 2106 | NEEDVILLE | H | WUG | MUNICIPAL | 428 | CITY |  | N | 2020 | 2020 | 0 | 5598 | 6842 | 8086 | 9641 | 11818 | 0 | 0 | 2106 | NEEDVILLE | H | WUG | MUNICIPAL | 428 | CITY | H | 79 | FORT BEND | 0 | 18 | 22 | 26 | 31 | 38 | N
42 | MUNICIPAL CONSERVATION - MEDIUM WUG | Municipal conservation - medium water user group | H | 3 | CONSERVATION | 1 | MUNICIPAL CONSERVATION | 1 | NO INFRASTRUCTURE | Medium WUG pop 3300 to 10,001. Estimate based on BMPs: Unaccounted-for-water, Public Education, Water Wise program, Indoor/Exterior Audits, Savings estimated at 5.96%, Cost estimated at $311/ac-ft | 108 | 2536 | CONSERVATION | H | 79 | FORT BEND | 10 | SAN JACINTO | 3 | CONSERVATION | 1 | NO WATER QUALITY IMPROVEMENTS |  | 1066 | 1 | Municipal conservation - medium water user group | 1822 | MEADOWS | H | WUG | MUNICIPAL | 792 | CITY |  | N | 2010 | 2010 | 34832 | 34521 | 34210 | 33588 | 33588 | 33588 | 0 | 0 | 1822 | MEADOWS | H | WUG | MUNICIPAL | 792 | CITY | H | 79 | FORT BEND | 112 | 111 | 110 | 108 | 108 | 108 | N
42 | MUNICIPAL CONSERVATION - MEDIUM WUG | Municipal conservation - medium water user group | H | 3 | CONSERVATION | 1 | MUNICIPAL CONSERVATION | 1 | NO INFRASTRUCTURE | Medium WUG pop 3300 to 10,001. Estimate based on BMPs: Unaccounted-for-water, Public Education, Water Wise program, Indoor/Exterior Audits, Savings estimated at 5.96%, Cost estimated at $311/ac-ft | 106 | 2545 | CONSERVATION | H | 79 | FORT BEND | 11 | SAN JACINTO-BRAZOS | 3 | CONSERVATION | 1 | NO WATER QUALITY IMPROVEMENTS |  | 7063 | 1 | Municipal conservation - medium water user group | 1822 | MEADOWS | H | WUG | MUNICIPAL | 792 | CITY |  | N | 2010 | 2010 | 3421 | 3421 | 3421 | 3421 | 3421 | 3421 | 0 | 0 | 1822 | MEADOWS | H | WUG | MUNICIPAL | 792 | CITY | H | 79 | FORT BEND | 11 | 11 | 11 | 11 | 11 | 11 | N
42 | MUNICIPAL CONSERVATION - MEDIUM WUG | Municipal conservation - medium water user group | H | 3 | CONSERVATION | 1 | MUNICIPAL CONSERVATION | 1 | NO INFRASTRUCTURE | Medium WUG pop 3300 to 10,001. Estimate based on BMPs: Unaccounted-for-water, Public Education, Water Wise program, Indoor/Exterior Audits, Savings estimated at 5.96%, Cost estimated at $311/ac-ft | 106 | 2545 | CONSERVATION | H | 79 | FORT BEND | 11 | SAN JACINTO-BRAZOS | 3 | CONSERVATION | 1 | NO WATER QUALITY IMPROVEMENTS |  | 2416 | 1 | Municipal conservation - medium water user group | 2162 | ORBIT SYSTEMS INC | H | WUG | MUNICIPAL | 4294 | UTILITY |  | N | 2010 | 2010 | 311 | 311 | 311 | 311 | 311 | 311 | 0 | 0 | 2162 | ORBIT SYSTEMS INC | H | WUG | MUNICIPAL | 4294 | UTILITY | H | 79 | FORT BEND | [6 empty] | N | bar: 0 to 111
42 | MUNICIPAL CONSERVATION - MEDIUM WUG | Municipal conservation - medium water user group | H | 3 | CONSERVATION | 1 | MUNICIPAL CONSERVATION | 1 | NO INFRASTRUCTURE | Medium WUG pop 3300 to 10,001. Estimate based on BMPs: Unaccounted-for-water, Public Education, Water Wise program, Indoor/Exterior Audits, Savings estimated at 5.96%, Cost estimated at $311/ac-ft | 106 | 2545 | CONSERVATION | H | 79 | FORT BEND | 11 | SAN JACINTO-BRAZOS | 3 | CONSERVATION | 1 | NO WATER QUALITY IMPROVEMENTS |  | 2437 | 1 | Municipal conservation - medium water user group | 2209 | PLANTATION MUD | H | WUG | MUNICIPAL | 4303 | UTILITY |  | N | 2010 | 2010 | 10574 | 10263 | 9952 | 9952 | 9952 | 9952 | 0 | 0 | 2209 | PLANTATION MUD | H | WUG | MUNICIPAL | 4303 | UTILITY | H | 79 | FORT BEND | 34 | 33 | 32 | 32 | 32 | 32 | N
42 | MUNICIPAL CONSERVATION - MEDIUM WUG | Municipal conservation - medium water user group | H | 3 | CONSERVATION | 1 | MUNICIPAL CONSERVATION | 1 | NO INFRASTRUCTURE | Medium WUG pop 3300 to 10,001. Estimate based on BMPs: Unaccounted-for-water, Public Education, Water Wise program, Indoor/Exterior Audits, Savings estimated at 5.96%, Cost estimated at $311/ac-ft | 106 | 2545 | CONSERVATION | H | 79 | FORT BEND | 11 | SAN JACINTO-BRAZOS | 3 | CONSERVATION | 1 | NO WATER QUALITY IMPROVEMENTS |  | 2438 | 1 | Municipal conservation - medium water user group | 2358 | SIENNA PLANTATION MUD #2 | H | WUG | MUNICIPAL | 4334 | UTILITY |  | N | 2010 | 2010 | 19593 | 22392 | 22392 | 22392 | 22392 | 22392 | 0 | 0 | 2358 | SIENNA PLANTATION MUD #2 | H | WUG | MUNICIPAL | 4334 | UTILITY | H | 79 | FORT BEND | 63 | 72 | 72 | 72 | 72 | 72 | N
42 | MUNICIPAL CONSERVATION - MEDIUM WUG | Municipal conservation - medium water user group | H | 3 | CONSERVATION | 1 | MUNICIPAL CONSERVATION | 1 | NO INFRASTRUCTURE | Medium WUG pop 3300 to 10,001. Estimate based on BMPs: Unaccounted-for-water, Public Education, Water Wise program, Indoor/Exterior Audits, Savings estimated at 5.96%, Cost estimated at $311/ac-ft | 2068 | 4321 | CONSERVATION | H | 84 | GALVESTON | 7 | NECHES-TRINITY | 3 | CONSERVATION | 1 | NO WATER QUALITY IMPROVEMENTS |  | 7094 | 1 | Municipal conservation - medium water user group | 270 | BOLIVAR PENINSULAR SUD | H | WUG | MUNICIPAL | 4027 | UTILITY |  | N | 2010 | 2010 | 20837 | 22392 | 23014 | 23325 | 23325 | 23636 | 0 | 0 | 270 | BOLIVAR PENINSULAR SUD | H | WUG | MUNICIPAL | 4027 | UTILITY | H | 84 | GALVESTON | 67 | 72 | 74 | 75 | 75 | 76 | N
42 | MUNICIPAL CONSERVATION - MEDIUM WUG | Municipal conservation - medium water user group | H | 3 | CONSERVATION | 1 | MUNICIPAL CONSERVATION | 1 | NO INFRASTRUCTURE | Medium WUG pop 3300 to 10,001. Estimate based on BMPs: Unaccounted-for-water, Public Education, Water Wise program, Indoor/Exterior Audits, Savings estimated at 5.96%, Cost estimated at $311/ac-ft | 109 | 2538 | CONSERVATION | H | 101 | HARRIS | 10 | SAN JACINTO | 3 | CONSERVATION | 1 | NO WATER QUALITY IMPROVEMENTS |  | 1009 | 1 | Municipal conservation - medium water user group | 312 | BUNKER HILL VILLAGE | H | WUG | MUNICIPAL | 85 | CITY |  | N | 2010 | 2010 | 27990 | 27679 | 27368 | 27057 | 27057 | 27057 | 0 | 0 | 312 | BUNKER HILL VILLAGE | H | WUG | MUNICIPAL | 85 | CITY | H | 101 | HARRIS | 90 | 89 | 88 | 87 | 87 | 87 | N
42 | MUNICIPAL CONSERVATION - MEDIUM WUG | Municipal conservation - medium water user group | H | 3 | CONSERVATION | 1 | MUNICIPAL CONSERVATION | 1 | NO INFRASTRUCTURE | Medium WUG pop 3300 to 10,001. Estimate based on BMPs: Unaccounted-for-water, Public Education, Water Wise program, Indoor/Exterior Audits, Savings estimated at 5.96%, Cost estimated at $311/ac-ft | 109 | 2538 | CONSERVATION | H | 101 | HARRIS | 10 | SAN JACINTO | 3 | CONSERVATION | 1 | NO WATER QUALITY IMPROVEMENTS |  | 1015 | 1 | Municipal conservation - medium water user group | 350 | CHIMNEY HILL MUD | H | WUG | MUNICIPAL | 4053 | UTILITY |  | N | 2020 | 2020 | 0 | 8086 | 11507 | 11507 | 11196 | 11196 | 0 | 0 | 350 | CHIMNEY HILL MUD | H | WUG | MUNICIPAL | 4053 | UTILITY | H | 101 | HARRIS | 0 | 26 | 37 | 37 | 36 | 36 | N
42 | MUNICIPAL CONSERVATION - MEDIUM WUG | Municipal conservation - medium water user group | H | 3 | CONSERVATION | 1 | MUNICIPAL CONSERVATION | 1 | NO INFRASTRUCTURE | Medium WUG pop 3300 to 10,001. Estimate based on BMPs: Unaccounted-for-water, Public Education, Water Wise program, Indoor/Exterior Audits, Savings estimated at 5.96%, Cost estimated at $311/ac-ft | 109 | 2538 | CONSERVATION | H | 101 | HARRIS | 10 | SAN JACINTO | 3 | CONSERVATION | 1 | NO WATER QUALITY IMPROVEMENTS |  | 1016 | 1 | Municipal conservation - medium water user group | 399 | CONSUMERS WATER INC | H | WUG | MUNICIPAL | 4072 | UTILITY |  | N | 2010 | 2010 | 7464 | 9641 | 12129 | 14306 | 16483 | 18971 | 0 | 0 | 399 | CONSUMERS WATER INC | H | WUG | MUNICIPAL | 4072 | UTILITY | H | 101 | HARRIS | 24 | 31 | 39 | 46 | 53 | 61 | N
42 | MUNICIPAL CONSERVATION - MEDIUM WUG | Municipal conservation - medium water user group | H | 3 | CONSERVATION | 1 | MUNICIPAL CONSERVATION | 1 | NO INFRASTRUCTURE | Medium WUG pop 3300 to 10,001. Estimate based on BMPs: Unaccounted-for-water, Public Education, Water Wise program, Indoor/Exterior Audits, Savings estimated at 5.96%, Cost estimated at $311/ac-ft | 109 | 2538 | CONSERVATION | H | 101 | HARRIS | 10 | SAN JACINTO | 3 | CONSERVATION | 1 | NO WATER QUALITY IMPROVEMENTS |  | 1024 | 1 | Municipal conservation - medium water user group | 673 | CROSBY MUD | H | WUG | MUNICIPAL | 4078 | UTILITY |  | N | 2060 | 2060 | 0 | 0 | 0 | 0 | 0 | 3421 | 0 | 0 | 673 | CROSBY MUD | H | WUG | MUNICIPAL | 4078 | UTILITY | H | 101 | HARRIS | 0 | 0 | 0 | 0 | 0 | 11 | N
42 | MUNICIPAL CONSERVATION - MEDIUM WUG | Municipal conservation - medium water user group | H | 3 | CONSERVATION | 1 | MUNICIPAL CONSERVATION | 1 | NO INFRASTRUCTURE | Medium WUG pop 3300 to 10,001. Estimate based on BMPs: Unaccounted-for-water, Public Education, Water Wise program, Indoor/Exterior Audits, Savings estimated at 5.96%, Cost estimated at $311/ac-ft | 109 | 2538 | CONSERVATION | H | 101 | HARRIS | 10 | SAN JACINTO | 3 | CONSERVATION | 1 | NO WATER QUALITY IMPROVEMENTS |  | 1033 | 1 | Municipal conservation - medium water user group | 748 | EL DORADO UD | H | WUG | MUNICIPAL | 4101 | UTILITY |  | N | 2010 | 2010 | 2799 | 9330 | 9952 | 10885 | 11507 | 12440 | 0 | 0 | 748 | EL DORADO UD | H | WUG | MUNICIPAL | 4101 | UTILITY | H | 101 | HARRIS | 9 | 30 | 32 | 35 | 37 | 40 | N
42 | MUNICIPAL CONSERVATION - MEDIUM WUG | Municipal conservation - medium water user group | H | 3 | CONSERVATION | 1 | MUNICIPAL CONSERVATION | 1 | NO INFRASTRUCTURE | Medium WUG pop 3300 to 10,001. Estimate based on BMPs: Unaccounted-for-water, Public Education, Water Wise program, Indoor/Exterior Audits, Savings estimated at 5.96%, Cost estimated at $311/ac-ft | 109 | 2538 | CONSERVATION | H | 101 | HARRIS | 10 | SAN JACINTO | 3 | CONSERVATION | 1 | NO WATER QUALITY IMPROVEMENTS |  | 1034 | 1 | Municipal conservation - medium water user group | 885 | HARRIS COUNTY FWSD #47 | H | WUG | MUNICIPAL | 4149 | UTILITY |  | N | 2010 | 2010 | 7775 | 7464 | 7153 | 7153 | 5287 | 5287 | 0 | 0 | 885 | HARRIS COUNTY FWSD #47 | H | WUG | MUNICIPAL | 4149 | UTILITY | H | 101 | HARRIS | 25 | 24 | 23 | 23 | 17 | 17 | N
42 | MUNICIPAL CONSERVATION - MEDIUM WUG | Municipal conservation - medium water user group | H | 3 | CONSERVATION | 1 | MUNICIPAL CONSERVATION | 1 | NO INFRASTRUCTURE | Medium WUG pop 3300 to 10,001. Estimate based on BMPs: Unaccounted-for-water, Public Education, Water Wise program, Indoor/Exterior Audits, Savings estimated at 5.96%, Cost estimated at $311/ac-ft | 109 | 2538 | CONSERVATION | H | 101 | HARRIS | 10 | SAN JACINTO | 3 | CONSERVATION | 1 | NO WATER QUALITY IMPROVEMENTS |  | 1035 | 1 | Municipal conservation - medium water user group | 887 | HARRIS COUNTY FWSD #6 | H | WUG | MUNICIPAL | 4151 | UTILITY |  | N | 2010 | 2010 | 6531 | 7464 | 8086 | 9019 | 9952 | 11196 | 0 | 0 | 887 | HARRIS COUNTY FWSD #6 | H | WUG | MUNICIPAL | 4151 | UTILITY | H | 101 | HARRIS | 21 | 24 | 26 | 29 | 32 | 36 | N
42 | MUNICIPAL CONSERVATION - MEDIUM WUG | Municipal conservation - medium water user group | H | 3 | CONSERVATION | 1 | MUNICIPAL CONSERVATION | 1 | NO INFRASTRUCTURE | Medium WUG pop 3300 to 10,001. Estimate based on BMPs: Unaccounted-for-water, Public Education, Water Wise program, Indoor/Exterior Audits, Savings estimated at 5.96%, Cost estimated at $311/ac-ft | 109 | 2538 | CONSERVATION | H | 101 | HARRIS | 10 | SAN JACINTO | 3 | CONSERVATION | 1 | NO WATER QUALITY IMPROVEMENTS |  | 1231 | 1 | Municipal conservation - medium water user group | 889 | HARRIS COUNTY MUD #119 INWOOD NORTH | H | WUG | MUNICIPAL | 4154 | UTILITY |  | N | 2010 | 2010 | 16172 | 17105 | 16794 | 16172 | 16172 | 16172 | 0 | 0 | 889 | HARRIS COUNTY MUD #119 INWOOD NORTH | H | WUG | MUNICIPAL | 4154 | UTILITY | H | 101 | HARRIS | 52 | 55 | 54 | 52 | 52 | 52 | N
42 | MUNICIPAL CONSERVATION - MEDIUM WUG | Municipal conservation - medium water user group | H | 3 | CONSERVATION | 1 | MUNICIPAL CONSERVATION | 1 | NO INFRASTRUCTURE | Medium WUG pop 3300 to 10,001. Estimate based on BMPs: Unaccounted-for-water, Public Education, Water Wise program, Indoor/Exterior Audits, Savings estimated at 5.96%, Cost estimated at $311/ac-ft | 109 | 2538 | CONSERVATION | H | 101 | HARRIS | 10 | SAN JACINTO | 3 | CONSERVATION | 1 | NO WATER QUALITY IMPROVEMENTS |  | 1232 | 1 | Municipal conservation - medium water user group | 890 | HARRIS COUNTY MUD #132 | H | WUG | MUNICIPAL | 4157 | UTILITY |  | N | 2010 | 2010 | 32655 | 40430 | 47894 | 55358 | 62822 | 70597 | 0 | 0 | 890 | HARRIS COUNTY MUD #132 | H | WUG | MUNICIPAL | 4157 | UTILITY | H | 101 | HARRIS | 105 | 130 | 154 | 178 | 202 | 227 | N
42 | MUNICIPAL CONSERVATION - MEDIUM WUG | Municipal conservation - medium water user group | H | 3 | CONSERVATION | 1 | MUNICIPAL CONSERVATION | 1 | NO INFRASTRUCTURE | Medium WUG pop 3300 to 10,001. Estimate based on BMPs: Unaccounted-for-water, Public Education, Water Wise program, Indoor/Exterior Audits, Savings estimated at 5.96%, Cost estimated at $311/ac-ft | 109 | 2538 | CONSERVATION | H | 101 | HARRIS | 10 | SAN JACINTO | 3 | CONSERVATION | 1 | NO WATER QUALITY IMPROVEMENTS |  | 1233 | 1 | Municipal conservation - medium water user group | 892 | HARRIS COUNTY MUD #151 | H | WUG | MUNICIPAL | 4159 | UTILITY |  | N | 2010 | 2010 | 23636 | 23636 | 23325 | 23325 | 23325 | 23325 | 0 | 0 | 892 | HARRIS COUNTY MUD #151 | H | WUG | MUNICIPAL | 4159 | UTILITY | H | 101 | HARRIS | 76 | 76 | 75 | 75 | 75 | 75 | N
42 | MUNICIPAL CONSERVATION - MEDIUM WUG | Municipal conservation - medium water user group | H | 3 | CONSERVATION | 1 | MUNICIPAL CONSERVATION | 1 | NO INFRASTRUCTURE | Medium WUG pop 3300 to 10,001. Estimate based on BMPs: Unaccounted-for-water, Public Education, Water Wise program, Indoor/Exterior Audits, Savings estimated at 5.96%, Cost estimated at $311/ac-ft | 109 | 2538 | CONSERVATION | H | 101 | HARRIS | 10 | SAN JACINTO | 3 | CONSERVATION | 1 | NO WATER QUALITY IMPROVEMENTS |  | 1234 | 1 | Municipal conservation - medium water user group | 893 | HARRIS COUNTY MUD #152 | H | WUG | MUNICIPAL | 4160 | UTILITY |  | N | 2010 | 2010 | 14617 | 18660 | 22703 | 26746 | 31100 | 35143 | 0 | 0 | 893 | HARRIS COUNTY MUD #152 | H | WUG | MUNICIPAL | 4160 | UTILITY | H | 101 | HARRIS | 47 | 60 | 73 | 86 | 100 | 113 | N
42 | MUNICIPAL CONSERVATION - MEDIUM WUG | Municipal conservation - medium water user group | H | 3 | CONSERVATION | 1 | MUNICIPAL CONSERVATION | 1 | NO INFRASTRUCTURE | Medium WUG pop 3300 to 10,001. Estimate based on BMPs: Unaccounted-for-water, Public Education, Water Wise program, Indoor/Exterior Audits, Savings estimated at 5.96%, Cost estimated at $311/ac-ft | 109 | 2538 | CONSERVATION | H | 101 | HARRIS | 10 | SAN JACINTO | 3 | CONSERVATION | 1 | NO WATER QUALITY IMPROVEMENTS |  | 1235 | 1 | Municipal conservation - medium water user group | 894 | HARRIS COUNTY MUD #153 | H | WUG | MUNICIPAL | 4161 | UTILITY |  | N | 2010 | 2010 | 22703 | 30789 | 39186 | 46961 | 55047 | 63133 | 0 | 0 | 894 | HARRIS COUNTY MUD #153 | H | WUG | MUNICIPAL | 4161 | UTILITY | H | 101 | HARRIS | 73 | 99 | 126 | 151 | 177 | 203 | N
42 | MUNICIPAL CONSERVATION - MEDIUM WUG | Municipal conservation - medium water user group | H | 3 | CONSERVATION | 1 | MUNICIPAL CONSERVATION | 1 | NO INFRASTRUCTURE | Medium WUG pop 3300 to 10,001. Estimate based on BMPs: Unaccounted-for-water, Public Education, Water Wise program, Indoor/Exterior Audits, Savings estimated at 5.96%, Cost estimated at $311/ac-ft | 109 | 2538 | CONSERVATION | H | 101 | HARRIS | 10 | SAN JACINTO | 3 | CONSERVATION | 1 | NO WATER QUALITY IMPROVEMENTS |  | 1040 | 1 | Municipal conservation - medium water user group | 895 | HARRIS COUNTY MUD #154 | H | WUG | MUNICIPAL | 4162 | UTILITY |  | N | 2010 | 2010 | 12440 | 15239 | 18038 | 20837 | 23325 | 26435 | 0 | 0 | 895 | HARRIS COUNTY MUD #154 | H | WUG | MUNICIPAL | 4162 | UTILITY | H | 101 | HARRIS | 40 | 49 | 58 | 67 | 75 | 85 | N
42 | MUNICIPAL CONSERVATION - MEDIUM WUG | Municipal conservation - medium water user group | H | 3 | CONSERVATION | 1 | MUNICIPAL CONSERVATION | 1 | NO INFRASTRUCTURE | Medium WUG pop 3300 to 10,001. Estimate based on BMPs: Unaccounted-for-water, Public Education, Water Wise program, Indoor/Exterior Audits, Savings estimated at 5.96%, Cost estimated at $311/ac-ft | 109 | 2538 | CONSERVATION | H | 101 | HARRIS | 10 | SAN JACINTO | 3 | CONSERVATION | 1 | NO WATER QUALITY IMPROVEMENTS |  | 1041 | 1 | Municipal conservation - medium water user group | 896 | HARRIS COUNTY MUD #158 | H | WUG | MUNICIPAL | 4165 | UTILITY |  | N | 2020 | 2020 | 0 | 2177 | 10885 | 10574 | 10574 | 10574 | 0 | 0 | 896 | HARRIS COUNTY MUD #158 | H | WUG | MUNICIPAL | 4165 | UTILITY | H | 101 | HARRIS | 0 | 7 | 35 | 34 | 34 | 34 | N
42 | MUNICIPAL CONSERVATION - MEDIUM WUG | Municipal conservation - medium water user group | H | 3 | CONSERVATION | 1 | MUNICIPAL CONSERVATION | 1 | NO INFRASTRUCTURE | Medium WUG pop 3300 to 10,001. Estimate based on BMPs: Unaccounted-for-water, Public Education, Water Wise program, Indoor/Exterior Audits, Savings estimated at 5.96%, Cost estimated at $311/ac-ft | 109 | 2538 | CONSERVATION | H | 101 | HARRIS | 10 | SAN JACINTO | 3 | CONSERVATION | 1 | NO WATER QUALITY IMPROVEMENTS |  | 1042 | 1 | Municipal conservation - medium water user group | 897 | HARRIS COUNTY MUD #180 | H | WUG | MUNICIPAL | 4170 | UTILITY |  | N | 2010 | 2010 | 11507 | 13684 | 15861 | 18349 | 20526 | 23014 | 0 | 0 | 897 | HARRIS COUNTY MUD #180 | H | WUG | MUNICIPAL | 4170 | UTILITY | H | 101 | HARRIS | 37 | 44 | 51 | 59 | 66 | 74 | N
42 | MUNICIPAL CONSERVATION - MEDIUM WUG | Municipal conservation - medium water user group | H | 3 | CONSERVATION | 1 | MUNICIPAL CONSERVATION | 1 | NO INFRASTRUCTURE | Medium WUG pop 3300 to 10,001. Estimate based on BMPs: Unaccounted-for-water, Public Education, Water Wise program, Indoor/Exterior Audits, Savings estimated at 5.96%, Cost estimated at $311/ac-ft | 109 | 2538 | CONSERVATION | H | 101 | HARRIS | 10 | SAN JACINTO | 3 | CONSERVATION | 1 | NO WATER QUALITY IMPROVEMENTS |  | 1043 | 1 | Municipal conservation - medium water user group | 898 | HARRIS COUNTY MUD #189 | H | WUG | MUNICIPAL | 4174 | UTILITY |  | N | 2010 | 2010 | 14928 | 18038 | 21148 | 23947 | 27057 | 30478 | 0 | 0 | 898 | HARRIS COUNTY MUD #189 | H | WUG | MUNICIPAL | 4174 | UTILITY | H | 101 | HARRIS | 48 | 58 | 68 | 77 | 87 | 98 | N
42 | MUNICIPAL CONSERVATION - MEDIUM WUG | Municipal conservation - medium water user group | H | 3 | CONSERVATION | 1 | MUNICIPAL CONSERVATION | 1 | NO INFRASTRUCTURE | Medium WUG pop 3300 to 10,001. Estimate based on BMPs: Unaccounted-for-water, Public Education, Water Wise program, Indoor/Exterior Audits, Savings estimated at 5.96%, Cost estimated at $311/ac-ft | 109 | 2538 | CONSERVATION | H | 101 | HARRIS | 10 | SAN JACINTO | 3 | CONSERVATION | 1 | NO WATER QUALITY IMPROVEMENTS |  | 1044 | 1 | Municipal conservation - medium water user group | 902 | HARRIS COUNTY MUD #345 | H | WUG | MUNICIPAL | 4182 | UTILITY |  | N | 2010 | 2010 | 26124 | 26124 | 26124 | 25813 | 25813 | 25813 | 0 | 0 | 902 | HARRIS COUNTY MUD #345 | H | WUG | MUNICIPAL | 4182 | UTILITY | H | 101 | HARRIS | 84 | 84 | 84 | 83 | 83 | 83 | N
42 | MUNICIPAL CONSERVATION - MEDIUM WUG | Municipal conservation - medium water user group | H | 3 | CONSERVATION | 1 | MUNICIPAL CONSERVATION | 1 | NO INFRASTRUCTURE | Medium WUG pop 3300 to 10,001. Estimate based on BMPs: Unaccounted-for-water, Public Education, Water Wise program, Indoor/Exterior Audits, Savings estimated at 5.96%, Cost estimated at $311/ac-ft | 109 | 2538 | CONSERVATION | H | 101 | HARRIS | 10 | SAN JACINTO | 3 | CONSERVATION | 1 | NO WATER QUALITY IMPROVEMENTS |  | 1045 | 1 | Municipal conservation - medium water user group | 903 | HARRIS COUNTY MUD #46 | H | WUG | MUNICIPAL | 4183 | UTILITY |  | N | 2010 | 2010 | 15550 | 15239 | 14928 | 14928 | 14928 | 14928 | 0 | 0 | 903 | HARRIS COUNTY MUD #46 | H | WUG | MUNICIPAL | 4183 | UTILITY | H | 101 | HARRIS | 50 | 49 | 48 | 48 | 48 | 48 | N
42 | MUNICIPAL CONSERVATION - MEDIUM WUG | Municipal conservation - medium water user group | H | 3 | CONSERVATION | 1 | MUNICIPAL CONSERVATION | 1 | NO INFRASTRUCTURE | Medium WUG pop 3300 to 10,001. Estimate based on BMPs: Unaccounted-for-water, Public Education, Water Wise program, Indoor/Exterior Audits, Savings estimated at 5.96%, Cost estimated at $311/ac-ft | 109 | 2538 | CONSERVATION | H | 101 | HARRIS | 10 | SAN JACINTO | 3 | CONSERVATION | 1 | NO WATER QUALITY IMPROVEMENTS |  | 1046 | 1 | Municipal conservation - medium water user group | 904 | HARRIS COUNTY MUD #5 | H | WUG | MUNICIPAL | 4184 | UTILITY |  | N | 2010 | 2010 | 12129 | 11818 | 11507 | 11507 | 11196 | 11196 | 0 | 0 | 904 | HARRIS COUNTY MUD #5 | H | WUG | MUNICIPAL | 4184 | UTILITY | H | 101 | HARRIS | 39 | 38 | 37 | 37 | 36 | 36 | N
42 | MUNICIPAL CONSERVATION - MEDIUM WUG | Municipal conservation - medium water user group | H | 3 | CONSERVATION | 1 | MUNICIPAL CONSERVATION | 1 | NO INFRASTRUCTURE | Medium WUG pop 3300 to 10,001. Estimate based on BMPs: Unaccounted-for-water, Public Education, Water Wise program, Indoor/Exterior Audits, Savings estimated at 5.96%, Cost estimated at $311/ac-ft | 109 | 2538 | CONSERVATION | H | 101 | HARRIS | 10 | SAN JACINTO | 3 | CONSERVATION | 1 | NO WATER QUALITY IMPROVEMENTS |  | 1052 | 1 | Municipal conservation - medium water user group | 905 | HARRIS COUNTY MUD #50 | H | WUG | MUNICIPAL | 4185 | UTILITY |  | N | 2030 | 2030 | 0 | 0 | 8397 | 13684 | 14306 | 15239 | 0 | 0 | 905 | HARRIS COUNTY MUD #50 | H | WUG | MUNICIPAL | 4185 | UTILITY | H | 101 | HARRIS | 0 | 0 | 27 | 44 | 46 | 49 | N
42 | MUNICIPAL CONSERVATION - MEDIUM WUG | Municipal conservation - medium water user group | H | 3 | CONSERVATION | 1 | MUNICIPAL CONSERVATION | 1 | NO INFRASTRUCTURE | Medium WUG pop 3300 to 10,001. Estimate based on BMPs: Unaccounted-for-water, Public Education, Water Wise program, Indoor/Exterior Audits, Savings estimated at 5.96%, Cost estimated at $311/ac-ft | 109 | 2538 | CONSERVATION | H | 101 | HARRIS | 10 | SAN JACINTO | 3 | CONSERVATION | 1 | NO WATER QUALITY IMPROVEMENTS |  | 1053 | 1 | Municipal conservation - medium water user group | 908 | HARRIS COUNTY MUD #8 | H | WUG | MUNICIPAL | 4189 | UTILITY |  | N | 2010 | 2010 | 13062 | 13995 | 14928 | 16172 | 17105 | 18660 | 0 | 0 | 908 | HARRIS COUNTY MUD #8 | H | WUG | MUNICIPAL | 4189 | UTILITY | H | 101 | HARRIS | 42 | 45 | 48 | 52 | 55 | 60 | N
42 | MUNICIPAL CONSERVATION - MEDIUM WUG | Municipal conservation - medium water user group | H | 3 | CONSERVATION | 1 | MUNICIPAL CONSERVATION | 1 | NO INFRASTRUCTURE | Medium WUG pop 3300 to 10,001. Estimate based on BMPs: Unaccounted-for-water, Public Education, Water Wise program, Indoor/Exterior Audits, Savings estimated at 5.96%, Cost estimated at $311/ac-ft | 109 | 2538 | CONSERVATION | H | 101 | HARRIS | 10 | SAN JACINTO | 3 | CONSERVATION | 1 | NO WATER QUALITY IMPROVEMENTS |  | 1054 | 1 | Municipal conservation - medium water user group | 912 | HARRIS COUNTY WCID #133 | H | WUG | MUNICIPAL | 4195 | UTILITY |  | N | 2010 | 2010 | 13995 | 13995 | 13995 | 13684 | 13684 | 13684 | 0 | 0 | 912 | HARRIS COUNTY WCID #133 | H | WUG | MUNICIPAL | 4195 | UTILITY | H | 101 | HARRIS | 45 | 45 | 45 | 44 | 44 | 44 | N
42 | MUNICIPAL CONSERVATION - MEDIUM WUG | Municipal conservation - medium water user group | H | 3 | CONSERVATION | 1 | MUNICIPAL CONSERVATION | 1 | NO INFRASTRUCTURE | Medium WUG pop 3300 to 10,001. Estimate based on BMPs: Unaccounted-for-water, Public Education, Water Wise program, Indoor/Exterior Audits, Savings estimated at 5.96%, Cost estimated at $311/ac-ft | 109 | 2538 | CONSERVATION | H | 101 | HARRIS | 10 | SAN JACINTO | 3 | CONSERVATION | 1 | NO WATER QUALITY IMPROVEMENTS |  | 1058 | 1 | Municipal conservation - medium water user group | 915 | HARRIS COUNTY WCID #50 | H | WUG | MUNICIPAL | 4198 | UTILITY |  | N | 2010 | 2010 | 11196 | 12440 | 13373 | 14306 | 15239 | 16483 | 0 | 0 | 915 | HARRIS COUNTY WCID #50 | H | WUG | MUNICIPAL | 4198 | UTILITY | H | 101 | HARRIS | 36 | 40 | 43 | 46 | 49 | 53 | N
42 | MUNICIPAL CONSERVATION - MEDIUM WUG | Municipal conservation - medium water user group | H | 3 | CONSERVATION | 1 | MUNICIPAL CONSERVATION | 1 | NO INFRASTRUCTURE | Medium WUG pop 3300 to 10,001. Estimate based on BMPs: Unaccounted-for-water, Public Education, Water Wise program, Indoor/Exterior Audits, Savings estimated at 5.96%, Cost estimated at $311/ac-ft | 109 | 2538 | CONSERVATION | H | 101 | HARRIS | 10 | SAN JACINTO | 3 | CONSERVATION | 1 | NO WATER QUALITY IMPROVEMENTS |  | 1059 | 1 | Municipal conservation - medium water user group | 967 | HUNTERS CREEK VILLAGE | H | WUG | MUNICIPAL | 290 | CITY |  | N | 2010 | 2010 | 32344 | 34521 | 36698 | 38875 | 41052 | 43229 | 0 | 0 | 967 | HUNTERS CREEK VILLAGE | H | WUG | MUNICIPAL | 290 | CITY | H | 101 | HARRIS | 104 | 111 | 118 | 125 | 132 | 139 | N
42 | MUNICIPAL CONSERVATION - MEDIUM WUG | Municipal conservation - medium water user group | H | 3 | CONSERVATION | 1 | MUNICIPAL CONSERVATION | 1 | NO INFRASTRUCTURE | Medium WUG pop 3300 to 10,001. Estimate based on BMPs: Unaccounted-for-water, Public Education, Water Wise program, Indoor/Exterior Audits, Savings estimated at 5.96%, Cost estimated at $311/ac-ft | 109 | 2538 | CONSERVATION | H | 101 | HARRIS | 10 | SAN JACINTO | 3 | CONSERVATION | 1 | NO WATER QUALITY IMPROVEMENTS |  | 1069 | 1 | Municipal conservation - medium water user group | 1232 | JERSEY VILLAGE | H | WUG | MUNICIPAL | 709 | CITY |  | N | 2020 | 2020 | 0 | 34832 | 40119 | 45717 | 51004 | 56602 | 0 | 0 | 1232 | JERSEY VILLAGE | H | WUG | MUNICIPAL | 709 | CITY | H | 101 | HARRIS | 0 | 112 | 129 | 147 | 164 | 182 | N
42 | MUNICIPAL CONSERVATION - MEDIUM WUG | Municipal conservation - medium water user group | H | 3 | CONSERVATION | 1 | MUNICIPAL CONSERVATION | 1 | NO INFRASTRUCTURE | Medium WUG pop 3300 to 10,001. Estimate based on BMPs: Unaccounted-for-water, Public Education, Water Wise program, Indoor/Exterior Audits, Savings estimated at 5.96%, Cost estimated at $311/ac-ft | 109 | 2538 | CONSERVATION | H | 101 | HARRIS | 10 | SAN JACINTO | 3 | CONSERVATION | 1 | NO WATER QUALITY IMPROVEMENTS |  | 1070 | 1 | Municipal conservation - medium water user group | 1807 | MASON CREEK UD | H | WUG | MUNICIPAL | 4247 | UTILITY |  | N | 2010 | 2010 | 43540 | 42918 | 42607 | 41985 | 41985 | 41985 | 0 | 0 | 1807 | MASON CREEK UD | H | WUG | MUNICIPAL | 4247 | UTILITY | H | 101 | HARRIS | 140 | 138 | 137 | 135 | 135 | 135 | N
42 | MUNICIPAL CONSERVATION - MEDIUM WUG | Municipal conservation - medium water user group | H | 3 | CONSERVATION | 1 | MUNICIPAL CONSERVATION | 1 | NO INFRASTRUCTURE | Medium WUG pop 3300 to 10,001. Estimate based on BMPs: Unaccounted-for-water, Public Education, Water Wise program, Indoor/Exterior Audits, Savings estimated at 5.96%, Cost estimated at $311/ac-ft | 109 | 2538 | CONSERVATION | H | 101 | HARRIS | 10 | SAN JACINTO | 3 | CONSERVATION | 1 | NO WATER QUALITY IMPROVEMENTS |  | 1083 | 1 | Municipal conservation - medium water user group | 2130 | NORTH BELT UD | H | WUG | MUNICIPAL | 4275 | UTILITY |  | N | 2010 | 2010 | 8397 | 11196 | 13684 | 15861 | 18660 | 21148 | 0 | 0 | 2130 | NORTH BELT UD | H | WUG | MUNICIPAL | 4275 | UTILITY | H | 101 | HARRIS | 27 | 36 | 44 | 51 | 60 | 68 | N
42 | MUNICIPAL CONSERVATION - MEDIUM WUG | Municipal conservation - medium water user group | H | 3 | CONSERVATION | 1 | MUNICIPAL CONSERVATION | 1 | NO INFRASTRUCTURE | Medium WUG pop 3300 to 10,001. Estimate based on BMPs: Unaccounted-for-water, Public Education, Water Wise program, Indoor/Exterior Audits, Savings estimated at 5.96%, Cost estimated at $311/ac-ft | 109 | 2538 | CONSERVATION | H | 101 | HARRIS | 10 | SAN JACINTO | 3 | CONSERVATION | 1 | NO WATER QUALITY IMPROVEMENTS |  | 1084 | 1 | Municipal conservation - medium water user group | 2134 | NORTH GREEN MUD | H | WUG | MUNICIPAL | 4279 | UTILITY |  | N | 2010 | 2010 | 6531 | 7153 | 7464 | 8086 | 8708 | 9330 | 0 | 0 | 2134 | NORTH GREEN MUD | H | WUG | MUNICIPAL | 4279 | UTILITY | H | 101 | HARRIS | 21 | 23 | 24 | 26 | 28 | 30 | N
42 | MUNICIPAL CONSERVATION - MEDIUM WUG | Municipal conservation - medium water user group | H | 3 | CONSERVATION | 1 | MUNICIPAL CONSERVATION | 1 | NO INFRASTRUCTURE | Medium WUG pop 3300 to 10,001. Estimate based on BMPs: Unaccounted-for-water, Public Education, Water Wise program, Indoor/Exterior Audits, Savings estimated at 5.96%, Cost estimated at $311/ac-ft | 109 | 2538 | CONSERVATION | H | 101 | HARRIS | 10 | SAN JACINTO | 3 | CONSERVATION | 1 | NO WATER QUALITY IMPROVEMENTS |  | 1092 | 1 | Municipal conservation - medium water user group | 2141 | NORTHWEST HARRIS COUNTY MUD #23 | H | WUG | MUNICIPAL | 4286 | UTILITY |  | N | 2010 | 2010 | 10885 | 13373 | 16172 | 18660 | 21459 | 23947 | 0 | 0 | 2141 | NORTHWEST HARRIS COUNTY MUD #23 | H | WUG | MUNICIPAL | 4286 | UTILITY | H | 101 | HARRIS | 35 | 43 | 52 | 60 | 69 | 77 | N
42 | MUNICIPAL CONSERVATION - MEDIUM WUG | Municipal conservation - medium water user group | H | 3 | CONSERVATION | 1 | MUNICIPAL CONSERVATION | 1 | NO INFRASTRUCTURE | Medium WUG pop 3300 to 10,001. Estimate based on BMPs: Unaccounted-for-water, Public Education, Water Wise program, Indoor/Exterior Audits, Savings estimated at 5.96%, Cost estimated at $311/ac-ft | 109 | 2538 | CONSERVATION | H | 101 | HARRIS | 10 | SAN JACINTO | 3 | CONSERVATION | 1 | NO WATER QUALITY IMPROVEMENTS |  | 1093 | 1 | Municipal conservation - medium water user group | 2201 | PINE TRAILS UTILITY | H | WUG | MUNICIPAL | 4302 | UTILITY |  | N | 2010 | 2010 | 17416 | 18660 | 19904 | 21148 | 22392 | 23947 | 0 | 0 | 2201 | PINE TRAILS UTILITY | H | WUG | MUNICIPAL | 4302 | UTILITY | H | 101 | HARRIS | 56 | 60 | 64 | 68 | 72 | 77 | N
42 | MUNICIPAL CONSERVATION - MEDIUM WUG | Municipal conservation - medium water user group | H | 3 | CONSERVATION | 1 | MUNICIPAL CONSERVATION | 1 | NO INFRASTRUCTURE | Medium WUG pop 3300 to 10,001. Estimate based on BMPs: Unaccounted-for-water, Public Education, Water Wise program, Indoor/Exterior Audits, Savings estimated at 5.96%, Cost estimated at $311/ac-ft | 109 | 2538 | CONSERVATION | H | 101 | HARRIS | 10 | SAN JACINTO | 3 | CONSERVATION | 1 | NO WATER QUALITY IMPROVEMENTS |  | 1099 | 1 | Municipal conservation - medium water user group | 2204 | PINEY POINT VILLAGE | H | WUG | MUNICIPAL | 468 | CITY |  | N | 2010 | 2010 | 23636 | 24258 | 25191 | 26124 | 26746 | 27990 | 0 | 0 | 2204 | PINEY POINT VILLAGE | H | WUG | MUNICIPAL | 468 | CITY | H | 101 | HARRIS | 76 | 78 | 81 | 84 | 86 | 90 | N
42 | MUNICIPAL CONSERVATION - MEDIUM WUG | Municipal conservation - medium water user group | H | 3 | CONSERVATION | 1 | MUNICIPAL CONSERVATION | 1 | NO INFRASTRUCTURE | Medium WUG pop 3300 to 10,001. Estimate based on BMPs: Unaccounted-for-water, Public Education, Water Wise program, Indoor/Exterior Audits, Savings estimated at 5.96%, Cost estimated at $311/ac-ft | 109 | 2538 | CONSERVATION | H | 101 | HARRIS | 10 | SAN JACINTO | 3 | CONSERVATION | 1 | NO WATER QUALITY IMPROVEMENTS |  | 1109 | 1 | Municipal conservation - medium water user group | 2392 | SPRING VALLEY | H | WUG | MUNICIPAL | 575 | CITY |  | N | 2010 | 2010 | 16483 | 17105 | 17416 | 18038 | 18660 | 19593 | 0 | 0 | 2392 | SPRING VALLEY | H | WUG | MUNICIPAL | 575 | CITY | H | 101 | HARRIS | 53 | 55 | 56 | 58 | 60 | 63 | N
42 | MUNICIPAL CONSERVATION - MEDIUM WUG | Municipal conservation - medium water user group | H | 3 | CONSERVATION | 1 | MUNICIPAL CONSERVATION | 1 | NO INFRASTRUCTURE | Medium WUG pop 3300 to 10,001. Estimate based on BMPs: Unaccounted-for-water, Public Education, Water Wise program, Indoor/Exterior Audits, Savings estimated at 5.96%, Cost estimated at $311/ac-ft | 109 | 2538 | CONSERVATION | H | 101 | HARRIS | 10 | SAN JACINTO | 3 | CONSERVATION | 1 | NO WATER QUALITY IMPROVEMENTS |  | 1124 | 1 | Municipal conservation - medium water user group | 2597 | WEST HARRIS COUNTY MUD #6 | H | WUG | MUNICIPAL | 4387 | UTILITY |  | N | 2010 | 2010 | 10574 | 10263 | 10263 | 10263 | 9952 | 9952 | 0 | 0 | 2597 | WEST HARRIS COUNTY MUD #6 | H | WUG | MUNICIPAL | 4387 | UTILITY | H | 101 | HARRIS | 34 | 33 | 33 | 33 | 32 | 32 | N
42 | MUNICIPAL CONSERVATION - MEDIUM WUG | Municipal conservation - medium water user group | H | 3 | CONSERVATION | 1 | MUNICIPAL CONSERVATION | 1 | NO INFRASTRUCTURE | Medium WUG pop 3300 to 10,001. Estimate based on BMPs: Unaccounted-for-water, Public Education, Water Wise program, Indoor/Exterior Audits, Savings estimated at 5.96%, Cost estimated at $311/ac-ft | 109 | 2538 | CONSERVATION | H | 101 | HARRIS | 10 | SAN JACINTO | 3 | CONSERVATION | 1 | NO WATER QUALITY IMPROVEMENTS |  | 1127 | 1 | Municipal conservation - medium water user group | 2625 | WILLOW RUN SUBDIVISION | H | WUG | MUNICIPAL | 4398 | UTILITY |  | N | 2010 | 2010 | 12440 | 12129 | 11818 | 11507 | 11507 | 11507 | 0 | 0 | 2625 | WILLOW RUN SUBDIVISION | H | WUG | MUNICIPAL | 4398 | UTILITY | H | 101 | HARRIS | 40 | 39 | 38 | 37 | 37 | 37 | N
42 | MUNICIPAL CONSERVATION - MEDIUM WUG | Municipal conservation - medium water user group | H | 3 | CONSERVATION | 1 | MUNICIPAL CONSERVATION | 1 | NO INFRASTRUCTURE | Medium WUG pop 3300 to 10,001. Estimate based on BMPs: Unaccounted-for-water, Public Education, Water Wise program, Indoor/Exterior Audits, Savings estimated at 5.96%, Cost estimated at $311/ac-ft | 109 | 2538 | CONSERVATION | H | 101 | HARRIS | 10 | SAN JACINTO | 3 | CONSERVATION | 1 | NO WATER QUALITY IMPROVEMENTS |  | 1128 | 1 | Municipal conservation - medium water user group | 2632 | WINDFERN FOREST UD | H | WUG | MUNICIPAL | 4401 | UTILITY |  | N | 2010 | 2010 | 14928 | 19282 | 18660 | 18660 | 18660 | 18660 | 0 | 0 | 2632 | WINDFERN FOREST UD | H | WUG | MUNICIPAL | 4401 | UTILITY | H | 101 | HARRIS | 48 | 62 | 60 | 60 | 60 | 60 | N
42 | MUNICIPAL CONSERVATION - MEDIUM WUG | Municipal conservation - medium water user group | H | 3 | CONSERVATION | 1 | MUNICIPAL CONSERVATION | 1 | NO INFRASTRUCTURE | Medium WUG pop 3300 to 10,001. Estimate based on BMPs: Unaccounted-for-water, Public Education, Water Wise program, Indoor/Exterior Audits, Savings estimated at 5.96%, Cost estimated at $311/ac-ft | 109 | 2538 | CONSERVATION | H | 101 | HARRIS | 10 | SAN JACINTO | 3 | CONSERVATION | 1 | NO WATER QUALITY IMPROVEMENTS |  | 1129 | 1 | Municipal conservation - medium water user group | 2643 | WOODCREEK MUD | H | WUG | MUNICIPAL | 4404 | UTILITY |  | N | 2010 | 2010 | 11507 | 15239 | 18660 | 22081 | 25502 | 28923 | 0 | 0 | 2643 | WOODCREEK MUD | H | WUG | MUNICIPAL | 4404 | UTILITY | H | 101 | HARRIS | 37 | 49 | 60 | 71 | 82 | 93 | N
42 | MUNICIPAL CONSERVATION - MEDIUM WUG | Municipal conservation - medium water user group | H | 3 | CONSERVATION | 1 | MUNICIPAL CONSERVATION | 1 | NO INFRASTRUCTURE | Medium WUG pop 3300 to 10,001. Estimate based on BMPs: Unaccounted-for-water, Public Education, Water Wise program, Indoor/Exterior Audits, Savings estimated at 5.96%, Cost estimated at $311/ac-ft | 1966 | 4324 | CONSERVATION | H | 145 | LEON | 8 | TRINITY | 3 | CONSERVATION | 1 | NO WATER QUALITY IMPROVEMENTS |  | 4626 | 1 | Municipal conservation - medium water user group | 782 | FLO COMMUNITY WSC | H | WUG | MUNICIPAL | 4114 | UTILITY |  | N | 2020 | 2020 | 0 | 9641 | 10574 | 10574 | 10263 | 10574 | 0 | 0 | 782 | FLO COMMUNITY WSC | H | WUG | MUNICIPAL | 4114 | UTILITY | H | 145 | LEON | 0 | 31 | 34 | 34 | 33 | 34 | N
42 | MUNICIPAL CONSERVATION - MEDIUM WUG | Municipal conservation - medium water user group | H | 3 | CONSERVATION | 1 | MUNICIPAL CONSERVATION | 1 | NO INFRASTRUCTURE | Medium WUG pop 3300 to 10,001. Estimate based on BMPs: Unaccounted-for-water, Public Education, Water Wise program, Indoor/Exterior Audits, Savings estimated at 5.96%, Cost estimated at $311/ac-ft | 1885 | 2539 | CONSERVATION | H | 146 | LIBERTY | 10 | SAN JACINTO | 3 | CONSERVATION | 1 | NO WATER QUALITY IMPROVEMENTS |  | 1018 | 1 | Municipal conservation - medium water user group | 370 | CLEVELAND | H | WUG | MUNICIPAL | 116 | CITY |  | N | 2020 | 2020 | 0 | 7464 | 15861 | 23325 | 27057 | 28301 | 0 | 0 | 370 | CLEVELAND | H | WUG | MUNICIPAL | 116 | CITY | H | 146 | LIBERTY | 0 | 24 | 51 | 75 | 87 | 91 | N
42 | MUNICIPAL CONSERVATION - MEDIUM WUG | Municipal conservation - medium water user group | H | 3 | CONSERVATION | 1 | MUNICIPAL CONSERVATION | 1 | NO INFRASTRUCTURE | Medium WUG pop 3300 to 10,001. Estimate based on BMPs: Unaccounted-for-water, Public Education, Water Wise program, Indoor/Exterior Audits, Savings estimated at 5.96%, Cost estimated at $311/ac-ft | 1885 | 2539 | CONSERVATION | H | 146 | LIBERTY | 10 | SAN JACINTO | 3 | CONSERVATION | 1 | NO WATER QUALITY IMPROVEMENTS |  | 7029 | 1 | Municipal conservation - medium water user group | 2388 | SOUTHWEST UTILITIES | H | WUG | MUNICIPAL | 4343 | UTILITY |  | N | 2020 | 2020 | 0 | 311 | 311 | 311 | 311 | 622 | 0 | 0 | 2388 | SOUTHWEST UTILITIES | H | WUG | MUNICIPAL | 4343 | UTILITY | H | 146 | LIBERTY | 0 | 1 | 1 | 1 | 1 | 2 | N
42 | MUNICIPAL CONSERVATION - MEDIUM WUG | Municipal conservation - medium water user group | H | 3 | CONSERVATION | 1 | MUNICIPAL CONSERVATION | 1 | NO INFRASTRUCTURE | Medium WUG pop 3300 to 10,001. Estimate based on BMPs: Unaccounted-for-water, Public Education, Water Wise program, Indoor/Exterior Audits, Savings estimated at 5.96%, Cost estimated at $311/ac-ft | 1889 | 2517 | CONSERVATION | H | 146 | LIBERTY | 8 | TRINITY | 3 | CONSERVATION | 1 | NO WATER QUALITY IMPROVEMENTS |  | 4634 | 1 | Municipal conservation - medium water user group | 698 | DAYTON | H | WUG | MUNICIPAL | 152 | CITY |  | N | 2020 | 2020 | 0 | 40119 | 47272 | 54114 | 62200 | 71530 | 0 | 0 | 698 | DAYTON | H | WUG | MUNICIPAL | 152 | CITY | H | 146 | LIBERTY | 0 | 129 | 152 | 174 | 200 | 230 | N
42 | MUNICIPAL CONSERVATION - MEDIUM WUG | Municipal conservation - medium water user group | H | 3 | CONSERVATION | 1 | MUNICIPAL CONSERVATION | 1 | NO INFRASTRUCTURE | Medium WUG pop 3300 to 10,001. Estimate based on BMPs: Unaccounted-for-water, Public Education, Water Wise program, Indoor/Exterior Audits, Savings estimated at 5.96%, Cost estimated at $311/ac-ft | 1889 | 2517 | CONSERVATION | H | 146 | LIBERTY | 8 | TRINITY | 3 | CONSERVATION | 1 | NO WATER QUALITY IMPROVEMENTS |  | 4635 | 1 | Municipal conservation - medium water user group | 1319 | LIBERTY | H | WUG | MUNICIPAL | 356 | CITY |  | N | 2020 | 2020 | 0 | 5598 | 7153 | 10574 | 21459 | 30167 | 0 | 0 | 1319 | LIBERTY | H | WUG | MUNICIPAL | 356 | CITY | H | 146 | LIBERTY | 0 | 18 | 23 | 34 | 69 | 97 | N
42 | MUNICIPAL CONSERVATION - MEDIUM WUG | Municipal conservation - medium water user group | H | 3 | CONSERVATION | 1 | MUNICIPAL CONSERVATION | 1 | NO INFRASTRUCTURE | Medium WUG pop 3300 to 10,001. Estimate based on BMPs: Unaccounted-for-water, Public Education, Water Wise program, Indoor/Exterior Audits, Savings estimated at 5.96%, Cost estimated at $311/ac-ft | 1967 | 4325 | CONSERVATION | H | 157 | MADISON | 8 | TRINITY | 3 | CONSERVATION | 1 | NO WATER QUALITY IMPROVEMENTS |  | 4642 | 1 | Municipal conservation - medium water user group | 1617 | MADISONVILLE | H | WUG | MUNICIPAL | 382 | CITY |  | N | 2020 | 2020 | 0 | 10574 | 15550 | 15861 | 16483 | 16794 | 0 | 0 | 1617 | MADISONVILLE | H | WUG | MUNICIPAL | 382 | CITY | H | 157 | MADISON | 0 | 34 | 50 | 51 | 53 | 54 | N
42 | MUNICIPAL CONSERVATION - MEDIUM WUG | Municipal conservation - medium water user group | H | 3 | CONSERVATION | 1 | MUNICIPAL CONSERVATION | 1 | NO INFRASTRUCTURE | Medium WUG pop 3300 to 10,001. Estimate based on BMPs: Unaccounted-for-water, Public Education, Water Wise program, Indoor/Exterior Audits, Savings estimated at 5.96%, Cost estimated at $311/ac-ft | 111 | 2540 | CONSERVATION | H | 170 | MONTGOMERY | 10 | SAN JACINTO | 3 | CONSERVATION | 1 | NO WATER QUALITY IMPROVEMENTS |  | 1020 | 1 | Municipal conservation - medium water user group | 399 | CONSUMERS WATER INC | H | WUG | MUNICIPAL | 4072 | UTILITY |  | N | 2010 | 2010 | 4043 | 4354 | 5598 | 6842 | 8708 | 10885 | 0 | 0 | 399 | CONSUMERS WATER INC | H | WUG | MUNICIPAL | 4072 | UTILITY | H | 170 | MONTGOMERY | 13 | 14 | 18 | 22 | 28 | 35 | N
42 | MUNICIPAL CONSERVATION - MEDIUM WUG | Municipal conservation - medium water user group | H | 3 | CONSERVATION | 1 | MUNICIPAL CONSERVATION | 1 | NO INFRASTRUCTURE | Medium WUG pop 3300 to 10,001. Estimate based on BMPs: Unaccounted-for-water, Public Education, Water Wise program, Indoor/Exterior Audits, Savings estimated at 5.96%, Cost estimated at $311/ac-ft | 111 | 2540 | CONSERVATION | H | 170 | MONTGOMERY | 10 | SAN JACINTO | 3 | CONSERVATION | 1 | NO WATER QUALITY IMPROVEMENTS |  | 1022 | 1 | Municipal conservation - medium water user group | 682 | CRYSTAL SPRNGS WATER COMPANY | H | WUG | MUNICIPAL | 4081 | UTILITY |  | N | 2010 | 2010 | 11196 | 13062 | 17416 | 22392 | 29545 | 37631 | 0 | 0 | 682 | CRYSTAL SPRNGS WATER COMPANY | H | WUG | MUNICIPAL | 4081 | UTILITY | H | 170 | MONTGOMERY | 36 | 42 | 56 | 72 | 95 | 121 | N
42 | MUNICIPAL CONSERVATION - MEDIUM WUG | Municipal conservation - medium water user group | H | 3 | CONSERVATION | 1 | MUNICIPAL CONSERVATION | 1 | NO INFRASTRUCTURE | Medium WUG pop 3300 to 10,001. Estimate based on BMPs: Unaccounted-for-water, Public Education, Water Wise program, Indoor/Exterior Audits, Savings estimated at 5.96%, Cost estimated at $311/ac-ft | 111 | 2540 | CONSERVATION | H | 170 | MONTGOMERY | 10 | SAN JACINTO | 3 | CONSERVATION | 1 | NO WATER QUALITY IMPROVEMENTS |  | 1076 | 1 | Municipal conservation - medium water user group | 2075 | MONTGOMERY COUNTY MUD #18 | H | WUG | MUNICIPAL | 4261 | UTILITY |  | N | 2010 | 2010 | 34832 | 44162 | 65310 | 90190 | 123467 | 161720 | 0 | 0 | 2075 | MONTGOMERY COUNTY MUD #18 | H | WUG | MUNICIPAL | 4261 | UTILITY | H | 170 | MONTGOMERY | 112 | 142 | 210 | 290 | 397 | 520 | N
42 | MUNICIPAL CONSERVATION - MEDIUM WUG | Municipal conservation - medium water user group | H | 3 | CONSERVATION | 1 | MUNICIPAL CONSERVATION | 1 | NO INFRASTRUCTURE | Medium WUG pop 3300 to 10,001. Estimate based on BMPs: Unaccounted-for-water, Public Education, Water Wise program, Indoor/Exterior Audits, Savings estimated at 5.96%, Cost estimated at $311/ac-ft | 111 | 2540 | CONSERVATION | H | 170 | MONTGOMERY | 10 | SAN JACINTO | 3 | CONSERVATION | 1 | NO WATER QUALITY IMPROVEMENTS |  | 1077 | 1 | Municipal conservation - medium water user group | 2077 | MONTGOMERY COUNTY MUD #8 | H | WUG | MUNICIPAL | 4263 | UTILITY |  | N | 2010 | 2010 | 15550 | 20215 | 24569 | 25813 | 25502 | 25502 | 0 | 0 | 2077 | MONTGOMERY COUNTY MUD #8 | H | WUG | MUNICIPAL | 4263 | UTILITY | H | 170 | MONTGOMERY | 50 | 65 | 79 | 83 | 82 | 82 | N
42 | MUNICIPAL CONSERVATION - MEDIUM WUG | Municipal conservation - medium water user group | H | 3 | CONSERVATION | 1 | MUNICIPAL CONSERVATION | 1 | NO INFRASTRUCTURE | Medium WUG pop 3300 to 10,001. Estimate based on BMPs: Unaccounted-for-water, Public Education, Water Wise program, Indoor/Exterior Audits, Savings estimated at 5.96%, Cost estimated at $311/ac-ft | 111 | 2540 | CONSERVATION | H | 170 | MONTGOMERY | 10 | SAN JACINTO | 3 | CONSERVATION | 1 | NO WATER QUALITY IMPROVEMENTS |  | 1086 | 1 | Municipal conservation - medium water user group | 2080 | MONTGOMERY COUNTY UD #3 | H | WUG | MUNICIPAL | 4266 | UTILITY |  | N | 2010 | 2010 | 9019 | 9330 | 10263 | 11507 | 13373 | 15861 | 0 | 0 | 2080 | MONTGOMERY COUNTY UD #3 | H | WUG | MUNICIPAL | 4266 | UTILITY | H | 170 | MONTGOMERY | 29 | 30 | 33 | 37 | 43 | 51 | N
42 | MUNICIPAL CONSERVATION - MEDIUM WUG | Municipal conservation - medium water user group | H | 3 | CONSERVATION | 1 | MUNICIPAL CONSERVATION | 1 | NO INFRASTRUCTURE | Medium WUG pop 3300 to 10,001. Estimate based on BMPs: Unaccounted-for-water, Public Education, Water Wise program, Indoor/Exterior Audits, Savings estimated at 5.96%, Cost estimated at $311/ac-ft | 111 | 2540 | CONSERVATION | H | 170 | MONTGOMERY | 10 | SAN JACINTO | 3 | CONSERVATION | 1 | NO WATER QUALITY IMPROVEMENTS |  | 1087 | 1 | Municipal conservation - medium water user group | 2081 | MONTGOMERY COUNTY UD #4 | H | WUG | MUNICIPAL | 4267 | UTILITY |  | N | 2010 | 2010 | 18038 | 18038 | 17727 | 17416 | 17416 | 17416 | 0 | 0 | 2081 | MONTGOMERY COUNTY UD #4 | H | WUG | MUNICIPAL | 4267 | UTILITY | H | 170 | MONTGOMERY | 58 | 58 | 57 | 56 | 56 | 56 | N
42 | MUNICIPAL CONSERVATION - MEDIUM WUG | Municipal conservation - medium water user group | H | 3 | CONSERVATION | 1 | MUNICIPAL CONSERVATION | 1 | NO INFRASTRUCTURE | Medium WUG pop 3300 to 10,001. Estimate based on BMPs: Unaccounted-for-water, Public Education, Water Wise program, Indoor/Exterior Audits, Savings estimated at 5.96%, Cost estimated at $311/ac-ft | 111 | 2540 | CONSERVATION | H | 170 | MONTGOMERY | 10 | SAN JACINTO | 3 | CONSERVATION | 1 | NO WATER QUALITY IMPROVEMENTS |  | 1088 | 1 | Municipal conservation - medium water user group | 2082 | MONTGOMERY COUNTY WCID #1 | H | WUG | MUNICIPAL | 4268 | UTILITY |  | N | 2010 | 2010 | 9330 | 9641 | 10574 | 12129 | 13995 | 16483 | 0 | 0 | 2082 | MONTGOMERY COUNTY WCID #1 | H | WUG | MUNICIPAL | 4268 | UTILITY | H | 170 | MONTGOMERY | 30 | 31 | 34 | 39 | 45 | 53 | N
42 | MUNICIPAL CONSERVATION - MEDIUM WUG | Municipal conservation - medium water user group | H | 3 | CONSERVATION | 1 | MUNICIPAL CONSERVATION | 1 | NO INFRASTRUCTURE | Medium WUG pop 3300 to 10,001. Estimate based on BMPs: Unaccounted-for-water, Public Education, Water Wise program, Indoor/Exterior Audits, Savings estimated at 5.96%, Cost estimated at $311/ac-ft | 111 | 2540 | CONSERVATION | H | 170 | MONTGOMERY | 10 | SAN JACINTO | 3 | CONSERVATION | 1 | NO WATER QUALITY IMPROVEMENTS |  | 1096 | 1 | Municipal conservation - medium water user group | 2149 | OAK RIDGE NORTH | H | WUG | MUNICIPAL | 726 | CITY |  | N | 2010 | 2010 | 12751 | 13995 | 16483 | 19904 | 23947 | 29234 | 0 | 0 | 2149 | OAK RIDGE NORTH | H | WUG | MUNICIPAL | 726 | CITY | H | 170 | MONTGOMERY | 41 | 45 | 53 | 64 | 77 | 94 | N
42 | MUNICIPAL CONSERVATION - MEDIUM WUG | Municipal conservation - medium water user group | H | 3 | CONSERVATION | 1 | MUNICIPAL CONSERVATION | 1 | NO INFRASTRUCTURE | Medium WUG pop 3300 to 10,001. Estimate based on BMPs: Unaccounted-for-water, Public Education, Water Wise program, Indoor/Exterior Audits, Savings estimated at 5.96%, Cost estimated at $311/ac-ft | 111 | 2540 | CONSERVATION | H | 170 | MONTGOMERY | 10 | SAN JACINTO | 3 | CONSERVATION | 1 | NO WATER QUALITY IMPROVEMENTS |  | 1104 | 1 | Municipal conservation - medium water user group | 2215 | POINT AQUARIUS MUD | H | WUG | MUNICIPAL | 4305 | UTILITY |  | N | 2010 | 2010 | 13684 | 16794 | 24258 | 32655 | 44162 | 57224 | 0 | 0 | 2215 | POINT AQUARIUS MUD | H | WUG | MUNICIPAL | 4305 | UTILITY | H | 170 | MONTGOMERY | 44 | 54 | 78 | 105 | 142 | 184 | N
42 | MUNICIPAL CONSERVATION - MEDIUM WUG | Municipal conservation - medium water user group | H | 3 | CONSERVATION | 1 | MUNICIPAL CONSERVATION | 1 | NO INFRASTRUCTURE | Medium WUG pop 3300 to 10,001. Estimate based on BMPs: Unaccounted-for-water, Public Education, Water Wise program, Indoor/Exterior Audits, Savings estimated at 5.96%, Cost estimated at $311/ac-ft | 111 | 2540 | CONSERVATION | H | 170 | MONTGOMERY | 10 | SAN JACINTO | 3 | CONSERVATION | 1 | NO WATER QUALITY IMPROVEMENTS |  | 1105 | 1 | Municipal conservation - medium water user group | 2279 | RIVER PLANTATION MUD | H | WUG | MUNICIPAL | 4322 | UTILITY |  | N | 2010 | 2010 | 15550 | 15239 | 14928 | 14928 | 14928 | 14928 | 0 | 0 | 2279 | RIVER PLANTATION MUD | H | WUG | MUNICIPAL | 4322 | UTILITY | H | 170 | MONTGOMERY | 50 | 49 | 48 | 48 | 48 | 48 | N
42 | MUNICIPAL CONSERVATION - MEDIUM WUG | Municipal conservation - medium water user group | H | 3 | CONSERVATION | 1 | MUNICIPAL CONSERVATION | 1 | NO INFRASTRUCTURE | Medium WUG pop 3300 to 10,001. Estimate based on BMPs: Unaccounted-for-water, Public Education, Water Wise program, Indoor/Exterior Audits, Savings estimated at 5.96%, Cost estimated at $311/ac-ft | 111 | 2540 | CONSERVATION | H | 170 | MONTGOMERY | 10 | SAN JACINTO | 3 | CONSERVATION | 1 | NO WATER QUALITY IMPROVEMENTS |  | 1106 | 1 | Municipal conservation - medium water user group | 2294 | ROMAN FOREST | H | WUG | MUNICIPAL | 801 | CITY |  | N | 2010 | 2010 | 9952 | 15550 | 22081 | 28923 | 38564 | 49760 | 0 | 0 | 2294 | ROMAN FOREST | H | WUG | MUNICIPAL | 801 | CITY | H | 170 | MONTGOMERY | 32 | 50 | 71 | 93 | 124 | 160 | N
42 | MUNICIPAL CONSERVATION - MEDIUM WUG | Municipal conservation - medium water user group | H | 3 | CONSERVATION | 1 | MUNICIPAL CONSERVATION | 1 | NO INFRASTRUCTURE | Medium WUG pop 3300 to 10,001. Estimate based on BMPs: Unaccounted-for-water, Public Education, Water Wise program, Indoor/Exterior Audits, Savings estimated at 5.96%, Cost estimated at $311/ac-ft | 111 | 2540 | CONSERVATION | H | 170 | MONTGOMERY | 10 | SAN JACINTO | 3 | CONSERVATION | 1 | NO WATER QUALITY IMPROVEMENTS |  | 1112 | 1 | Municipal conservation - medium water user group | 2353 | SHENANDOAH | H | WUG | MUNICIPAL | 745 | CITY |  | N | 2010 | 2010 | 32344 | 37631 | 43851 | 50382 | 59401 | 70286 | 0 | 0 | 2353 | SHENANDOAH | H | WUG | MUNICIPAL | 745 | CITY | H | 170 | MONTGOMERY | 104 | 121 | 141 | 162 | 191 | 226 | N
42 | MUNICIPAL CONSERVATION - MEDIUM WUG | Municipal conservation - medium water user group | H | 3 | CONSERVATION | 1 | MUNICIPAL CONSERVATION | 1 | NO INFRASTRUCTURE | Medium WUG pop 3300 to 10,001. Estimate based on BMPs: Unaccounted-for-water, Public Education, Water Wise program, Indoor/Exterior Audits, Savings estimated at 5.96%, Cost estimated at $311/ac-ft | 111 | 2540 | CONSERVATION | H | 170 | MONTGOMERY | 10 | SAN JACINTO | 3 | CONSERVATION | 1 | NO WATER QUALITY IMPROVEMENTS |  | 7029 | 1 | Municipal conservation - medium water user group | 2388 | SOUTHWEST UTILITIES | H | WUG | MUNICIPAL | 4343 | UTILITY |  | N | 2010 | 2010 | 4665 | 5287 | 6531 | 8086 | 9952 | 12440 | 0 | 0 | 2388 | SOUTHWEST UTILITIES | H | WUG | MUNICIPAL | 4343 | UTILITY | H | 170 | MONTGOMERY | 15 | 17 | 21 | 26 | 32 | 40 | N
42 | MUNICIPAL CONSERVATION - MEDIUM WUG | Municipal conservation - medium water user group | H | 3 | CONSERVATION | 1 | MUNICIPAL CONSERVATION | 1 | NO INFRASTRUCTURE | Medium WUG pop 3300 to 10,001. Estimate based on BMPs: Unaccounted-for-water, Public Education, Water Wise program, Indoor/Exterior Audits, Savings estimated at 5.96%, Cost estimated at $311/ac-ft | 111 | 2540 | CONSERVATION | H | 170 | MONTGOMERY | 10 | SAN JACINTO | 3 | CONSERVATION | 1 | NO WATER QUALITY IMPROVEMENTS |  | 1113 | 1 | Municipal conservation - medium water user group | 2391 | SPRING CREEK UD | H | WUG | MUNICIPAL | 4344 | UTILITY |  | N | 2010 | 2010 | 9952 | 11196 | 14928 | 18971 | 24880 | 31411 | 0 | 0 | 2391 | SPRING CREEK UD | H | WUG | MUNICIPAL | 4344 | UTILITY | H | 170 | MONTGOMERY | 32 | 36 | 48 | 61 | 80 | 101 | N
42 | MUNICIPAL CONSERVATION - MEDIUM WUG | Municipal conservation - medium water user group | H | 3 | CONSERVATION | 1 | MUNICIPAL CONSERVATION | 1 | NO INFRASTRUCTURE | Medium WUG pop 3300 to 10,001. Estimate based on BMPs: Unaccounted-for-water, Public Education, Water Wise program, Indoor/Exterior Audits, Savings estimated at 5.96%, Cost estimated at $311/ac-ft | 111 | 2540 | CONSERVATION | H | 170 | MONTGOMERY | 10 | SAN JACINTO | 3 | CONSERVATION | 1 | NO WATER QUALITY IMPROVEMENTS |  | 1114 | 1 | Municipal conservation - medium water user group | 2399 | STANLEY LAKE MUD | H | WUG | MUNICIPAL | 4347 | UTILITY |  | N | 2010 | 2010 | 13684 | 16794 | 16794 | 16483 | 16483 | 16483 | 0 | 0 | 2399 | STANLEY LAKE MUD | H | WUG | MUNICIPAL | 4347 | UTILITY | H | 170 | MONTGOMERY | 44 | 54 | 54 | 53 | 53 | 53 | N
42 | MUNICIPAL CONSERVATION - MEDIUM WUG | Municipal conservation - medium water user group | H | 3 | CONSERVATION | 1 | MUNICIPAL CONSERVATION | 1 | NO INFRASTRUCTURE | Medium WUG pop 3300 to 10,001. Estimate based on BMPs: Unaccounted-for-water, Public Education, Water Wise program, Indoor/Exterior Audits, Savings estimated at 5.96%, Cost estimated at $311/ac-ft | 111 | 2540 | CONSERVATION | H | 170 | MONTGOMERY | 10 | SAN JACINTO | 3 | CONSERVATION | 1 | NO WATER QUALITY IMPROVEMENTS |  | 1126 | 1 | Municipal conservation - medium water user group | 2623 | WILLIS | H | WUG | MUNICIPAL | 655 | CITY |  | N | 2010 | 2010 | 10574 | 12129 | 15239 | 18971 | 23947 | 30167 | 0 | 0 | 2623 | WILLIS | H | WUG | MUNICIPAL | 655 | CITY | H | 170 | MONTGOMERY | 34 | 39 | 49 | 61 | 77 | 97 | N
42 | MUNICIPAL CONSERVATION - MEDIUM WUG | Municipal conservation - medium water user group | H | 3 | CONSERVATION | 1 | MUNICIPAL CONSERVATION | 1 | NO INFRASTRUCTURE | Medium WUG pop 3300 to 10,001. Estimate based on BMPs: Unaccounted-for-water, Public Education, Water Wise program, Indoor/Exterior Audits, Savings estimated at 5.96%, Cost estimated at $311/ac-ft | 1968 | 4329 | CONSERVATION | H | 204 | SAN JACINTO | 8 | TRINITY | 3 | CONSERVATION | 1 | NO WATER QUALITY IMPROVEMENTS |  | 4649 | 1 | Municipal conservation - medium water user group | 2280 | RIVERSIDE WSC | H | WUG | MUNICIPAL | 4323 | UTILITY |  | N | 2020 | 2020 | 0 | 3421 | 4043 | 4976 | 5598 | 6220 | 0 | 0 | 2280 | RIVERSIDE WSC | H | WUG | MUNICIPAL | 4323 | UTILITY | H | 204 | SAN JACINTO | 0 | 11 | 13 | 16 | 18 | 20 | N
42 | MUNICIPAL CONSERVATION - MEDIUM WUG | Municipal conservation - medium water user group | H | 3 | CONSERVATION | 1 | MUNICIPAL CONSERVATION | 1 | NO INFRASTRUCTURE | Medium WUG pop 3300 to 10,001. Estimate based on BMPs: Unaccounted-for-water, Public Education, Water Wise program, Indoor/Exterior Audits, Savings estimated at 5.96%, Cost estimated at $311/ac-ft | 1969 | 4331 | CONSERVATION | H | 236 | WALKER | 8 | TRINITY | 3 | CONSERVATION | 1 | NO WATER QUALITY IMPROVEMENTS |  | 4649 | 1 | Municipal conservation - medium water user group | 2280 | RIVERSIDE WSC | H | WUG | MUNICIPAL | 4323 | UTILITY |  | N | 2030 | 2030 | 0 | 0 | 1555 | 7153 | 7464 | 8086 | 0 | 0 | 2280 | RIVERSIDE WSC | H | WUG | MUNICIPAL | 4323 | UTILITY | H | 236 | WALKER | 0 | 0 | 5 | 23 | 24 | 26 | N
42 | MUNICIPAL CONSERVATION - MEDIUM WUG | Municipal conservation - medium water user group | H | 3 | CONSERVATION | 1 | MUNICIPAL CONSERVATION | 1 | NO INFRASTRUCTURE | Medium WUG pop 3300 to 10,001. Estimate based on BMPs: Unaccounted-for-water, Public Education, Water Wise program, Indoor/Exterior Audits, Savings estimated at 5.96%, Cost estimated at $311/ac-ft | 1969 | 4331 | CONSERVATION | H | 236 | WALKER | 8 | TRINITY | 3 | CONSERVATION | 1 | NO WATER QUALITY IMPROVEMENTS |  | 4656 | 1 | Municipal conservation - medium water user group | 2574 | WALKER COUNTY RURAL WSC | H | WUG | MUNICIPAL | 4372 | UTILITY |  | N | 2020 | 2020 | 0 | 16794 | 17105 | 16483 | 16483 | 16483 | 0 | 0 | 2574 | WALKER COUNTY RURAL WSC | H | WUG | MUNICIPAL | 4372 | UTILITY | H | 236 | WALKER | 0 | 54 | 55 | 53 | 53 | 53 | N
42 | MUNICIPAL CONSERVATION - MEDIUM WUG | Municipal conservation - medium water user group | H | 3 | CONSERVATION | 1 | MUNICIPAL CONSERVATION | 1 | NO INFRASTRUCTURE | Medium WUG pop 3300 to 10,001. Estimate based on BMPs: Unaccounted-for-water, Public Education, Water Wise program, Indoor/Exterior Audits, Savings estimated at 5.96%, Cost estimated at $311/ac-ft | 107 | 2616 | CONSERVATION | H | 237 | WALLER | 12 | BRAZOS | 3 | CONSERVATION | 1 | NO WATER QUALITY IMPROVEMENTS |  | 2156 | 1 | Municipal conservation - medium water user group | 296 | BROOKSHIRE | H | WUG | MUNICIPAL | 77 | CITY |  | N | 2020 | 2020 | 0 | 15550 | 19282 | 23325 | 27990 | 33899 | 0 | 0 | 296 | BROOKSHIRE | H | WUG | MUNICIPAL | 77 | CITY | H | 237 | WALLER | 0 | 50 | 62 | 75 | 90 | 109 | N
42 | MUNICIPAL CONSERVATION - MEDIUM WUG | Municipal conservation - medium water user group | H | 3 | CONSERVATION | 1 | MUNICIPAL CONSERVATION | 1 | NO INFRASTRUCTURE | Medium WUG pop 3300 to 10,001. Estimate based on BMPs: Unaccounted-for-water, Public Education, Water Wise program, Indoor/Exterior Audits, Savings estimated at 5.96%, Cost estimated at $311/ac-ft | 107 | 2616 | CONSERVATION | H | 237 | WALLER | 12 | BRAZOS | 3 | CONSERVATION | 1 | NO WATER QUALITY IMPROVEMENTS |  | 2157 | 1 | Municipal conservation - medium water user group | 931 | HEMPSTEAD | H | WUG | MUNICIPAL | 271 | CITY |  | N | 2020 | 2020 | 0 | 37942 | 50071 | 63444 | 79616 | 98587 | 0 | 0 | 931 | HEMPSTEAD | H | WUG | MUNICIPAL | 271 | CITY | H | 237 | WALLER | 0 | 122 | 161 | 204 | 256 | 317 | N
42 | MUNICIPAL CONSERVATION - MEDIUM WUG | Municipal conservation - medium water user group | H | 3 | CONSERVATION | 1 | MUNICIPAL CONSERVATION | 1 | NO INFRASTRUCTURE | Medium WUG pop 3300 to 10,001. Estimate based on BMPs: Unaccounted-for-water, Public Education, Water Wise program, Indoor/Exterior Audits, Savings estimated at 5.96%, Cost estimated at $311/ac-ft | 107 | 2616 | CONSERVATION | H | 237 | WALLER | 12 | BRAZOS | 3 | CONSERVATION | 1 | NO WATER QUALITY IMPROVEMENTS |  | 7037 | 1 | Municipal conservation - medium water user group | 2232 | PRAIRIE VIEW | H | WUG | MUNICIPAL | 485 | CITY |  | N | 2020 | 2020 | 0 | 22392 | 24258 | 26435 | 28923 | 32033 | 0 | 0 | 2232 | PRAIRIE VIEW | H | WUG | MUNICIPAL | 485 | CITY | H | 237 | WALLER | 0 | 72 | 78 | 85 | 93 | 103 | N
42 | MUNICIPAL CONSERVATION - MEDIUM WUG | Municipal conservation - medium water user group | H | 3 | CONSERVATION | 1 | MUNICIPAL CONSERVATION | 1 | NO INFRASTRUCTURE | Medium WUG pop 3300 to 10,001. Estimate based on BMPs: Unaccounted-for-water, Public Education, Water Wise program, Indoor/Exterior Audits, Savings estimated at 5.96%, Cost estimated at $311/ac-ft | 104 | 2543 | CONSERVATION | H | 237 | WALLER | 10 | SAN JACINTO | 3 | CONSERVATION | 1 | NO WATER QUALITY IMPROVEMENTS |  | 1107 | 1 | Municipal conservation - medium water user group | 2232 | PRAIRIE VIEW | H | WUG | MUNICIPAL | 485 | CITY |  | N | 2020 | 2020 | 0 | 2488 | 2799 | 2799 | 3110 | 3421 | 0 | 0 | 2232 | PRAIRIE VIEW | H | WUG | MUNICIPAL | 485 | CITY | H | 237 | WALLER | 0 | 8 | 9 | 9 | 10 | 11 | N
11 | MUNICIPAL CONSERVATION - SMALL WUG | Municipal conservation - small water user group | H | 3 | CONSERVATION | 1 | MUNICIPAL CONSERVATION | 1 | NO INFRASTRUCTURE | Small WUG population under 3301. Estimate based on the following BMPs: Unaccounted-for-water reduction (leak detection), Public Education, Water Wise program, Potential savings estimated at 5.55%, Cost estimated at $202/ac-ft | 1951 | 4317 | CONSERVATION | H | 8 | AUSTIN | 12 | BRAZOS | 3 | CONSERVATION | 1 | NO WATER QUALITY IMPROVEMENTS |  | 2121 | 1 | Municipal conservation - small water user group | 2320 | SAN FELIPE | H | WUG | MUNICIPAL | 954 | CITY |  | N | 2020 | 2020 | 0 | 1616 | 1818 | 1818 | 1818 | 2020 | 0 | 0 | 2320 | SAN FELIPE | H | WUG | MUNICIPAL | 954 | CITY | H | 8 | AUSTIN | 0 | 8 | 9 | 9 | 9 | 10 | N
11 | MUNICIPAL CONSERVATION - SMALL WUG | Municipal conservation - small water user group | H | 3 | CONSERVATION | 1 | MUNICIPAL CONSERVATION | 1 | NO INFRASTRUCTURE | Small WUG population under 3301. Estimate based on the following BMPs: Unaccounted-for-water reduction (leak detection), Public Education, Water Wise program, Potential savings estimated at 5.55%, Cost estimated at $202/ac-ft | 1953 | 4319 | CONSERVATION | H | 8 | AUSTIN | 13 | BRAZOS-COLORADO | 3 | CONSERVATION | 1 | NO WATER QUALITY IMPROVEMENTS |  | 2359 | 1 | Municipal conservation - small water user group | 419 | COUNTY-OTHER, AUSTIN | H | WUG | MUNICIPAL | 757 | COUNTY-OTHER |  | N | 2020 | 2020 | 0 | 3434 | 3636 | 3838 | 3838 | 3838 | 0 | 0 | 419 | COUNTY-OTHER, AUSTIN | H | WUG | MUNICIPAL | 757 | COUNTY-OTHER | H | 8 | AUSTIN | 0 | 17 | 18 | 19 | 19 | 19 | N
11 | MUNICIPAL CONSERVATION - SMALL WUG | Municipal conservation - small water user group | H | 3 | CONSERVATION | 1 | MUNICIPAL CONSERVATION | 1 | NO INFRASTRUCTURE | Small WUG population under 3301. Estimate based on the following BMPs: Unaccounted-for-water reduction (leak detection), Public Education, Water Wise program, Potential savings estimated at 5.55%, Cost estimated at $202/ac-ft | 1953 | 4319 | CONSERVATION | H | 8 | AUSTIN | 13 | BRAZOS-COLORADO | 3 | CONSERVATION | 1 | NO WATER QUALITY IMPROVEMENTS |  | 2360 | 1 | Municipal conservation - small water user group | 2576 | WALLIS | H | WUG | MUNICIPAL | 630 | CITY |  | N | 2020 | 2020 | 0 | 2222 | 2222 | 2222 | 2424 | 2424 | 0 | 0 | 2576 | WALLIS | H | WUG | MUNICIPAL | 630 | CITY | H | 8 | AUSTIN | 0 | 11 | 11 | 11 | 12 | 12 | N
11 | MUNICIPAL CONSERVATION - SMALL WUG | Municipal conservation - small water user group | H | 3 | CONSERVATION | 1 | MUNICIPAL CONSERVATION | 1 | NO INFRASTRUCTURE | Small WUG population under 3301. Estimate based on the following BMPs: Unaccounted-for-water reduction (leak detection), Public Education, Water Wise program, Potential savings estimated at 5.55%, Cost estimated at $202/ac-ft | 1956 | 4318 | CONSERVATION | H | 8 | AUSTIN | 14 | COLORADO | 3 | CONSERVATION | 1 | NO WATER QUALITY IMPROVEMENTS |  | 3038 | 1 | Municipal conservation - small water user group | 419 | COUNTY-OTHER, AUSTIN | H | WUG | MUNICIPAL | 757 | COUNTY-OTHER |  | N | 2020 | 2020 | 0 | 404 | 404 | 404 | 404 | 404 | 0 | 0 | 419 | COUNTY-OTHER, AUSTIN | H | WUG | MUNICIPAL | 757 | COUNTY-OTHER | H | 8 | AUSTIN | 0 | 2 | 2 | 2 | 2 | 2 | N
11 | MUNICIPAL CONSERVATION - SMALL WUG | Municipal conservation - small water user group | H | 3 | CONSERVATION | 1 | MUNICIPAL CONSERVATION | 1 | NO INFRASTRUCTURE | Small WUG population under 3301. Estimate based on the following BMPs: Unaccounted-for-water reduction (leak detection), Public Education, Water Wise program, Potential savings estimated at 5.55%, Cost estimated at $202/ac-ft | 92 | 2556 | CONSERVATION | H | 20 | BRAZORIA | 12 | BRAZOS | 3 | CONSERVATION | 1 | NO WATER QUALITY IMPROVEMENTS |  | 2125 | 1 | Municipal conservation - small water user group | 211 | BAILEY'S PRAIRIE | H | WUG | MUNICIPAL | 817 | CITY |  | N | 2040 | 2040 | 0 | 0 | 0 | 202 | 202 | 202 | 0 | 0 | 211 | BAILEY'S PRAIRIE | H | WUG | MUNICIPAL | 817 | CITY | H | 20 | BRAZORIA | 0 | 0 | 0 | 1 | 1 | 1 | N
11 | MUNICIPAL CONSERVATION - SMALL WUG | Municipal conservation - small water user group | H | 3 | CONSERVATION | 1 | MUNICIPAL CONSERVATION | 1 | NO INFRASTRUCTURE | Small WUG population under 3301. Estimate based on the following BMPs: Unaccounted-for-water reduction (leak detection), Public Education, Water Wise program, Potential savings estimated at 5.55%, Cost estimated at $202/ac-ft | 92 | 2556 | CONSERVATION | H | 20 | BRAZORIA | 12 | BRAZOS | 3 | CONSERVATION | 1 | NO WATER QUALITY IMPROVEMENTS |  | 2126 | 1 | Municipal conservation - small water user group | 431 | COUNTY-OTHER, BRAZORIA | H | WUG | MUNICIPAL | 757 | COUNTY-OTHER |  | N | 2010 | 2010 | 1414 | 1414 | 1616 | 1616 | 1616 | 1818 | 0 | 0 | 431 | COUNTY-OTHER, BRAZORIA | H | WUG | MUNICIPAL | 757 | COUNTY-OTHER | H | 20 | BRAZORIA | 7 | 7 | 8 | 8 | 8 | 9 | N
11 | MUNICIPAL CONSERVATION - SMALL WUG | Municipal conservation - small water user group | H | 3 | CONSERVATION | 1 | MUNICIPAL CONSERVATION | 1 | NO INFRASTRUCTURE | Small WUG population under 3301. Estimate based on the following BMPs: Unaccounted-for-water reduction (leak detection), Public Education, Water Wise program, Potential savings estimated at 5.55%, Cost estimated at $202/ac-ft | 92 | 2556 | CONSERVATION | H | 20 | BRAZORIA | 12 | BRAZOS | 3 | CONSERVATION | 1 | NO WATER QUALITY IMPROVEMENTS |  | 2127 | 1 | Municipal conservation - small water user group | 2501 | SURFSIDE BEACH | H | WUG | MUNICIPAL | 967 | CITY |  | N | 2020 | 2020 | 0 | 2020 | 2424 | 2626 | 2828 | 3030 | 0 | 0 | 2501 | SURFSIDE BEACH | H | WUG | MUNICIPAL | 967 | CITY | H | 20 | BRAZORIA | 0 | 10 | 12 | 13 | 14 | 15 | N
11 | MUNICIPAL CONSERVATION - SMALL WUG | Municipal conservation - small water user group | H | 3 | CONSERVATION | 1 | MUNICIPAL CONSERVATION | 1 | NO INFRASTRUCTURE | Small WUG population under 3301. Estimate based on the following BMPs: Unaccounted-for-water reduction (leak detection), Public Education, Water Wise program, Potential savings estimated at 5.55%, Cost estimated at $202/ac-ft | 92 | 2556 | CONSERVATION | H | 20 | BRAZORIA | 12 | BRAZOS | 3 | CONSERVATION | 1 | NO WATER QUALITY IMPROVEMENTS |  | 2128 | 1 | Municipal conservation - small water user group | 2564 | VARNER CREEK UD | H | WUG | MUNICIPAL | 4370 | UTILITY |  | N | 2020 | 2020 | 0 | 4848 | 5454 | 6262 | 7070 | 7878 | 0 | 0 | 2564 | VARNER CREEK UD | H | WUG | MUNICIPAL | 4370 | UTILITY | H | 20 | BRAZORIA | 0 | 24 | 27 | 31 | 35 | 39 | N
11 | MUNICIPAL CONSERVATION - SMALL WUG | Municipal conservation - small water user group | H | 3 | CONSERVATION | 1 | MUNICIPAL CONSERVATION | 1 | NO INFRASTRUCTURE | Small WUG population under 3301. Estimate based on the following BMPs: Unaccounted-for-water reduction (leak detection), Public Education, Water Wise program, Potential savings estimated at 5.55%, Cost estimated at $202/ac-ft | 1874 | 2623 | CONSERVATION | H | 20 | BRAZORIA | 13 | BRAZOS-COLORADO | 3 | CONSERVATION | 1 | NO WATER QUALITY IMPROVEMENTS |  | 7054 | 1 | Municipal conservation - small water user group | 431 | COUNTY-OTHER, BRAZORIA | H | WUG | MUNICIPAL | 757 | COUNTY-OTHER |  | N | 2010 | 2010 | 47470 | 50298 | 53328 | 55550 | 58580 | 61812 | 0 | 0 | 431 | COUNTY-OTHER, BRAZORIA | H | WUG | MUNICIPAL | 757 | COUNTY-OTHER | H | 20 | BRAZORIA | 235 | 249 | 264 | 275 | 290 | 306 | N
11 | MUNICIPAL CONSERVATION - SMALL WUG | Municipal conservation - small water user group | H | 3 | CONSERVATION | 1 | MUNICIPAL CONSERVATION | 1 | NO INFRASTRUCTURE | Small WUG population under 3301. Estimate based on the following BMPs: Unaccounted-for-water reduction (leak detection), Public Education, Water Wise program, Potential savings estimated at 5.55%, Cost estimated at $202/ac-ft | 2 | 2544 | CONSERVATION | H | 20 | BRAZORIA | 11 | SAN JACINTO-BRAZOS | 3 | CONSERVATION | 1 | NO WATER QUALITY IMPROVEMENTS |  | 7058 | 1 | Municipal conservation - small water user group | 211 | BAILEY'S PRAIRIE | H | WUG | MUNICIPAL | 817 | CITY |  | N | 2010 | 2010 | 0 | 0 | 0 | 0 | 0 | 0 | 0 | 0 | 211 | BAILEY'S PRAIRIE | H | WUG | MUNICIPAL | 817 | CITY | H | 20 | BRAZORIA | 0 | 0 | 0 | 0 | 0 | 0 | N
11 | MUNICIPAL CONSERVATION - SMALL WUG | Municipal conservation - small water user group | H | 3 | CONSERVATION | 1 | MUNICIPAL CONSERVATION | 1 | NO INFRASTRUCTURE | Small WUG population under 3301. Estimate based on the following BMPs: Unaccounted-for-water reduction (leak detection), Public Education, Water Wise program, Potential savings estimated at 5.55%, Cost estimated at $202/ac-ft | 2 | 2544 | CONSERVATION | H | 20 | BRAZORIA | 11 | SAN JACINTO-BRAZOS | 3 | CONSERVATION | 1 | NO WATER QUALITY IMPROVEMENTS |  | 2420 | 1 | Municipal conservation - small water user group | 297 | BROOKSIDE VILLAGE | H | WUG | MUNICIPAL | 78 | CITY |  | N | 2020 | 2020 | 0 | 3232 | 3636 | 3838 | 4242 | 4646 | 0 | 0 | 297 | BROOKSIDE VILLAGE | H | WUG | MUNICIPAL | 78 | CITY | H | 20 | BRAZORIA | 0 | 16 | 18 | 19 | 21 | 23 | N
11 | MUNICIPAL CONSERVATION - SMALL WUG | Municipal conservation - small water user group | H | 3 | CONSERVATION | 1 | MUNICIPAL CONSERVATION | 1 | NO INFRASTRUCTURE | Small WUG population under 3301. Estimate based on the following BMPs: Unaccounted-for-water reduction (leak detection), Public Education, Water Wise program, Potential savings estimated at 5.55%, Cost estimated at $202/ac-ft | 2 | 2544 | CONSERVATION | H | 20 | BRAZORIA | 11 | SAN JACINTO-BRAZOS | 3 | CONSERVATION | 1 | NO WATER QUALITY IMPROVEMENTS |  | 2421 | 1 | Municipal conservation - small water user group | 431 | COUNTY-OTHER, BRAZORIA | H | WUG | MUNICIPAL | 757 | COUNTY-OTHER |  | N | 2010 | 2010 | 112918 | 123826 | 137158 | 148268 | 161600 | 176144 | 0 | 0 | 431 | COUNTY-OTHER, BRAZORIA | H | WUG | MUNICIPAL | 757 | COUNTY-OTHER | H | 20 | BRAZORIA | 559 | 613 | 679 | 734 | 800 | 872 | N
11 | MUNICIPAL CONSERVATION - SMALL WUG | Municipal conservation - small water user group | H | 3 | CONSERVATION | 1 | MUNICIPAL CONSERVATION | 1 | NO INFRASTRUCTURE | Small WUG population under 3301. Estimate based on the following BMPs: Unaccounted-for-water reduction (leak detection), Public Education, Water Wise program, Potential savings estimated at 5.55%, Cost estimated at $202/ac-ft | 2 | 2544 | CONSERVATION | H | 20 | BRAZORIA | 11 | SAN JACINTO-BRAZOS | 3 | CONSERVATION | 1 | NO WATER QUALITY IMPROVEMENTS |  | 2422 | 1 | Municipal conservation - small water user group | 695 | DANBURY | H | WUG | MUNICIPAL | 693 | CITY |  | N | 2020 | 2020 | 0 | 2222 | 2626 | 2626 | 2828 | 3030 | 0 | 0 | 695 | DANBURY | H | WUG | MUNICIPAL | 693 | CITY | H | 20 | BRAZORIA | 0 | 11 | 13 | 13 | 14 | 15 | N
11 | MUNICIPAL CONSERVATION - SMALL WUG | Municipal conservation - small water user group | H | 3 | CONSERVATION | 1 | MUNICIPAL CONSERVATION | 1 | NO INFRASTRUCTURE | Small WUG population under 3301. Estimate based on the following BMPs: Unaccounted-for-water reduction (leak detection), Public Education, Water Wise program, Potential savings estimated at 5.55%, Cost estimated at $202/ac-ft | 2 | 2544 | CONSERVATION | H | 20 | BRAZORIA | 11 | SAN JACINTO-BRAZOS | 3 | CONSERVATION | 1 | NO WATER QUALITY IMPROVEMENTS |  | 2423 | 1 | Municipal conservation - small water user group | 947 | HILLCREST | H | WUG | MUNICIPAL | 881 | CITY |  | N | 2020 | 2020 | 0 | 202 | 202 | 404 | 1010 | 1414 | 0 | 0 | 947 | HILLCREST | H | WUG | MUNICIPAL | 881 | CITY | H | 20 | BRAZORIA | 0 | 1 | 1 | 2 | 5 | 7 | N
11 | MUNICIPAL CONSERVATION - SMALL WUG | Municipal conservation - small water user group | H | 3 | CONSERVATION | 1 | MUNICIPAL CONSERVATION | 1 | NO INFRASTRUCTURE | Small WUG population under 3301. Estimate based on the following BMPs: Unaccounted-for-water reduction (leak detection), Public Education, Water Wise program, Potential savings estimated at 5.55%, Cost estimated at $202/ac-ft | 2 | 2544 | CONSERVATION | H | 20 | BRAZORIA | 11 | SAN JACINTO-BRAZOS | 3 | CONSERVATION | 1 | NO WATER QUALITY IMPROVEMENTS |  | 2424 | 1 | Municipal conservation - small water user group | 951 | HOLIDAY LAKES | H | WUG | MUNICIPAL | 779 | CITY |  | N | 2060 | 2060 | 0 | 0 | 0 | 0 | 0 | 202 | 0 | 0 | 951 | HOLIDAY LAKES | H | WUG | MUNICIPAL | 779 | CITY | H | 20 | BRAZORIA | 0 | 0 | 0 | 0 | 0 | 1 | N
11 | MUNICIPAL CONSERVATION - SMALL WUG | Municipal conservation - small water user group | H | 3 | CONSERVATION | 1 | MUNICIPAL CONSERVATION | 1 | NO INFRASTRUCTURE | Small WUG population under 3301. Estimate based on the following BMPs: Unaccounted-for-water reduction (leak detection), Public Education, Water Wise program, Potential savings estimated at 5.55%, Cost estimated at $202/ac-ft | 2 | 2544 | CONSERVATION | H | 20 | BRAZORIA | 11 | SAN JACINTO-BRAZOS | 3 | CONSERVATION | 1 | NO WATER QUALITY IMPROVEMENTS |  | 2425 | 1 | Municipal conservation - small water user group | 977 | IOWA COLONY | H | WUG | MUNICIPAL | 885 | CITY |  | N | 2020 | 2020 | 0 | 1414 | 1414 | 1414 | 1616 | 1818 | 0 | 0 | 977 | IOWA COLONY | H | WUG | MUNICIPAL | 885 | CITY | H | 20 | BRAZORIA | 0 | 7 | 7 | 7 | 8 | 9 | N
11 | MUNICIPAL CONSERVATION - SMALL WUG | Municipal conservation - small water user group | H | 3 | CONSERVATION | 1 | MUNICIPAL CONSERVATION | 1 | NO INFRASTRUCTURE | Small WUG population under 3301. Estimate based on the following BMPs: Unaccounted-for-water reduction (leak detection), Public Education, Water Wise program, Potential savings estimated at 5.55%, Cost estimated at $202/ac-ft | 2 | 2544 | CONSERVATION | H | 20 | BRAZORIA | 11 | SAN JACINTO-BRAZOS | 3 | CONSERVATION | 1 | NO WATER QUALITY IMPROVEMENTS |  | 2426 | 1 | Municipal conservation - small water user group | 2166 | OYSTER CREEK | H | WUG | MUNICIPAL | 730 | CITY |  | N | 2010 | 2010 | 1818 | 2020 | 2424 | 2626 | 2828 | 3030 | 0 | 0 | 2166 | OYSTER CREEK | H | WUG | MUNICIPAL | 730 | CITY | H | 20 | BRAZORIA | 9 | 10 | 12 | 13 | 14 | 15 | N
11 | MUNICIPAL CONSERVATION - SMALL WUG | Municipal conservation - small water user group | H | 3 | CONSERVATION | 1 | MUNICIPAL CONSERVATION | 1 | NO INFRASTRUCTURE | Small WUG population under 3301. Estimate based on the following BMPs: Unaccounted-for-water reduction (leak detection), Public Education, Water Wise program, Potential savings estimated at 5.55%, Cost estimated at $202/ac-ft | 93 | 2489 | CONSERVATION | H | 36 | CHAMBERS | 7 | NECHES-TRINITY | 3 | CONSERVATION | 1 | NO WATER QUALITY IMPROVEMENTS |  | 7093 | 1 | Municipal conservation - small water user group | 447 | COUNTY-OTHER, CHAMBERS | H | WUG | MUNICIPAL | 757 | COUNTY-OTHER |  | N | 2010 | 2010 | 606 | 606 | 606 | 404 | 404 | 404 | 0 | 0 | 447 | COUNTY-OTHER, CHAMBERS | H | WUG | MUNICIPAL | 757 | COUNTY-OTHER | H | 36 | CHAMBERS | 3 | 3 | 3 | 2 | 2 | 2 | N
11 | MUNICIPAL CONSERVATION - SMALL WUG | Municipal conservation - small water user group | H | 3 | CONSERVATION | 1 | MUNICIPAL CONSERVATION | 1 | NO INFRASTRUCTURE | Small WUG population under 3301. Estimate based on the following BMPs: Unaccounted-for-water reduction (leak detection), Public Education, Water Wise program, Potential savings estimated at 5.55%, Cost estimated at $202/ac-ft | 94 | 2496 | CONSERVATION | H | 36 | CHAMBERS | 8 | TRINITY | 3 | CONSERVATION | 1 | NO WATER QUALITY IMPROVEMENTS |  | 7079 | 1 | Municipal conservation - small water user group | 229 | BEACH CITY | H | WUG | MUNICIPAL | 822 | CITY |  | N | 2060 | 2060 | 0 | 0 | 0 | 0 | 0 | 1010 | 0 | 0 | 229 | BEACH CITY | H | WUG | MUNICIPAL | 822 | CITY | H | 36 | CHAMBERS | 0 | 0 | 0 | 0 | 0 | 5 | N
11 | MUNICIPAL CONSERVATION - SMALL WUG | Municipal conservation - small water user group | H | 3 | CONSERVATION | 1 | MUNICIPAL CONSERVATION | 1 | NO INFRASTRUCTURE | Small WUG population under 3301. Estimate based on the following BMPs: Unaccounted-for-water reduction (leak detection), Public Education, Water Wise program, Potential savings estimated at 5.55%, Cost estimated at $202/ac-ft | 94 | 2496 | CONSERVATION | H | 36 | CHAMBERS | 8 | TRINITY | 3 | CONSERVATION | 1 | NO WATER QUALITY IMPROVEMENTS |  | 7080 | 1 | Municipal conservation - small water user group | 447 | COUNTY-OTHER, CHAMBERS | H | WUG | MUNICIPAL | 757 | COUNTY-OTHER |  | N | 2010 | 2010 | 2828 | 2626 | 2626 | 2424 | 2424 | 2424 | 0 | 0 | 447 | COUNTY-OTHER, CHAMBERS | H | WUG | MUNICIPAL | 757 | COUNTY-OTHER | H | 36 | CHAMBERS | 14 | 13 | 13 | 12 | 12 | 12 | N
11 | MUNICIPAL CONSERVATION - SMALL WUG | Municipal conservation - small water user group | H | 3 | CONSERVATION | 1 | MUNICIPAL CONSERVATION | 1 | NO INFRASTRUCTURE | Small WUG population under 3301. Estimate based on the following BMPs: Unaccounted-for-water reduction (leak detection), Public Education, Water Wise program, Potential savings estimated at 5.55%, Cost estimated at $202/ac-ft | 94 | 2496 | CONSERVATION | H | 36 | CHAMBERS | 8 | TRINITY | 3 | CONSERVATION | 1 | NO WATER QUALITY IMPROVEMENTS |  | 4625 | 1 | Municipal conservation - small water user group | 2074 | MONT BELVIEU | H | WUG | MUNICIPAL | 413 | CITY |  | N | 2010 | 2010 | 7474 | 9696 | 11918 | 13534 | 15554 | 17372 | 0 | 0 | 2074 | MONT BELVIEU | H | WUG | MUNICIPAL | 413 | CITY | H | 36 | CHAMBERS | 37 | 48 | 59 | 67 | 77 | 86 | N
11 | MUNICIPAL CONSERVATION - SMALL WUG | Municipal conservation - small water user group | H | 3 | CONSERVATION | 1 | MUNICIPAL CONSERVATION | 1 | NO INFRASTRUCTURE | Small WUG population under 3301. Estimate based on the following BMPs: Unaccounted-for-water reduction (leak detection), Public Education, Water Wise program, Potential savings estimated at 5.55%, Cost estimated at $202/ac-ft | 95 | 2533 | CONSERVATION | H | 36 | CHAMBERS | 9 | TRINITY-SAN JACINTO | 3 | CONSERVATION | 1 | NO WATER QUALITY IMPROVEMENTS |  | 1349 | 1 | Municipal conservation - small water user group | 229 | BEACH CITY | H | WUG | MUNICIPAL | 822 | CITY |  | N | 2010 | 2010 | 3030 | 4040 | 4848 | 5656 | 6464 | 7272 | 0 | 0 | 229 | BEACH CITY | H | WUG | MUNICIPAL | 822 | CITY | H | 36 | CHAMBERS | 15 | 20 | 24 | 28 | 32 | 36 | N
11 | MUNICIPAL CONSERVATION - SMALL WUG | Municipal conservation - small water user group | H | 3 | CONSERVATION | 1 | MUNICIPAL CONSERVATION | 1 | NO INFRASTRUCTURE | Small WUG population under 3301. Estimate based on the following BMPs: Unaccounted-for-water reduction (leak detection), Public Education, Water Wise program, Potential savings estimated at 5.55%, Cost estimated at $202/ac-ft | 95 | 2533 | CONSERVATION | H | 36 | CHAMBERS | 9 | TRINITY-SAN JACINTO | 3 | CONSERVATION | 1 | NO WATER QUALITY IMPROVEMENTS |  | 7030 | 1 | Municipal conservation - small water user group | 447 | COUNTY-OTHER, CHAMBERS | H | WUG | MUNICIPAL | 757 | COUNTY-OTHER |  | N | 2010 | 2010 | 1818 | 1818 | 1616 | 1616 | 1616 | 1414 | 0 | 0 | 447 | COUNTY-OTHER, CHAMBERS | H | WUG | MUNICIPAL | 757 | COUNTY-OTHER | H | 36 | CHAMBERS | 9 | 9 | 8 | 8 | 8 | 7 | N
11 | MUNICIPAL CONSERVATION - SMALL WUG | Municipal conservation - small water user group | H | 3 | CONSERVATION | 1 | MUNICIPAL CONSERVATION | 1 | NO INFRASTRUCTURE | Small WUG population under 3301. Estimate based on the following BMPs: Unaccounted-for-water reduction (leak detection), Public Education, Water Wise program, Potential savings estimated at 5.55%, Cost estimated at $202/ac-ft | 95 | 2533 | CONSERVATION | H | 36 | CHAMBERS | 9 | TRINITY-SAN JACINTO | 3 | CONSERVATION | 1 | NO WATER QUALITY IMPROVEMENTS |  | 1351 | 1 | Municipal conservation - small water user group | 2074 | MONT BELVIEU | H | WUG | MUNICIPAL | 413 | CITY |  | N | 2010 | 2010 | 3434 | 4646 | 5454 | 6464 | 7272 | 8080 | 0 | 0 | 2074 | MONT BELVIEU | H | WUG | MUNICIPAL | 413 | CITY | H | 36 | CHAMBERS | 17 | 23 | 27 | 32 | 36 | 40 | N
11 | MUNICIPAL CONSERVATION - SMALL WUG | Municipal conservation - small water user group | H | 3 | CONSERVATION | 1 | MUNICIPAL CONSERVATION | 1 | NO INFRASTRUCTURE | Small WUG population under 3301. Estimate based on the following BMPs: Unaccounted-for-water reduction (leak detection), Public Education, Water Wise program, Potential savings estimated at 5.55%, Cost estimated at $202/ac-ft | 99 | 2575 | CONSERVATION | H | 79 | FORT BEND | 12 | BRAZOS | 3 | CONSERVATION | 1 | NO WATER QUALITY IMPROVEMENTS |  | 2140 | 1 | Municipal conservation - small water user group | 230 | BEASLEY | H | WUG | MUNICIPAL | 1012 | CITY |  | N | 2020 | 2020 | 0 | 202 | 202 | 202 | 202 | 202 | 0 | 0 | 230 | BEASLEY | H | WUG | MUNICIPAL | 1012 | CITY | H | 79 | FORT BEND | 0 | 1 | 1 | 1 | 1 | 1 | N
11 | MUNICIPAL CONSERVATION - SMALL WUG | Municipal conservation - small water user group | H | 3 | CONSERVATION | 1 | MUNICIPAL CONSERVATION | 1 | NO INFRASTRUCTURE | Small WUG population under 3301. Estimate based on the following BMPs: Unaccounted-for-water reduction (leak detection), Public Education, Water Wise program, Potential savings estimated at 5.55%, Cost estimated at $202/ac-ft | 99 | 2575 | CONSERVATION | H | 79 | FORT BEND | 12 | BRAZOS | 3 | CONSERVATION | 1 | NO WATER QUALITY IMPROVEMENTS |  | 2141 | 1 | Municipal conservation - small water user group | 490 | COUNTY-OTHER, FORT BEND | H | WUG | MUNICIPAL | 757 | COUNTY-OTHER |  | N | 2020 | 2020 | 0 | 12322 | 54338 | 108272 | 215736 | 343602 | 0 | 0 | 490 | COUNTY-OTHER, FORT BEND | H | WUG | MUNICIPAL | 757 | COUNTY-OTHER | H | 79 | FORT BEND | 0 | 61 | 269 | 536 | 1068 | 1701 | N
11 | MUNICIPAL CONSERVATION - SMALL WUG | Municipal conservation - small water user group | H | 3 | CONSERVATION | 1 | MUNICIPAL CONSERVATION | 1 | NO INFRASTRUCTURE | Small WUG population under 3301. Estimate based on the following BMPs: Unaccounted-for-water reduction (leak detection), Public Education, Water Wise program, Potential savings estimated at 5.55%, Cost estimated at $202/ac-ft | 99 | 2575 | CONSERVATION | H | 79 | FORT BEND | 12 | BRAZOS | 3 | CONSERVATION | 1 | NO WATER QUALITY IMPROVEMENTS |  | 2142 | 1 | Municipal conservation - small water user group | 766 | FAIRCHILDS | H | WUG | MUNICIPAL | 1019 | CITY |  | N | 2020 | 2020 | 0 | 5858 | 7272 | 8888 | 10908 | 13332 | 0 | 0 | 766 | FAIRCHILDS | H | WUG | MUNICIPAL | 1019 | CITY | H | 79 | FORT BEND | 0 | 29 | 36 | 44 | 54 | 66 | N
11 | MUNICIPAL CONSERVATION - SMALL WUG | Municipal conservation - small water user group | H | 3 | CONSERVATION | 1 | MUNICIPAL CONSERVATION | 1 | NO INFRASTRUCTURE | Small WUG population under 3301. Estimate based on the following BMPs: Unaccounted-for-water reduction (leak detection), Public Education, Water Wise program, Potential savings estimated at 5.55%, Cost estimated at $202/ac-ft | 99 | 2575 | CONSERVATION | H | 79 | FORT BEND | 12 | BRAZOS | 3 | CONSERVATION | 1 | NO WATER QUALITY IMPROVEMENTS |  | 2143 | 1 | Municipal conservation - small water user group | 790 | FORT BEND COUNTY MUD #106 | H | WUG | MUNICIPAL | 4117 | UTILITY |  | N | 2020 | 2020 | 0 | 10706 | 10706 | 10706 | 10706 | 10706 | 0 | 0 | 790 | FORT BEND COUNTY MUD #106 | H | WUG | MUNICIPAL | 4117 | UTILITY | H | 79 | FORT BEND | 0 | 53 | 53 | 53 | 53 | 53 | N
11 | MUNICIPAL CONSERVATION - SMALL WUG | Municipal conservation - small water user group | H | 3 | CONSERVATION | 1 | MUNICIPAL CONSERVATION | 1 | NO INFRASTRUCTURE | Small WUG population under 3301. Estimate based on the following BMPs: Unaccounted-for-water reduction (leak detection), Public Education, Water Wise program, Potential savings estimated at 5.55%, Cost estimated at $202/ac-ft | 99 | 2575 | CONSERVATION | H | 79 | FORT BEND | 12 | BRAZOS | 3 | CONSERVATION | 1 | NO WATER QUALITY IMPROVEMENTS |  | 2144 | 1 | Municipal conservation - small water user group | 791 | FORT BEND COUNTY MUD #108 | H | WUG | MUNICIPAL | 4118 | UTILITY |  | N | 2020 | 2020 | 0 | 6464 | 6464 | 6464 | 6464 | 6464 | 0 | 0 | 791 | FORT BEND COUNTY MUD #108 | H | WUG | MUNICIPAL | 4118 | UTILITY | H | 79 | FORT BEND | 0 | 32 | 32 | 32 | 32 | 32 | N
11 | MUNICIPAL CONSERVATION - SMALL WUG | Municipal conservation - small water user group | H | 3 | CONSERVATION | 1 | MUNICIPAL CONSERVATION | 1 | NO INFRASTRUCTURE | Small WUG population under 3301. Estimate based on the following BMPs: Unaccounted-for-water reduction (leak detection), Public Education, Water Wise program, Potential savings estimated at 5.55%, Cost estimated at $202/ac-ft | 99 | 2575 | CONSERVATION | H | 79 | FORT BEND | 12 | BRAZOS | 3 | CONSERVATION | 1 | NO WATER QUALITY IMPROVEMENTS |  | 2145 | 1 | Municipal conservation - small water user group | 801 | FORT BEND COUNTY MUD #69 | H | WUG | MUNICIPAL | 4128 | UTILITY |  | N | 2020 | 2020 | 0 | 5454 | 5252 | 5252 | 5252 | 5252 | 0 | 0 | 801 | FORT BEND COUNTY MUD #69 | H | WUG | MUNICIPAL | 4128 | UTILITY | H | 79 | FORT BEND | 0 | 27 | 26 | 26 | 26 | 26 | N
11 | MUNICIPAL CONSERVATION - SMALL WUG | Municipal conservation - small water user group | H | 3 | CONSERVATION | 1 | MUNICIPAL CONSERVATION | 1 | NO INFRASTRUCTURE | Small WUG population under 3301. Estimate based on the following BMPs: Unaccounted-for-water reduction (leak detection), Public Education, Water Wise program, Potential savings estimated at 5.55%, Cost estimated at $202/ac-ft | 99 | 2575 | CONSERVATION | H | 79 | FORT BEND | 12 | BRAZOS | 3 | CONSERVATION | 1 | NO WATER QUALITY IMPROVEMENTS |  | 2146 | 1 | Municipal conservation - small water user group | 802 | FORT BEND COUNTY MUD #81 | H | WUG | MUNICIPAL | 4129 | UTILITY |  | N | 2010 | 2010 | 8686 | 11514 | 15150 | 18786 | 23634 | 29088 | 0 | 0 | 802 | FORT BEND COUNTY MUD #81 | H | WUG | MUNICIPAL | 4129 | UTILITY | H | 79 | FORT BEND | 43 | 57 | 75 | 93 | 117 | 144 | N
11 | MUNICIPAL CONSERVATION - SMALL WUG | Municipal conservation - small water user group | H | 3 | CONSERVATION | 1 | MUNICIPAL CONSERVATION | 1 | NO INFRASTRUCTURE | Small WUG population under 3301. Estimate based on the following BMPs: Unaccounted-for-water reduction (leak detection), Public Education, Water Wise program, Potential savings estimated at 5.55%, Cost estimated at $202/ac-ft | 99 | 2575 | CONSERVATION | H | 79 | FORT BEND | 12 | BRAZOS | 3 | CONSERVATION | 1 | NO WATER QUALITY IMPROVEMENTS |  | 2147 | 1 | Municipal conservation - small water user group | 822 | FULSHEAR | H | WUG | MUNICIPAL | 869 | CITY |  | N | 2010 | 2010 | 2424 | 3030 | 3838 | 4444 | 5656 | 6666 | 0 | 0 | 822 | FULSHEAR | H | WUG | MUNICIPAL | 869 | CITY | H | 79 | FORT BEND | 12 | 15 | 19 | 22 | 28 | 33 | N
11 | MUNICIPAL CONSERVATION - SMALL WUG | Municipal conservation - small water user group | H | 3 | CONSERVATION | 1 | MUNICIPAL CONSERVATION | 1 | NO INFRASTRUCTURE | Small WUG population under 3301. Estimate based on the following BMPs: Unaccounted-for-water reduction (leak detection), Public Education, Water Wise program, Potential savings estimated at 5.55%, Cost estimated at $202/ac-ft | 99 | 2575 | CONSERVATION | H | 79 | FORT BEND | 12 | BRAZOS | 3 | CONSERVATION | 1 | NO WATER QUALITY IMPROVEMENTS |  | 2148 | 1 | Municipal conservation - small water user group | 2678 | NORTH FORT BEND WATER AUTHORITY | H | BOTH | MUNICIPAL | 8004 | CRU |  | N | 2020 | 2020 | 0 | 23230 | 34138 | 47066 | 66862 | 91708 | 0 | 0 | 2678 | NORTH FORT BEND WATER AUTHORITY | H | BOTH | MUNICIPAL | 8004 | CRU | H | 79 | FORT BEND | 0 | 115 | 169 | 233 | 331 | 454 | N
11 | MUNICIPAL CONSERVATION - SMALL WUG | Municipal conservation - small water user group | H | 3 | CONSERVATION | 1 | MUNICIPAL CONSERVATION | 1 | NO INFRASTRUCTURE | Small WUG population under 3301. Estimate based on the following BMPs: Unaccounted-for-water reduction (leak detection), Public Education, Water Wise program, Potential savings estimated at 5.55%, Cost estimated at $202/ac-ft | 99 | 2575 | CONSERVATION | H | 79 | FORT BEND | 12 | BRAZOS | 3 | CONSERVATION | 1 | NO WATER QUALITY IMPROVEMENTS |  | 2149 | 1 | Municipal conservation - small water user group | 2210 | PLEAK | H | WUG | MUNICIPAL | 1053 | CITY |  | N | 2020 | 2020 | 0 | 7272 | 8686 | 10100 | 11918 | 14140 | 0 | 0 | 2210 | PLEAK | H | WUG | MUNICIPAL | 1053 | CITY | H | 79 | FORT BEND | 0 | 36 | 43 | 50 | 59 | 70 | N
11 | MUNICIPAL CONSERVATION - SMALL WUG | Municipal conservation - small water user group | H | 3 | CONSERVATION | 1 | MUNICIPAL CONSERVATION | 1 | NO INFRASTRUCTURE | Small WUG population under 3301. Estimate based on the following BMPs: Unaccounted-for-water reduction (leak detection), Public Education, Water Wise program, Potential savings estimated at 5.55%, Cost estimated at $202/ac-ft | 99 | 2575 | CONSERVATION | H | 79 | FORT BEND | 12 | BRAZOS | 3 | CONSERVATION | 1 | NO WATER QUALITY IMPROVEMENTS |  | 2150 | 1 | Municipal conservation - small water user group | 2362 | SIMONTON | H | WUG | MUNICIPAL | 1062 | CITY |  | N | 2040 | 2040 | 0 | 0 | 0 | 7676 | 9090 | 10908 | 0 | 0 | 2362 | SIMONTON | H | WUG | MUNICIPAL | 1062 | CITY | H | 79 | FORT BEND | 0 | 0 | 0 | 38 | 45 | 54 | N
11 | MUNICIPAL CONSERVATION - SMALL WUG | Municipal conservation - small water user group | H | 3 | CONSERVATION | 1 | MUNICIPAL CONSERVATION | 1 | NO INFRASTRUCTURE | Small WUG population under 3301. Estimate based on the following BMPs: Unaccounted-for-water reduction (leak detection), Public Education, Water Wise program, Potential savings estimated at 5.55%, Cost estimated at $202/ac-ft | 1954 | 4320 | CONSERVATION | H | 79 | FORT BEND | 13 | BRAZOS-COLORADO | 3 | CONSERVATION | 1 | NO WATER QUALITY IMPROVEMENTS |  | 7055 | 1 | Municipal conservation - small water user group | 230 | BEASLEY | H | WUG | MUNICIPAL | 1012 | CITY |  | N | 2020 | 2020 | 0 | 1010 | 1212 | 1414 | 1616 | 1818 | 0 | 0 | 230 | BEASLEY | H | WUG | MUNICIPAL | 1012 | CITY | H | 79 | FORT BEND | 0 | 5 | 6 | 7 | 8 | 9 | N
11 | MUNICIPAL CONSERVATION - SMALL WUG | Municipal conservation - small water user group | H | 3 | CONSERVATION | 1 | MUNICIPAL CONSERVATION | 1 | NO INFRASTRUCTURE | Small WUG population under 3301. Estimate based on the following BMPs: Unaccounted-for-water reduction (leak detection), Public Education, Water Wise program, Potential savings estimated at 5.55%, Cost estimated at $202/ac-ft | 1954 | 4320 | CONSERVATION | H | 79 | FORT BEND | 13 | BRAZOS-COLORADO | 3 | CONSERVATION | 1 | NO WATER QUALITY IMPROVEMENTS |  | 2368 | 1 | Municipal conservation - small water user group | 2674 | KENDLETON | H | WUG | MUNICIPAL | 1081 | CITY |  | N | 2020 | 2020 | 0 | 2222 | 2828 | 3636 | 4646 | 6060 | 0 | 0 | 2674 | KENDLETON | H | WUG | MUNICIPAL | 1081 | CITY | H | 79 | FORT BEND | 0 | 11 | 14 | 18 | 23 | 30 | N
11 | MUNICIPAL CONSERVATION - SMALL WUG | Municipal conservation - small water user group | H | 3 | CONSERVATION | 1 | MUNICIPAL CONSERVATION | 1 | NO INFRASTRUCTURE | Small WUG population under 3301. Estimate based on the following BMPs: Unaccounted-for-water reduction (leak detection), Public Education, Water Wise program, Potential savings estimated at 5.55%, Cost estimated at $202/ac-ft | 1875 | 2536 | CONSERVATION | H | 79 | FORT BEND | 10 | SAN JACINTO | 3 | CONSERVATION | 1 | NO WATER QUALITY IMPROVEMENTS |  | 1014 | 1 | Municipal conservation - small water user group | 490 | COUNTY-OTHER, FORT BEND | H | WUG | MUNICIPAL | 757 | COUNTY-OTHER |  | N | 2010 | 2010 | 1212 | 1010 | 1212 | 6868 | 21412 | 37976 | 0 | 0 | 490 | COUNTY-OTHER, FORT BEND | H | WUG | MUNICIPAL | 757 | COUNTY-OTHER | H | 79 | FORT BEND | 6 | 5 | 6 | 34 | 106 | 188 | N
11 | MUNICIPAL CONSERVATION - SMALL WUG | Municipal conservation - small water user group | H | 3 | CONSERVATION | 1 | MUNICIPAL CONSERVATION | 1 | NO INFRASTRUCTURE | Small WUG population under 3301. Estimate based on the following BMPs: Unaccounted-for-water reduction (leak detection), Public Education, Water Wise program, Potential savings estimated at 5.55%, Cost estimated at $202/ac-ft | 1875 | 2536 | CONSERVATION | H | 79 | FORT BEND | 10 | SAN JACINTO | 3 | CONSERVATION | 1 | NO WATER QUALITY IMPROVEMENTS |  | 1082 | 1 | Municipal conservation - small water user group | 2678 | NORTH FORT BEND WATER AUTHORITY | H | BOTH | MUNICIPAL | 8004 | CRU |  | N | 2030 | 2030 | 0 | 0 | 340572 | 380164 | 390668 | 388244 | 0 | 0 | 2678 | NORTH FORT BEND WATER AUTHORITY | H | BOTH | MUNICIPAL | 8004 | CRU | H | 79 | FORT BEND | 0 | 0 | 1686 | 1882 | 1934 | 1922 | N
11 | MUNICIPAL CONSERVATION - SMALL WUG | Municipal conservation - small water user group | H | 3 | CONSERVATION | 1 | MUNICIPAL CONSERVATION | 1 | NO INFRASTRUCTURE | Small WUG population under 3301. Estimate based on the following BMPs: Unaccounted-for-water reduction (leak detection), Public Education, Water Wise program, Potential savings estimated at 5.55%, Cost estimated at $202/ac-ft | 1875 | 2536 | CONSERVATION | H | 79 | FORT BEND | 10 | SAN JACINTO | 3 | CONSERVATION | 1 | NO WATER QUALITY IMPROVEMENTS |  | 1117 | 1 | Municipal conservation - small water user group | 158 | WEST HARRIS COUNTY REGIONAL WATER AUTHORITY | H | BOTH | MUNICIPAL | 8002 | CRU |  | N | 2010 | 2010 | 35956 | 42218 | 48682 | 56964 | 65246 | 73326 | 0 | 0 | 158 | WEST HARRIS COUNTY REGIONAL WATER AUTHORITY | H | BOTH | MUNICIPAL | 8002 | CRU | H | 79 | FORT BEND | 178 | 209 | 241 | 282 | 323 | 363 | N
11 | MUNICIPAL CONSERVATION - SMALL WUG | Municipal conservation - small water user group | H | 3 | CONSERVATION | 1 | MUNICIPAL CONSERVATION | 1 | NO INFRASTRUCTURE | Small WUG population under 3301. Estimate based on the following BMPs: Unaccounted-for-water reduction (leak detection), Public Education, Water Wise program, Potential savings estimated at 5.55%, Cost estimated at $202/ac-ft | 96 | 2545 | CONSERVATION | H | 79 | FORT BEND | 11 | SAN JACINTO-BRAZOS | 3 | CONSERVATION | 1 | NO WATER QUALITY IMPROVEMENTS |  | 2439 | 1 | Municipal conservation - small water user group | 197 | ARCOLA | H | WUG | MUNICIPAL | 998 | CITY |  | N | 2010 | 2010 | 4444 | 4848 | 5252 | 5858 | 6262 | 7070 | 0 | 0 | 197 | ARCOLA | H | WUG | MUNICIPAL | 998 | CITY | H | 79 | FORT BEND | 22 | 24 | 26 | 29 | 31 | 35 | N
11 | MUNICIPAL CONSERVATION - SMALL WUG | Municipal conservation - small water user group | H | 3 | CONSERVATION | 1 | MUNICIPAL CONSERVATION | 1 | NO INFRASTRUCTURE | Small WUG population under 3301. Estimate based on the following BMPs: Unaccounted-for-water reduction (leak detection), Public Education, Water Wise program, Potential savings estimated at 5.55%, Cost estimated at $202/ac-ft | 96 | 2545 | CONSERVATION | H | 79 | FORT BEND | 11 | SAN JACINTO-BRAZOS | 3 | CONSERVATION | 1 | NO WATER QUALITY IMPROVEMENTS |  | 2440 | 1 | Municipal conservation - small water user group | 490 | COUNTY-OTHER, FORT BEND | H | WUG | MUNICIPAL | 757 | COUNTY-OTHER |  | N | 2010 | 2010 | 5656 | 5252 | 4242 | 46056 | 138774 | 241592 | 0 | 0 | 490 | COUNTY-OTHER, FORT BEND | H | WUG | MUNICIPAL | 757 | COUNTY-OTHER | H | 79 | FORT BEND | 28 | 26 | 21 | 228 | 687 | 1196 | N
11 | MUNICIPAL CONSERVATION - SMALL WUG | Municipal conservation - small water user group | H | 3 | CONSERVATION | 1 | MUNICIPAL CONSERVATION | 1 | NO INFRASTRUCTURE | Small WUG population under 3301. Estimate based on the following BMPs: Unaccounted-for-water reduction (leak detection), Public Education, Water Wise program, Potential savings estimated at 5.55%, Cost estimated at $202/ac-ft | 96 | 2545 | CONSERVATION | H | 79 | FORT BEND | 11 | SAN JACINTO-BRAZOS | 3 | CONSERVATION | 1 | NO WATER QUALITY IMPROVEMENTS |  | 7064 | 1 | Municipal conservation - small water user group | 822 | FULSHEAR | H | WUG | MUNICIPAL | 869 | CITY |  | N | 2020 | 2020 | 0 | 2020 | 2424 | 3030 | 3636 | 4444 | 0 | 0 | 822 | FULSHEAR | H | WUG | MUNICIPAL | 869 | CITY | H | 79 | FORT BEND | 0 | 10 | 12 | 15 | 18 | 22 | N
11 | MUNICIPAL CONSERVATION - SMALL WUG | Municipal conservation - small water user group | H | 3 | CONSERVATION | 1 | MUNICIPAL CONSERVATION | 1 | NO INFRASTRUCTURE | Small WUG population under 3301. Estimate based on the following BMPs: Unaccounted-for-water reduction (leak detection), Public Education, Water Wise program, Potential savings estimated at 5.55%, Cost estimated at $202/ac-ft | 96 | 2545 | CONSERVATION | H | 79 | FORT BEND | 11 | SAN JACINTO-BRAZOS | 3 | CONSERVATION | 1 | NO WATER QUALITY IMPROVEMENTS |  | 2442 | 1 | Municipal conservation - small water user group | 2678 | NORTH FORT BEND WATER AUTHORITY | H | BOTH | MUNICIPAL | 8004 | CRU |  | N | 2020 | 2020 | 0 | 307242 | 433492 | 548026 | 651046 | 748410 | 0 | 0 | 2678 | NORTH FORT BEND WATER AUTHORITY | H | BOTH | MUNICIPAL | 8004 | CRU | H | 79 | FORT BEND | 0 | 1521 | 2146 | 2713 | 3223 | 3705 | N
11 | MUNICIPAL CONSERVATION - SMALL WUG | Municipal conservation - small water user group | H | 3 | CONSERVATION | 1 | MUNICIPAL CONSERVATION | 1 | NO INFRASTRUCTURE | Small WUG population under 3301. Estimate based on the following BMPs: Unaccounted-for-water reduction (leak detection), Public Education, Water Wise program, Potential savings estimated at 5.55%, Cost estimated at $202/ac-ft | 101 | 2546 | CONSERVATION | H | 84 | GALVESTON | 11 | SAN JACINTO-BRAZOS | 3 | CONSERVATION | 1 | NO WATER QUALITY IMPROVEMENTS |  | 2446 | 1 | Municipal conservation - small water user group | 368 | CLEAR LAKE SHORES | H | WUG | MUNICIPAL | 764 | CITY |  | N | 2010 | 2010 | 3232 | 3232 | 3232 | 3232 | 3232 | 3232 | 0 | 0 | 368 | CLEAR LAKE SHORES | H | WUG | MUNICIPAL | 764 | CITY | H | 84 | GALVESTON | 16 | 16 | 16 | 16 | 16 | 16 | N
11 | MUNICIPAL CONSERVATION - SMALL WUG | Municipal conservation - small water user group | H | 3 | CONSERVATION | 1 | MUNICIPAL CONSERVATION | 1 | NO INFRASTRUCTURE | Small WUG population under 3301. Estimate based on the following BMPs: Unaccounted-for-water reduction (leak detection), Public Education, Water Wise program, Potential savings estimated at 5.55%, Cost estimated at $202/ac-ft | 101 | 2546 | CONSERVATION | H | 84 | GALVESTON | 11 | SAN JACINTO-BRAZOS | 3 | CONSERVATION | 1 | NO WATER QUALITY IMPROVEMENTS |  | 2447 | 1 | Municipal conservation - small water user group | 1252 | KEMAH | H | WUG | MUNICIPAL | 316 | CITY |  | N | 2010 | 2010 | 3030 | 3636 | 3838 | 4040 | 4040 | 4040 | 0 | 0 | 1252 | KEMAH | H | WUG | MUNICIPAL | 316 | CITY | H | 84 | GALVESTON | 15 | 18 | 19 | 20 | 20 | 20 | N
11 | MUNICIPAL CONSERVATION - SMALL WUG | Municipal conservation - small water user group | H | 3 | CONSERVATION | 1 | MUNICIPAL CONSERVATION | 1 | NO INFRASTRUCTURE | Small WUG population under 3301. Estimate based on the following BMPs: Unaccounted-for-water reduction (leak detection), Public Education, Water Wise program, Potential savings estimated at 5.55%, Cost estimated at $202/ac-ft | 98 | 2538 | CONSERVATION | H | 101 | HARRIS | 10 | SAN JACINTO | 3 | CONSERVATION | 1 | NO WATER QUALITY IMPROVEMENTS |  | 1010 | 1 | Municipal conservation - small water user group | 265 | BLUE BELL MANOR UTILITY COMPANY | H | WUG | MUNICIPAL | 4026 | UTILITY |  | N | 2010 | 2010 | 6464 | 6262 | 6262 | 6060 | 6060 | 6060 | 0 | 0 | 265 | BLUE BELL MANOR UTILITY COMPANY | H | WUG | MUNICIPAL | 4026 | UTILITY | H | 101 | HARRIS | 32 | 31 | 31 | 30 | 30 | 30 | N
11 | MUNICIPAL CONSERVATION - SMALL WUG | Municipal conservation - small water user group | H | 3 | CONSERVATION | 1 | MUNICIPAL CONSERVATION | 1 | NO INFRASTRUCTURE | Small WUG population under 3301. Estimate based on the following BMPs: Unaccounted-for-water reduction (leak detection), Public Education, Water Wise program, Potential savings estimated at 5.55%, Cost estimated at $202/ac-ft | 98 | 2538 | CONSERVATION | H | 101 | HARRIS | 10 | SAN JACINTO | 3 | CONSERVATION | 1 | NO WATER QUALITY IMPROVEMENTS |  | 1011 | 1 | Municipal conservation - small water user group | 293 | BRITMOORE UTILITIES | H | WUG | MUNICIPAL | 4036 | UTILITY |  | N | 2010 | 2010 | 5252 | 6262 | 7070 | 7878 | 8686 | 9696 | 0 | 0 | 293 | BRITMOORE UTILITIES | H | WUG | MUNICIPAL | 4036 | UTILITY | H | 101 | HARRIS | 26 | 31 | 35 | 39 | 43 | 48 | N
11 | MUNICIPAL CONSERVATION - SMALL WUG | Municipal conservation - small water user group | H | 3 | CONSERVATION | 1 | MUNICIPAL CONSERVATION | 1 | NO INFRASTRUCTURE | Small WUG population under 3301. Estimate based on the following BMPs: Unaccounted-for-water reduction (leak detection), Public Education, Water Wise program, Potential savings estimated at 5.55%, Cost estimated at $202/ac-ft | 98 | 2538 | CONSERVATION | H | 101 | HARRIS | 10 | SAN JACINTO | 3 | CONSERVATION | 1 | NO WATER QUALITY IMPROVEMENTS |  | 1012 | 1 | Municipal conservation - small water user group | 327 | CANDLELIGHT HILLS SUBDIVISION | H | WUG | MUNICIPAL | 4043 | UTILITY |  | N | 2010 | 2010 | 5050 | 5858 | 6868 | 7676 | 8686 | 9494 | 0 | 0 | 327 | CANDLELIGHT HILLS SUBDIVISION | H | WUG | MUNICIPAL | 4043 | UTILITY | H | 101 | HARRIS | 25 | 29 | 34 | 38 | 43 | 47 | N
11 | MUNICIPAL CONSERVATION - SMALL WUG | Municipal conservation - small water user group | H | 3 | CONSERVATION | 1 | MUNICIPAL CONSERVATION | 1 | NO INFRASTRUCTURE | Small WUG population under 3301. Estimate based on the following BMPs: Unaccounted-for-water reduction (leak detection), Public Education, Water Wise program, Potential savings estimated at 5.55%, Cost estimated at $202/ac-ft | 98 | 2538 | CONSERVATION | H | 101 | HARRIS | 10 | SAN JACINTO | 3 | CONSERVATION | 1 | NO WATER QUALITY IMPROVEMENTS |  | 1013 | 1 | Municipal conservation - small water user group | 2677 | CENTRAL HARRIS COUNTY REGIONAL WATER AUTHORITY | H | BOTH | MUNICIPAL | 8003 | CRU |  | N | 2020 | 2020 | 0 | 72114 | 72114 | 72114 | 72114 | 72114 | 0 | 0 | 2677 | CENTRAL HARRIS COUNTY REGIONAL WATER AUTHORITY | H | BOTH | MUNICIPAL | 8003 | CRU | H | 101 | HARRIS | 0 | 357 | 357 | 357 | 357 | 357 | N
11 | MUNICIPAL CONSERVATION - SMALL WUG | Municipal conservation - small water user group | H | 3 | CONSERVATION | 1 | MUNICIPAL CONSERVATION | 1 | NO INFRASTRUCTURE | Small WUG population under 3301. Estimate based on the following BMPs: Unaccounted-for-water reduction (leak detection), Public Education, Water Wise program, Potential savings estimated at 5.55%, Cost estimated at $202/ac-ft | 98 | 2538 | CONSERVATION | H | 101 | HARRIS | 10 | SAN JACINTO | 3 | CONSERVATION | 1 | NO WATER QUALITY IMPROVEMENTS |  | 1017 | 1 | Municipal conservation - small water user group | 512 | COUNTY-OTHER, HARRIS | H | WUG | MUNICIPAL | 757 | COUNTY-OTHER |  | N | 2030 | 2030 | 0 | 0 | 166246 | 381780 | 676700 | 988184 | 0 | 0 | 512 | COUNTY-OTHER, HARRIS | H | WUG | MUNICIPAL | 757 | COUNTY-OTHER | H | 101 | HARRIS | 0 | 0 | 823 | 1890 | 3350 | 4892 | N
11 | MUNICIPAL CONSERVATION - SMALL WUG | Municipal conservation - small water user group | H | 3 | CONSERVATION | 1 | MUNICIPAL CONSERVATION | 1 | NO INFRASTRUCTURE | Small WUG population under 3301. Estimate based on the following BMPs: Unaccounted-for-water reduction (leak detection), Public Education, Water Wise program, Potential savings estimated at 5.55%, Cost estimated at $202/ac-ft | 98 | 2538 | CONSERVATION | H | 101 | HARRIS | 10 | SAN JACINTO | 3 | CONSERVATION | 1 | NO WATER QUALITY IMPROVEMENTS |  | 7025 | 1 | Municipal conservation - small water user group | 682 | CRYSTAL SPRNGS WATER COMPANY | H | WUG | MUNICIPAL | 4081 | UTILITY |  | N | 2010 | 2010 | 202 | 404 | 404 | 404 | 606 | 606 | 0 | 0 | 682 | CRYSTAL SPRNGS WATER COMPANY | H | WUG | MUNICIPAL | 4081 | UTILITY | H | 101 | HARRIS | 1 | 2 | 2 | 2 | 3 | 3 | N
11 | MUNICIPAL CONSERVATION - SMALL WUG | Municipal conservation - small water user group | H | 3 | CONSERVATION | 1 | MUNICIPAL CONSERVATION | 1 | NO INFRASTRUCTURE | Small WUG population under 3301. Estimate based on the following BMPs: Unaccounted-for-water reduction (leak detection), Public Education, Water Wise program, Potential savings estimated at 5.55%, Cost estimated at $202/ac-ft | 98 | 2538 | CONSERVATION | H | 101 | HARRIS | 10 | SAN JACINTO | 3 | CONSERVATION | 1 | NO WATER QUALITY IMPROVEMENTS |  | 1036 | 1 | Municipal conservation - small water user group | 809 | FOUNTAINVIEW SUBDIVISION | H | WUG | MUNICIPAL | 4132 | UTILITY |  | N | 2010 | 2010 | 3838 | 4444 | 4848 | 5454 | 6060 | 6464 | 0 | 0 | 809 | FOUNTAINVIEW SUBDIVISION | H | WUG | MUNICIPAL | 4132 | UTILITY | H | 101 | HARRIS | 19 | 22 | 24 | 27 | 30 | 32 | N
11 | MUNICIPAL CONSERVATION - SMALL WUG | Municipal conservation - small water user group | H | 3 | CONSERVATION | 1 | MUNICIPAL CONSERVATION | 1 | NO INFRASTRUCTURE | Small WUG population under 3301. Estimate based on the following BMPs: Unaccounted-for-water reduction (leak detection), Public Education, Water Wise program, Potential savings estimated at 5.55%, Cost estimated at $202/ac-ft | 98 | 2538 | CONSERVATION | H | 101 | HARRIS | 10 | SAN JACINTO | 3 | CONSERVATION | 1 | NO WATER QUALITY IMPROVEMENTS |  | 1037 | 1 | Municipal conservation - small water user group | 860 | GREEN TRAILS MUD | H | WUG | MUNICIPAL | 4143 | UTILITY |  | N | 2010 | 2010 | 10302 | 11514 | 12928 | 14342 | 15554 | 16968 | 0 | 0 | 860 | GREEN TRAILS MUD | H | WUG | MUNICIPAL | 4143 | UTILITY | H | 101 | HARRIS | 51 | 57 | 64 | 71 | 77 | 84 | N
11 | MUNICIPAL CONSERVATION - SMALL WUG | Municipal conservation - small water user group | H | 3 | CONSERVATION | 1 | MUNICIPAL CONSERVATION | 1 | NO INFRASTRUCTURE | Small WUG population under 3301. Estimate based on the following BMPs: Unaccounted-for-water reduction (leak detection), Public Education, Water Wise program, Potential savings estimated at 5.55%, Cost estimated at $202/ac-ft | 98 | 2538 | CONSERVATION | H | 101 | HARRIS | 10 | SAN JACINTO | 3 | CONSERVATION | 1 | NO WATER QUALITY IMPROVEMENTS |  | 1038 | 1 | Municipal conservation - small water user group | 888 | HARRIS COUNTY MUD #11 | H | WUG | MUNICIPAL | 4153 | UTILITY |  | N | 2010 | 2010 | 4646 | 5252 | 5858 | 6464 | 7070 | 7676 | 0 | 0 | 888 | HARRIS COUNTY MUD #11 | H | WUG | MUNICIPAL | 4153 | UTILITY | H | 101 | HARRIS | 23 | 26 | 29 | 32 | 35 | 38 | N
11 | MUNICIPAL CONSERVATION - SMALL WUG | Municipal conservation - small water user group | H | 3 | CONSERVATION | 1 | MUNICIPAL CONSERVATION | 1 | NO INFRASTRUCTURE | Small WUG population under 3301. Estimate based on the following BMPs: Unaccounted-for-water reduction (leak detection), Public Education, Water Wise program, Potential savings estimated at 5.55%, Cost estimated at $202/ac-ft | 98 | 2538 | CONSERVATION | H | 101 | HARRIS | 10 | SAN JACINTO | 3 | CONSERVATION | 1 | NO WATER QUALITY IMPROVEMENTS |  | 1047 | 1 | Municipal conservation - small water user group | 900 | HARRIS COUNTY MUD #261 | H | WUG | MUNICIPAL | 4179 | UTILITY |  | N | 2010 | 2010 | 9696 | 9696 | 9696 | 9696 | 9696 | 9696 | 0 | 0 | 900 | HARRIS COUNTY MUD #261 | H | WUG | MUNICIPAL | 4179 | UTILITY | H | 101 | HARRIS | 48 | 48 | 48 | 48 | 48 | 48 | N
11 | MUNICIPAL CONSERVATION - SMALL WUG | Municipal conservation - small water user group | H | 3 | CONSERVATION | 1 | MUNICIPAL CONSERVATION | 1 | NO INFRASTRUCTURE | Small WUG population under 3301. Estimate based on the following BMPs: Unaccounted-for-water reduction (leak detection), Public Education, Water Wise program, Potential savings estimated at 5.55%, Cost estimated at $202/ac-ft | 98 | 2538 | CONSERVATION | H | 101 | HARRIS | 10 | SAN JACINTO | 3 | CONSERVATION | 1 | NO WATER QUALITY IMPROVEMENTS |  | 1055 | 1 | Municipal conservation - small water user group | 909 | HARRIS COUNTY UD #14 | H | WUG | MUNICIPAL | 4190 | UTILITY |  | N | 2010 | 2010 | 6464 | 7070 | 7676 | 8282 | 8888 | 9494 | 0 | 0 | 909 | HARRIS COUNTY UD #14 | H | WUG | MUNICIPAL | 4190 | UTILITY | H | 101 | HARRIS | 32 | 35 | 38 | 41 | 44 | 47 | N
11 | MUNICIPAL CONSERVATION - SMALL WUG | Municipal conservation - small water user group | H | 3 | CONSERVATION | 1 | MUNICIPAL CONSERVATION | 1 | NO INFRASTRUCTURE | Small WUG population under 3301. Estimate based on the following BMPs: Unaccounted-for-water reduction (leak detection), Public Education, Water Wise program, Potential savings estimated at 5.55%, Cost estimated at $202/ac-ft | 98 | 2538 | CONSERVATION | H | 101 | HARRIS | 10 | SAN JACINTO | 3 | CONSERVATION | 1 | NO WATER QUALITY IMPROVEMENTS |  | 1056 | 1 | Municipal conservation - small water user group | 910 | HARRIS COUNTY UD #15 | H | WUG | MUNICIPAL | 4191 | UTILITY |  | N | 2010 | 2010 | 4848 | 5454 | 6060 | 6666 | 7272 | 8080 | 0 | 0 | 910 | HARRIS COUNTY UD #15 | H | WUG | MUNICIPAL | 4191 | UTILITY | H | 101 | HARRIS | 24 | 27 | 30 | 33 | 36 | 40 | N
11 | MUNICIPAL CONSERVATION - SMALL WUG | Municipal conservation - small water user group | H | 3 | CONSERVATION | 1 | MUNICIPAL CONSERVATION | 1 | NO INFRASTRUCTURE | Small WUG population under 3301. Estimate based on the following BMPs: Unaccounted-for-water reduction (leak detection), Public Education, Water Wise program, Potential savings estimated at 5.55%, Cost estimated at $202/ac-ft | 98 | 2538 | CONSERVATION | H | 101 | HARRIS | 10 | SAN JACINTO | 3 | CONSERVATION | 1 | NO WATER QUALITY IMPROVEMENTS |  | 1060 | 1 | Municipal conservation - small water user group | 916 | HARRIS COUNTY WCID #76 | H | WUG | MUNICIPAL | 4199 | UTILITY |  | N | 2010 | 2010 | 3232 | 3232 | 3232 | 3030 | 3030 | 3030 | 0 | 0 | 916 | HARRIS COUNTY WCID #76 | H | WUG | MUNICIPAL | 4199 | UTILITY | H | 101 | HARRIS | 16 | 16 | 16 | 15 | 15 | 15 | N
11 | MUNICIPAL CONSERVATION - SMALL WUG | Municipal conservation - small water user group | H | 3 | CONSERVATION | 1 | MUNICIPAL CONSERVATION | 1 | NO INFRASTRUCTURE | Small WUG population under 3301. Estimate based on the following BMPs: Unaccounted-for-water reduction (leak detection), Public Education, Water Wise program, Potential savings estimated at 5.55%, Cost estimated at $202/ac-ft | 98 | 2538 | CONSERVATION | H | 101 | HARRIS | 10 | SAN JACINTO | 3 | CONSERVATION | 1 | NO WATER QUALITY IMPROVEMENTS |  | 1061 | 1 | Municipal conservation - small water user group | 917 | HARRIS COUNTY WCID #84 | H | WUG | MUNICIPAL | 4200 | UTILITY |  | N | 2010 | 2010 | 6666 | 6868 | 6868 | 6868 | 6868 | 6868 | 0 | 0 | 917 | HARRIS COUNTY WCID #84 | H | WUG | MUNICIPAL | 4200 | UTILITY | H | 101 | HARRIS | 33 | 34 | 34 | 34 | 34 | 34 | N
11 | MUNICIPAL CONSERVATION - SMALL WUG | Municipal conservation - small water user group | H | 3 | CONSERVATION | 1 | MUNICIPAL CONSERVATION | 1 | NO INFRASTRUCTURE | Small WUG population under 3301. Estimate based on the following BMPs: Unaccounted-for-water reduction (leak detection), Public Education, Water Wise program, Potential savings estimated at 5.55%, Cost estimated at $202/ac-ft | 98 | 2538 | CONSERVATION | H | 101 | HARRIS | 10 | SAN JACINTO | 3 | CONSERVATION | 1 | NO WATER QUALITY IMPROVEMENTS |  | 1062 | 1 | Municipal conservation - small water user group | 928 | HEDWIG VILLAGE | H | WUG | MUNICIPAL | 269 | CITY |  | N | 2010 | 2010 | 9292 | 9292 | 9090 | 9090 | 9090 | 9090 | 0 | 0 | 928 | HEDWIG VILLAGE | H | WUG | MUNICIPAL | 269 | CITY | H | 101 | HARRIS | 46 | 46 | 45 | 45 | 45 | 45 | N
11 | MUNICIPAL CONSERVATION - SMALL WUG | Municipal conservation - small water user group | H | 3 | CONSERVATION | 1 | MUNICIPAL CONSERVATION | 1 | NO INFRASTRUCTURE | Small WUG population under 3301. Estimate based on the following BMPs: Unaccounted-for-water reduction (leak detection), Public Education, Water Wise program, Potential savings estimated at 5.55%, Cost estimated at $202/ac-ft | 98 | 2538 | CONSERVATION | H | 101 | HARRIS | 10 | SAN JACINTO | 3 | CONSERVATION | 1 | NO WATER QUALITY IMPROVEMENTS |  | 1063 | 1 | Municipal conservation - small water user group | 949 | HILSHIRE VILLAGE | H | WUG | MUNICIPAL | 1025 | CITY |  | N | 2020 | 2020 | 0 | 2020 | 2020 | 2020 | 2020 | 2020 | 0 | 0 | 949 | HILSHIRE VILLAGE | H | WUG | MUNICIPAL | 1025 | CITY | H | 101 | HARRIS | 0 | 10 | 10 | 10 | 10 | 10 | N
11 | MUNICIPAL CONSERVATION - SMALL WUG | Municipal conservation - small water user group | H | 3 | CONSERVATION | 1 | MUNICIPAL CONSERVATION | 1 | NO INFRASTRUCTURE | Small WUG population under 3301. Estimate based on the following BMPs: Unaccounted-for-water reduction (leak detection), Public Education, Water Wise program, Potential savings estimated at 5.55%, Cost estimated at $202/ac-ft | 98 | 2538 | CONSERVATION | H | 101 | HARRIS | 10 | SAN JACINTO | 3 | CONSERVATION | 1 | NO WATER QUALITY IMPROVEMENTS |  | 1082 | 1 | Municipal conservation - small water user group | 2678 | NORTH FORT BEND WATER AUTHORITY | H | BOTH | MUNICIPAL | 8004 | CRU |  | N | 2020 | 2020 | 0 | 11514 | 12322 | 13130 | 13938 | 14948 | 0 | 0 | 2678 | NORTH FORT BEND WATER AUTHORITY | H | BOTH | MUNICIPAL | 8004 | CRU | H | 101 | HARRIS | 0 | 57 | 61 | 65 | 69 | 74 | N
11 | MUNICIPAL CONSERVATION - SMALL WUG | Municipal conservation - small water user group | H | 3 | CONSERVATION | 1 | MUNICIPAL CONSERVATION | 1 | NO INFRASTRUCTURE | Small WUG population under 3301. Estimate based on the following BMPs: Unaccounted-for-water reduction (leak detection), Public Education, Water Wise program, Potential savings estimated at 5.55%, Cost estimated at $202/ac-ft | 98 | 2538 | CONSERVATION | H | 101 | HARRIS | 10 | SAN JACINTO | 3 | CONSERVATION | 1 | NO WATER QUALITY IMPROVEMENTS |  | 1094 | 1 | Municipal conservation - small water user group | 106 | NORTH HARRIS COUNTY REGIONAL WATER AUTHORITY | H | BOTH | MUNICIPAL | 8000 | CRU |  | N | 2010 | 2010 | 1301082 | 1534796 | 1712960 | 1810122 | 1849512 | 1896578 | 0 | 0 | 106 | NORTH HARRIS COUNTY REGIONAL WATER AUTHORITY | H | BOTH | MUNICIPAL | 8000 | CRU | H | 101 | HARRIS | 6441 | 7598 | 8480 | 8961 | 9156 | 9389 | N
11 | MUNICIPAL CONSERVATION - SMALL WUG | Municipal conservation - small water user group | H | 3 | CONSERVATION | 1 | MUNICIPAL CONSERVATION | 1 | NO INFRASTRUCTURE | Small WUG population under 3301. Estimate based on the following BMPs: Unaccounted-for-water reduction (leak detection), Public Education, Water Wise program, Potential savings estimated at 5.55%, Cost estimated at $202/ac-ft | 98 | 2538 | CONSERVATION | H | 101 | HARRIS | 10 | SAN JACINTO | 3 | CONSERVATION | 1 | NO WATER QUALITY IMPROVEMENTS |  | 1095 | 1 | Municipal conservation - small water user group | 2181 | PARKWAY UD | H | WUG | MUNICIPAL | 4298 | UTILITY |  | N | 2010 | 2010 | 3434 | 3232 | 3232 | 3232 | 3030 | 3030 | 0 | 0 | 2181 | PARKWAY UD | H | WUG | MUNICIPAL | 4298 | UTILITY | H | 101 | HARRIS | 17 | 16 | 16 | 16 | 15 | 15 | N
11 | MUNICIPAL CONSERVATION - SMALL WUG | Municipal conservation - small water user group | H | 3 | CONSERVATION | 1 | MUNICIPAL CONSERVATION | 1 | NO INFRASTRUCTURE | Small WUG population under 3301. Estimate based on the following BMPs: Unaccounted-for-water reduction (leak detection), Public Education, Water Wise program, Potential savings estimated at 5.55%, Cost estimated at $202/ac-ft | 98 | 2538 | CONSERVATION | H | 101 | HARRIS | 10 | SAN JACINTO | 3 | CONSERVATION | 1 | NO WATER QUALITY IMPROVEMENTS |  | 1100 | 1 | Municipal conservation - small water user group | 2291 | ROLLING FORK PUD | H | WUG | MUNICIPAL | 4411 | UTILITY |  | N | 2010 | 2010 | 7878 | 8080 | 8484 | 8686 | 9090 | 9494 | 0 | 0 | 2291 | ROLLING FORK PUD | H | WUG | MUNICIPAL | 4411 | UTILITY | H | 101 | HARRIS | 39 | 40 | 42 | 43 | 45 | 47 | N
11 | MUNICIPAL CONSERVATION - SMALL WUG | Municipal conservation - small water user group | H | 3 | CONSERVATION | 1 | MUNICIPAL CONSERVATION | 1 | NO INFRASTRUCTURE | Small WUG population under 3301. Estimate based on the following BMPs: Unaccounted-for-water reduction (leak detection), Public Education, Water Wise program, Potential savings estimated at 5.55%, Cost estimated at $202/ac-ft | 98 | 2538 | CONSERVATION | H | 101 | HARRIS | 10 | SAN JACINTO | 3 | CONSERVATION | 1 | NO WATER QUALITY IMPROVEMENTS |  | 1110 | 1 | Municipal conservation - small water user group | 2385 | SOUTHSIDE PLACE | H | WUG | MUNICIPAL | 572 | CITY |  | N | 2010 | 2010 | 1212 | 4848 | 5050 | 5454 | 5656 | 6060 | 0 | 0 | 2385 | SOUTHSIDE PLACE | H | WUG | MUNICIPAL | 572 | CITY | H | 101 | HARRIS | 6 | 24 | 25 | 27 | 28 | 30 | N
11 | MUNICIPAL CONSERVATION - SMALL WUG | Municipal conservation - small water user group | H | 3 | CONSERVATION | 1 | MUNICIPAL CONSERVATION | 1 | NO INFRASTRUCTURE | Small WUG population under 3301. Estimate based on the following BMPs: Unaccounted-for-water reduction (leak detection), Public Education, Water Wise program, Potential savings estimated at 5.55%, Cost estimated at $202/ac-ft | 98 | 2538 | CONSERVATION | H | 101 | HARRIS | 10 | SAN JACINTO | 3 | CONSERVATION | 1 | NO WATER QUALITY IMPROVEMENTS |  | 1118 | 1 | Municipal conservation - small water user group | 2575 | WALLER | H | WUG | MUNICIPAL | 629 | CITY |  | N | 2010 | 2010 | 1414 | 1818 | 2222 | 2424 | 2828 | 3232 | 0 | 0 | 2575 | WALLER | H | WUG | MUNICIPAL | 629 | CITY | H | 101 | HARRIS | 7 | 9 | 11 | 12 | 14 | 16 | N
11 | MUNICIPAL CONSERVATION - SMALL WUG | Municipal conservation - small water user group | H | 3 | CONSERVATION | 1 | MUNICIPAL CONSERVATION | 1 | NO INFRASTRUCTURE | Small WUG population under 3301. Estimate based on the following BMPs: Unaccounted-for-water reduction (leak detection), Public Education, Water Wise program, Potential savings estimated at 5.55%, Cost estimated at $202/ac-ft | 98 | 2538 | CONSERVATION | H | 101 | HARRIS | 10 | SAN JACINTO | 3 | CONSERVATION | 1 | NO WATER QUALITY IMPROVEMENTS |  | 1117 | 1 | Municipal conservation - small water user group | 158 | WEST HARRIS COUNTY REGIONAL WATER AUTHORITY | H | BOTH | MUNICIPAL | 8002 | CRU |  | N | 2020 | 2020 | 0 | 759520 | 828604 | 878296 | 892840 | 899304 | 0 | 0 | 158 | WEST HARRIS COUNTY REGIONAL WATER AUTHORITY | H | BOTH | MUNICIPAL | 8002 | CRU | H | 101 | HARRIS | 0 | 3760 | 4102 | 4348 | 4420 | 4452 | N
11 | MUNICIPAL CONSERVATION - SMALL WUG | Municipal conservation - small water user group | H | 3 | CONSERVATION | 1 | MUNICIPAL CONSERVATION | 1 | NO INFRASTRUCTURE | Small WUG population under 3301. Estimate based on the following BMPs: Unaccounted-for-water reduction (leak detection), Public Education, Water Wise program, Potential savings estimated at 5.55%, Cost estimated at $202/ac-ft | 102 | 2547 | CONSERVATION | H | 101 | HARRIS | 11 | SAN JACINTO-BRAZOS | 3 | CONSERVATION | 1 | NO WATER QUALITY IMPROVEMENTS |  | 2454 | 1 | Municipal conservation - small water user group | 751 | EL LAGO | H | WUG | MUNICIPAL | 695 | CITY |  | N | 2010 | 2010 | 6060 | 5858 | 5656 | 5656 | 5656 | 5656 | 0 | 0 | 751 | EL LAGO | H | WUG | MUNICIPAL | 695 | CITY | H | 101 | HARRIS | 30 | 29 | 28 | 28 | 28 | 28 | N
11 | MUNICIPAL CONSERVATION - SMALL WUG | Municipal conservation - small water user group | H | 3 | CONSERVATION | 1 | MUNICIPAL CONSERVATION | 1 | NO INFRASTRUCTURE | Small WUG population under 3301. Estimate based on the following BMPs: Unaccounted-for-water reduction (leak detection), Public Education, Water Wise program, Potential savings estimated at 5.55%, Cost estimated at $202/ac-ft | 1959 | 4323 | CONSERVATION | H | 145 | LEON | 12 | BRAZOS | 3 | CONSERVATION | 1 | NO WATER QUALITY IMPROVEMENTS |  | 2151 | 1 | Municipal conservation - small water user group | 556 | COUNTY-OTHER, LEON | H | WUG | MUNICIPAL | 757 | COUNTY-OTHER |  | N | 2020 | 2020 | 0 | 4242 | 4646 | 3434 | 2020 | 2626 | 0 | 0 | 556 | COUNTY-OTHER, LEON | H | WUG | MUNICIPAL | 757 | COUNTY-OTHER | H | 145 | LEON | 0 | 21 | 23 | 17 | 10 | 13 | N
11 | MUNICIPAL CONSERVATION - SMALL WUG | Municipal conservation - small water user group | H | 3 | CONSERVATION | 1 | MUNICIPAL CONSERVATION | 1 | NO INFRASTRUCTURE | Small WUG population under 3301. Estimate based on the following BMPs: Unaccounted-for-water reduction (leak detection), Public Education, Water Wise program, Potential savings estimated at 5.55%, Cost estimated at $202/ac-ft | 1959 | 4323 | CONSERVATION | H | 145 | LEON | 12 | BRAZOS | 3 | CONSERVATION | 1 | NO WATER QUALITY IMPROVEMENTS |  | 7036 | 1 | Municipal conservation - small water user group | 1233 | JEWETT | H | WUG | MUNICIPAL | 887 | CITY |  | N | 2020 | 2020 | 0 | 606 | 808 | 808 | 606 | 808 | 0 | 0 | 1233 | JEWETT | H | WUG | MUNICIPAL | 887 | CITY | H | 145 | LEON | 0 | 3 | 4 | 4 | 3 | 4 | N
11 | MUNICIPAL CONSERVATION - SMALL WUG | Municipal conservation - small water user group | H | 3 | CONSERVATION | 1 | MUNICIPAL CONSERVATION | 1 | NO INFRASTRUCTURE | Small WUG population under 3301. Estimate based on the following BMPs: Unaccounted-for-water reduction (leak detection), Public Education, Water Wise program, Potential savings estimated at 5.55%, Cost estimated at $202/ac-ft | 1959 | 4323 | CONSERVATION | H | 145 | LEON | 12 | BRAZOS | 3 | CONSERVATION | 1 | NO WATER QUALITY IMPROVEMENTS |  | 2153 | 1 | Municipal conservation - small water user group | 2128 | NORMANGEE | H | WUG | MUNICIPAL | 927 | CITY |  | N | 2020 | 2020 | 0 | 606 | 606 | 606 | 606 | 606 | 0 | 0 | 2128 | NORMANGEE | H | WUG | MUNICIPAL | 927 | CITY | H | 145 | LEON | 0 | 3 | 3 | 3 | 3 | 3 | N
11 | MUNICIPAL CONSERVATION - SMALL WUG | Municipal conservation - small water user group | H | 3 | CONSERVATION | 1 | MUNICIPAL CONSERVATION | 1 | NO INFRASTRUCTURE | Small WUG population under 3301. Estimate based on the following BMPs: Unaccounted-for-water reduction (leak detection), Public Education, Water Wise program, Potential savings estimated at 5.55%, Cost estimated at $202/ac-ft | 1958 | 4324 | CONSERVATION | H | 145 | LEON | 8 | TRINITY | 3 | CONSERVATION | 1 | NO WATER QUALITY IMPROVEMENTS |  | 4627 | 1 | Municipal conservation - small water user group | 309 | BUFFALO | H | WUG | MUNICIPAL | 83 | CITY |  | N | 2020 | 2020 | 0 | 4242 | 4444 | 4444 | 4444 | 4444 | 0 | 0 | 309 | BUFFALO | H | WUG | MUNICIPAL | 83 | CITY | H | 145 | LEON | 0 | 21 | 22 | 22 | 22 | 22 | N
11 | MUNICIPAL CONSERVATION - SMALL WUG | Municipal conservation - small water user group | H | 3 | CONSERVATION | 1 | MUNICIPAL CONSERVATION | 1 | NO INFRASTRUCTURE | Small WUG population under 3301. Estimate based on the following BMPs: Unaccounted-for-water reduction (leak detection), Public Education, Water Wise program, Potential savings estimated at 5.55%, Cost estimated at $202/ac-ft | 1958 | 4324 | CONSERVATION | H | 145 | LEON | 8 | TRINITY | 3 | CONSERVATION | 1 | NO WATER QUALITY IMPROVEMENTS |  | 4628 | 1 | Municipal conservation - small water user group | 339 | CENTERVILLE | H | WUG | MUNICIPAL | 105 | CITY |  | N | 2020 | 2020 | 0 | 2222 | 2424 | 2222 | 2222 | 2222 | 0 | 0 | 339 | CENTERVILLE | H | WUG | MUNICIPAL | 105 | CITY | H | 145 | LEON | 0 | 11 | 12 | 11 | 11 | 11 | N
11 | MUNICIPAL CONSERVATION - SMALL WUG | Municipal conservation - small water user group | H | 3 | CONSERVATION | 1 | MUNICIPAL CONSERVATION | 1 | NO INFRASTRUCTURE | Small WUG population under 3301. Estimate based on the following BMPs: Unaccounted-for-water reduction (leak detection), Public Education, Water Wise program, Potential savings estimated at 5.55%, Cost estimated at $202/ac-ft | 1958 | 4324 | CONSERVATION | H | 145 | LEON | 8 | TRINITY | 3 | CONSERVATION | 1 | NO WATER QUALITY IMPROVEMENTS |  | 7081 | 1 | Municipal conservation - small water user group | 556 | COUNTY-OTHER, LEON | H | WUG | MUNICIPAL | 757 | COUNTY-OTHER |  | N | 2020 | 2020 | 0 | 4040 | 4848 | 3030 | 1616 | 2222 | 0 | 0 | 556 | COUNTY-OTHER, LEON | H | WUG | MUNICIPAL | 757 | COUNTY-OTHER | H | 145 | LEON | 0 | 20 | 24 | 15 | 8 | 11 | N
11 | MUNICIPAL CONSERVATION - SMALL WUG | Municipal conservation - small water user group | H | 3 | CONSERVATION | 1 | MUNICIPAL CONSERVATION | 1 | NO INFRASTRUCTURE | Small WUG population under 3301. Estimate based on the following BMPs: Unaccounted-for-water reduction (leak detection), Public Education, Water Wise program, Potential savings estimated at 5.55%, Cost estimated at $202/ac-ft | 1958 | 4324 | CONSERVATION | H | 145 | LEON | 8 | TRINITY | 3 | CONSERVATION | 1 | NO WATER QUALITY IMPROVEMENTS |  | 7082 | 1 | Municipal conservation - small water user group | 1233 | JEWETT | H | WUG | MUNICIPAL | 887 | CITY |  | N | 2020 | 2020 | 0 | 2020 | 2222 | 2222 | 2020 | 2222 | 0 | 0 | 1233 | JEWETT | H | WUG | MUNICIPAL | 887 | CITY | H | 145 | LEON | 0 | 10 | 11 | 11 | 10 | 11 | N
11 | MUNICIPAL CONSERVATION - SMALL WUG | Municipal conservation - small water user group | H | 3 | CONSERVATION | 1 | MUNICIPAL CONSERVATION | 1 | NO INFRASTRUCTURE | Small WUG population under 3301. Estimate based on the following BMPs: Unaccounted-for-water reduction (leak detection), Public Education, Water Wise program, Potential savings estimated at 5.55%, Cost estimated at $202/ac-ft | 1958 | 4324 | CONSERVATION | H | 145 | LEON | 8 | TRINITY | 3 | CONSERVATION | 1 | NO WATER QUALITY IMPROVEMENTS |  | 4631 | 1 | Municipal conservation - small water user group | 2128 | NORMANGEE | H | WUG | MUNICIPAL | 927 | CITY |  | N | 2020 | 2020 | 0 | 1212 | 1414 | 1414 | 1414 | 1414 | 0 | 0 | 2128 | NORMANGEE | H | WUG | MUNICIPAL | 927 | CITY | H | 145 | LEON | 0 | 6 | 7 | 7 | 7 | 7 | N
11 | MUNICIPAL CONSERVATION - SMALL WUG | Municipal conservation - small water user group | H | 3 | CONSERVATION | 1 | MUNICIPAL CONSERVATION | 1 | NO INFRASTRUCTURE | Small WUG population under 3301. Estimate based on the following BMPs: Unaccounted-for-water reduction (leak detection), Public Education, Water Wise program, Potential savings estimated at 5.55%, Cost estimated at $202/ac-ft | 1876 | 2476 | CONSERVATION | H | 146 | LIBERTY | 6 | NECHES | 3 | CONSERVATION | 1 | NO WATER QUALITY IMPROVEMENTS |  | 2310 | 1 | Municipal conservation - small water user group | 557 | COUNTY-OTHER, LIBERTY | H | WUG | MUNICIPAL | 757 | COUNTY-OTHER |  | N | 2020 | 2020 | 0 | 2020 | 2222 | 2626 | 2828 | 3232 | 0 | 0 | 557 | COUNTY-OTHER, LIBERTY | H | WUG | MUNICIPAL | 757 | COUNTY-OTHER | H | 146 | LIBERTY | 0 | 10 | 11 | 13 | 14 | 16 | N
11 | MUNICIPAL CONSERVATION - SMALL WUG | Municipal conservation - small water user group | H | 3 | CONSERVATION | 1 | MUNICIPAL CONSERVATION | 1 | NO INFRASTRUCTURE | Small WUG population under 3301. Estimate based on the following BMPs: Unaccounted-for-water reduction (leak detection), Public Education, Water Wise program, Potential savings estimated at 5.55%, Cost estimated at $202/ac-ft | 1876 | 2476 | CONSERVATION | H | 146 | LIBERTY | 6 | NECHES | 3 | CONSERVATION | 1 | NO WATER QUALITY IMPROVEMENTS |  | 2311 | 1 | Municipal conservation - small water user group | 691 | DAISETTA | H | WUG | MUNICIPAL | 149 | CITY |  | N | 2020 | 2020 | 0 | 202 | 404 | 606 | 606 | 808 | 0 | 0 | 691 | DAISETTA | H | WUG | MUNICIPAL | 149 | CITY | H | 146 | LIBERTY | 0 | 1 | 2 | 3 | 3 | 4 | N
11 | MUNICIPAL CONSERVATION - SMALL WUG | Municipal conservation - small water user group | H | 3 | CONSERVATION | 1 | MUNICIPAL CONSERVATION | 1 | NO INFRASTRUCTURE | Small WUG population under 3301. Estimate based on the following BMPs: Unaccounted-for-water reduction (leak detection), Public Education, Water Wise program, Potential savings estimated at 5.55%, Cost estimated at $202/ac-ft | 1876 | 2476 | CONSERVATION | H | 146 | LIBERTY | 6 | NECHES | 3 | CONSERVATION | 1 | NO WATER QUALITY IMPROVEMENTS |  | 2312 | 1 | Municipal conservation - small water user group | 2596 | WEST HARDIN WSC | I | WUG | MUNICIPAL | 4383 | UTILITY |  | N | 2020 | 2020 | 0 | 404 | 404 | 606 | 606 | 606 | 0 | 0 | 2596 | WEST HARDIN WSC | I | WUG | MUNICIPAL | 4383 | UTILITY | H | 146 | LIBERTY | 0 | 2 | 2 | 3 | 3 | 3 | N
11 | MUNICIPAL CONSERVATION - SMALL WUG | Municipal conservation - small water user group | H | 3 | CONSERVATION | 1 | MUNICIPAL CONSERVATION | 1 | NO INFRASTRUCTURE | Small WUG population under 3301. Estimate based on the following BMPs: Unaccounted-for-water reduction (leak detection), Public Education, Water Wise program, Potential savings estimated at 5.55%, Cost estimated at $202/ac-ft | 1878 | 2492 | CONSERVATION | H | 146 | LIBERTY | 7 | NECHES-TRINITY | 3 | CONSERVATION | 1 | NO WATER QUALITY IMPROVEMENTS |  | 7095 | 1 | Municipal conservation - small water user group | 557 | COUNTY-OTHER, LIBERTY | H | WUG | MUNICIPAL | 757 | COUNTY-OTHER |  | N | 2020 | 2020 | 0 | 202 | 202 | 202 | 202 | 202 | 0 | 0 | 557 | COUNTY-OTHER, LIBERTY | H | WUG | MUNICIPAL | 757 | COUNTY-OTHER | H | 146 | LIBERTY | 0 | 1 | 1 | 1 | 1 | 1 | N
11 | MUNICIPAL CONSERVATION - SMALL WUG | Municipal conservation - small water user group | H | 3 | CONSERVATION | 1 | MUNICIPAL CONSERVATION | 1 | NO INFRASTRUCTURE | Small WUG population under 3301. Estimate based on the following BMPs: Unaccounted-for-water reduction (leak detection), Public Education, Water Wise program, Potential savings estimated at 5.55%, Cost estimated at $202/ac-ft | 1880 | 2539 | CONSERVATION | H | 146 | LIBERTY | 10 | SAN JACINTO | 3 | CONSERVATION | 1 | NO WATER QUALITY IMPROVEMENTS |  | 7026 | 1 | Municipal conservation - small water user group | 557 | COUNTY-OTHER, LIBERTY | H | WUG | MUNICIPAL | 757 | COUNTY-OTHER |  | N | 2020 | 2020 | 0 | 16766 | 19190 | 21412 | 24038 | 27270 | 0 | 0 | 557 | COUNTY-OTHER, LIBERTY | H | WUG | MUNICIPAL | 757 | COUNTY-OTHER | H | 146 | LIBERTY | 0 | 83 | 95 | 106 | 119 | 135 | N
11 | MUNICIPAL CONSERVATION - SMALL WUG | Municipal conservation - small water user group | H | 3 | CONSERVATION | 1 | MUNICIPAL CONSERVATION | 1 | NO INFRASTRUCTURE | Small WUG population under 3301. Estimate based on the following BMPs: Unaccounted-for-water reduction (leak detection), Public Education, Water Wise program, Potential savings estimated at 5.55%, Cost estimated at $202/ac-ft | 1880 | 2539 | CONSERVATION | H | 146 | LIBERTY | 10 | SAN JACINTO | 3 | CONSERVATION | 1 | NO WATER QUALITY IMPROVEMENTS |  | 1075 | 1 | Municipal conservation - small water user group | 1828 | MERCY WSC | H | WUG | MUNICIPAL | 4253 | UTILITY |  | N | 2020 | 2020 | 0 | 1010 | 1212 | 1212 | 1414 | 1616 | 0 | 0 | 1828 | MERCY WSC | H | WUG | MUNICIPAL | 4253 | UTILITY | H | 146 | LIBERTY | 0 | 5 | 6 | 6 | 7 | 8 | N
11 | MUNICIPAL CONSERVATION - SMALL WUG | Municipal conservation - small water user group | H | 3 | CONSERVATION | 1 | MUNICIPAL CONSERVATION | 1 | NO INFRASTRUCTURE | Small WUG population under 3301. Estimate based on the following BMPs: Unaccounted-for-water reduction (leak detection), Public Education, Water Wise program, Potential savings estimated at 5.55%, Cost estimated at $202/ac-ft | 1880 | 2539 | CONSERVATION | H | 146 | LIBERTY | 10 | SAN JACINTO | 3 | CONSERVATION | 1 | NO WATER QUALITY IMPROVEMENTS |  | 1101 | 1 | Municipal conservation - small water user group | 2213 | PLUM GROVE | H | WUG | MUNICIPAL | 1054 | CITY |  | N | 2020 | 2020 | 0 | 2020 | 2222 | 2626 | 3030 | 3636 | 0 | 0 | 2213 | PLUM GROVE | H | WUG | MUNICIPAL | 1054 | CITY | H | 146 | LIBERTY | 0 | 10 | 11 | 13 | 15 | 18 | N
11 | MUNICIPAL CONSERVATION - SMALL WUG | Municipal conservation - small water user group | H | 3 | CONSERVATION | 1 | MUNICIPAL CONSERVATION | 1 | NO INFRASTRUCTURE | Small WUG population under 3301. Estimate based on the following BMPs: Unaccounted-for-water reduction (leak detection), Public Education, Water Wise program, Potential savings estimated at 5.55%, Cost estimated at $202/ac-ft | 1879 | 2517 | CONSERVATION | H | 146 | LIBERTY | 8 | TRINITY | 3 | CONSERVATION | 1 | NO WATER QUALITY IMPROVEMENTS |  | 4636 | 1 | Municipal conservation - small water user group | 181 | AMES | H | WUG | MUNICIPAL | 676 | CITY |  | N | 2020 | 2020 | 0 | 1818 | 2020 | 2222 | 2424 | 2828 | 0 | 0 | 181 | AMES | H | WUG | MUNICIPAL | 676 | CITY | H | 146 | LIBERTY | 0 | 9 | 10 | 11 | 12 | 14 | N
11 | MUNICIPAL CONSERVATION - SMALL WUG | Municipal conservation - small water user group | H | 3 | CONSERVATION | 1 | MUNICIPAL CONSERVATION | 1 | NO INFRASTRUCTURE | Small WUG population under 3301. Estimate based on the following BMPs: Unaccounted-for-water reduction (leak detection), Public Education, Water Wise program, Potential savings estimated at 5.55%, Cost estimated at $202/ac-ft | 1879 | 2517 | CONSERVATION | H | 146 | LIBERTY | 8 | TRINITY | 3 | CONSERVATION | 1 | NO WATER QUALITY IMPROVEMENTS |  | 7083 | 1 | Municipal conservation - small water user group | 557 | COUNTY-OTHER, LIBERTY | H | WUG | MUNICIPAL | 757 | COUNTY-OTHER |  | N | 2020 | 2020 | 0 | 34946 | 38582 | 42420 | 46662 | 51914 | 0 | 0 | 557 | COUNTY-OTHER, LIBERTY | H | WUG | MUNICIPAL | 757 | COUNTY-OTHER | H | 146 | LIBERTY | 0 | 173 | 191 | 210 | 231 | 257 | N
11 | MUNICIPAL CONSERVATION - SMALL WUG | Municipal conservation - small water user group | H | 3 | CONSERVATION | 1 | MUNICIPAL CONSERVATION | 1 | NO INFRASTRUCTURE | Small WUG population under 3301. Estimate based on the following BMPs: Unaccounted-for-water reduction (leak detection), Public Education, Water Wise program, Potential savings estimated at 5.55%, Cost estimated at $202/ac-ft | 1879 | 2517 | CONSERVATION | H | 146 | LIBERTY | 8 | TRINITY | 3 | CONSERVATION | 1 | NO WATER QUALITY IMPROVEMENTS |  | 7084 | 1 | Municipal conservation - small water user group | 691 | DAISETTA | H | WUG | MUNICIPAL | 149 | CITY |  | N | 2020 | 2020 | 0 | 404 | 606 | 808 | 1010 | 1212 | 0 | 0 | 691 | DAISETTA | H | WUG | MUNICIPAL | 149 | CITY | H | 146 | LIBERTY | 0 | 2 | 3 | 4 | 5 | 6 | N
11 | MUNICIPAL CONSERVATION - SMALL WUG | Municipal conservation - small water user group | H | 3 | CONSERVATION | 1 | MUNICIPAL CONSERVATION | 1 | NO INFRASTRUCTURE | Small WUG population under 3301. Estimate based on the following BMPs: Unaccounted-for-water reduction (leak detection), Public Education, Water Wise program, Potential savings estimated at 5.55%, Cost estimated at $202/ac-ft | 1879 | 2517 | CONSERVATION | H | 146 | LIBERTY | 8 | TRINITY | 3 | CONSERVATION | 1 | NO WATER QUALITY IMPROVEMENTS |  | 4639 | 1 | Municipal conservation - small water user group | 882 | HARDIN | H | WUG | MUNICIPAL | 878 | CITY |  | N | 2020 | 2020 | 0 | 1818 | 2020 | 2222 | 2424 | 2626 | 0 | 0 | 882 | HARDIN | H | WUG | MUNICIPAL | 878 | CITY | H | 146 | LIBERTY | 0 | 9 | 10 | 11 | 12 | 13 | N
11 | MUNICIPAL CONSERVATION - SMALL WUG | Municipal conservation - small water user group | H | 3 | CONSERVATION | 1 | MUNICIPAL CONSERVATION | 1 | NO INFRASTRUCTURE | Small WUG population under 3301. Estimate based on the following BMPs: Unaccounted-for-water reduction (leak detection), Public Education, Water Wise program, Potential savings estimated at 5.55%, Cost estimated at $202/ac-ft | 1879 | 2517 | CONSERVATION | H | 146 | LIBERTY | 8 | TRINITY | 3 | CONSERVATION | 1 | NO WATER QUALITY IMPROVEMENTS |  | 4640 | 1 | Municipal conservation - small water user group | 883 | HARDIN WSC | H | WUG | MUNICIPAL | 4148 | UTILITY |  | N | 2020 | 2020 | 0 | 7474 | 8686 | 9696 | 10908 | 12322 | 0 | 0 | 883 | HARDIN WSC | H | WUG | MUNICIPAL | 4148 | UTILITY | H | 146 | LIBERTY | 0 | 37 | 43 | 48 | 54 | 61 | N
11 | MUNICIPAL CONSERVATION - SMALL WUG | Municipal conservation - small water user group | H | 3 | CONSERVATION | 1 | MUNICIPAL CONSERVATION | 1 | NO INFRASTRUCTURE | Small WUG population under 3301. Estimate based on the following BMPs: Unaccounted-for-water reduction (leak detection), Public Education, Water Wise program, Potential savings estimated at 5.55%, Cost estimated at $202/ac-ft | 1879 | 2517 | CONSERVATION | H | 146 | LIBERTY | 8 | TRINITY | 3 | CONSERVATION | 1 | NO WATER QUALITY IMPROVEMENTS |  | 4641 | 1 | Municipal conservation - small water user group | 1257 | KENEFICK | H | WUG | MUNICIPAL | 1033 | CITY |  | N | 2020 | 2020 | 0 | 1212 | 1414 | 1616 | 1818 | 2020 | 0 | 0 | 1257 | KENEFICK | H | WUG | MUNICIPAL | 1033 | CITY | H | 146 | LIBERTY | 0 | 6 | 7 | 8 | 9 | 10 | N
11 | MUNICIPAL CONSERVATION - SMALL WUG | Municipal conservation - small water user group | H | 3 | CONSERVATION | 1 | MUNICIPAL CONSERVATION | 1 | NO INFRASTRUCTURE | Small WUG population under 3301. Estimate based on the following BMPs: Unaccounted-for-water reduction (leak detection), Public Education, Water Wise program, Potential savings estimated at 5.55%, Cost estimated at $202/ac-ft | 1877 | 2535 | CONSERVATION | H | 146 | LIBERTY | 9 | TRINITY-SAN JACINTO | 3 | CONSERVATION | 1 | NO WATER QUALITY IMPROVEMENTS |  | 7031 | 1 | Municipal conservation - small water user group | 557 | COUNTY-OTHER, LIBERTY | H | WUG | MUNICIPAL | 757 | COUNTY-OTHER |  | N | 2020 | 2020 | 0 | 2424 | 2828 | 3030 | 3434 | 3838 | 0 | 0 | 557 | COUNTY-OTHER, LIBERTY | H | WUG | MUNICIPAL | 757 | COUNTY-OTHER | H | 146 | LIBERTY | 0 | 12 | 14 | 15 | 17 | 19 | N
11 | MUNICIPAL CONSERVATION - SMALL WUG | Municipal conservation - small water user group | H | 3 | CONSERVATION | 1 | MUNICIPAL CONSERVATION | 1 | NO INFRASTRUCTURE | Small WUG population under 3301. Estimate based on the following BMPs: Unaccounted-for-water reduction (leak detection), Public Education, Water Wise program, Potential savings estimated at 5.55%, Cost estimated at $202/ac-ft | 1961 | 4326 | CONSERVATION | H | 157 | MADISON | 12 | BRAZOS | 3 | CONSERVATION | 1 | NO WATER QUALITY IMPROVEMENTS |  | 2154 | 1 | Municipal conservation - small water user group | 568 | COUNTY-OTHER, MADISON | H | WUG | MUNICIPAL | 757 | COUNTY-OTHER |  | N | 2020 | 2020 | 0 | 808 | 1212 | 1212 | 1414 | 1414 | 0 | 0 | 568 | COUNTY-OTHER, MADISON | H | WUG | MUNICIPAL | 757 | COUNTY-OTHER | H | 157 | MADISON | 0 | 4 | 6 | 6 | 7 | 7 | N
11 | MUNICIPAL CONSERVATION - SMALL WUG | Municipal conservation - small water user group | H | 3 | CONSERVATION | 1 | MUNICIPAL CONSERVATION | 1 | NO INFRASTRUCTURE | Small WUG population under 3301. Estimate based on the following BMPs: Unaccounted-for-water reduction (leak detection), Public Education, Water Wise program, Potential savings estimated at 5.55%, Cost estimated at $202/ac-ft | 1960 | 4325 | CONSERVATION | H | 157 | MADISON | 8 | TRINITY | 3 | CONSERVATION | 1 | NO WATER QUALITY IMPROVEMENTS |  | 7085 | 1 | Municipal conservation - small water user group | 568 | COUNTY-OTHER, MADISON | H | WUG | MUNICIPAL | 757 | COUNTY-OTHER |  | N | 2020 | 2020 | 0 | 10504 | 10706 | 10908 | 11110 | 11514 | 0 | 0 | 568 | COUNTY-OTHER, MADISON | H | WUG | MUNICIPAL | 757 | COUNTY-OTHER | H | 157 | MADISON | 0 | 52 | 53 | 54 | 55 | 57 | N
11 | MUNICIPAL CONSERVATION - SMALL WUG | Municipal conservation - small water user group | H | 3 | CONSERVATION | 1 | MUNICIPAL CONSERVATION | 1 | NO INFRASTRUCTURE | Small WUG population under 3301. Estimate based on the following BMPs: Unaccounted-for-water reduction (leak detection), Public Education, Water Wise program, Potential savings estimated at 5.55%, Cost estimated at $202/ac-ft | 1960 | 4325 | CONSERVATION | H | 157 | MADISON | 8 | TRINITY | 3 | CONSERVATION | 1 | NO WATER QUALITY IMPROVEMENTS |  | 4631 | 1 | Municipal conservation - small water user group | 2128 | NORMANGEE | H | WUG | MUNICIPAL | 927 | CITY |  | N | 2010 | 2010 | 202 | 202 | 202 | 202 | 202 | 202 | 0 | 0 | 2128 | NORMANGEE | H | WUG | MUNICIPAL | 927 | CITY | H | 157 | MADISON | [6 empty] | N | bar: 37 to 93
11 | MUNICIPAL CONSERVATION - SMALL WUG | Municipal conservation - small water user group | H | 3 | CONSERVATION | 1 | MUNICIPAL CONSERVATION | 1 | NO INFRASTRUCTURE | Small WUG population under 3301. Estimate based on the following BMPs: Unaccounted-for-water reduction (leak detection), Public Education, Water Wise program, Potential savings estimated at 5.55%, Cost estimated at $202/ac-ft | 100 | 2540 | CONSERVATION | H | 170 | MONTGOMERY | 10 | SAN JACINTO | 3 | CONSERVATION | 1 | NO WATER QUALITY IMPROVEMENTS |  | 1026 | 1 | Municipal conservation - small water user group | 581 | COUNTY-OTHER, MONTGOMERY | H | WUG | MUNICIPAL | 757 | COUNTY-OTHER |  | N | 2010 | 2010 | 256944 | 304616 | 430462 | 581558 | 800324 | 1054642 | 0 | 0 | 581 | COUNTY-OTHER, MONTGOMERY | H | WUG | MUNICIPAL | 757 | COUNTY-OTHER | H | 170 | MONTGOMERY | 1272 | 1508 | 2131 | 2879 | 3962 | 5221 | N
11 | MUNICIPAL CONSERVATION - SMALL WUG | Municipal conservation - small water user group | H | 3 | CONSERVATION | 1 | MUNICIPAL CONSERVATION | 1 | NO INFRASTRUCTURE | Small WUG population under 3301. Estimate based on the following BMPs: Unaccounted-for-water reduction (leak detection), Public Education, Water Wise program, Potential savings estimated at 5.55%, Cost estimated at $202/ac-ft | 100 | 2540 | CONSERVATION | H | 170 | MONTGOMERY | 10 | SAN JACINTO | 3 | CONSERVATION | 1 | NO WATER QUALITY IMPROVEMENTS |  | 1027 | 1 | Municipal conservation - small water user group | 688 | CUT AND SHOOT | H | WUG | MUNICIPAL | 854 | CITY |  | N | 2010 | 2010 | 2424 | 2626 | 3232 | 3838 | 4848 | 5858 | 0 | 0 | 688 | CUT AND SHOOT | H | WUG | MUNICIPAL | 854 | CITY | H | 170 | MONTGOMERY | 12 | 13 | 16 | 19 | 24 | 29 | N
11 | MUNICIPAL CONSERVATION - SMALL WUG | Municipal conservation - small water user group | H | 3 | CONSERVATION | 1 | MUNICIPAL CONSERVATION | 1 | NO INFRASTRUCTURE | Small WUG population under 3301. Estimate based on the following BMPs: Unaccounted-for-water reduction (leak detection), Public Education, Water Wise program, Potential savings estimated at 5.55%, Cost estimated at $202/ac-ft | 100 | 2540 | CONSERVATION | H | 170 | MONTGOMERY | 10 | SAN JACINTO | 3 | CONSERVATION | 1 | NO WATER QUALITY IMPROVEMENTS |  | 1028 | 1 | Municipal conservation - small water user group | 733 | EAST PLANTATION UD | H | WUG | MUNICIPAL | 4098 | UTILITY |  | N | 2010 | 2010 | 5252 | 6262 | 8282 | 10706 | 13938 | 17776 | 0 | 0 | 733 | EAST PLANTATION UD | H | WUG | MUNICIPAL | 4098 | UTILITY | H | 170 | MONTGOMERY | 26 | 31 | 41 | 53 | 69 | 88 | N
11 | MUNICIPAL CONSERVATION - SMALL WUG | Municipal conservation - small water user group | H | 3 | CONSERVATION | 1 | MUNICIPAL CONSERVATION | 1 | NO INFRASTRUCTURE | Small WUG population under 3301. Estimate based on the following BMPs: Unaccounted-for-water reduction (leak detection), Public Education, Water Wise program, Potential savings estimated at 5.55%, Cost estimated at $202/ac-ft | 100 | 2540 | CONSERVATION | H | 170 | MONTGOMERY | 10 | SAN JACINTO | 3 | CONSERVATION | 1 | NO WATER QUALITY IMPROVEMENTS |  | 1071 | 1 | Municipal conservation - small water user group | 1618 | MAGNOLIA | H | WUG | MUNICIPAL | 907 | CITY |  | N | 2010 | 2010 | 4848 | 6868 | 8888 | 11312 | 14544 | 18382 | 0 | 0 | 1618 | MAGNOLIA | H | WUG | MUNICIPAL | 907 | CITY | H | 170 | MONTGOMERY | 24 | 34 | 44 | 56 | 72 | 91 | N
11 | MUNICIPAL CONSERVATION - SMALL WUG | Municipal conservation - small water user group | H | 3 | CONSERVATION | 1 | MUNICIPAL CONSERVATION | 1 | NO INFRASTRUCTURE | Small WUG population under 3301. Estimate based on the following BMPs: Unaccounted-for-water reduction (leak detection), Public Education, Water Wise program, Potential savings estimated at 5.55%, Cost estimated at $202/ac-ft | 100 | 2540 | CONSERVATION | H | 170 | MONTGOMERY | 10 | SAN JACINTO | 3 | CONSERVATION | 1 | NO WATER QUALITY IMPROVEMENTS |  | 1078 | 1 | Municipal conservation - small water user group | 2675 | MONTGOMERY | H | WUG | MUNICIPAL | 1082 | CITY |  | N | 2010 | 2010 | 2828 | 11514 | 16766 | 22018 | 27472 | 32724 | 0 | 0 | 2675 | MONTGOMERY | H | WUG | MUNICIPAL | 1082 | CITY | H | 170 | MONTGOMERY | 14 | 57 | 83 | 109 | 136 | 162 | N
11 | MUNICIPAL CONSERVATION - SMALL WUG | Municipal conservation - small water user group | H | 3 | CONSERVATION | 1 | MUNICIPAL CONSERVATION | 1 | NO INFRASTRUCTURE | Small WUG population under 3301. Estimate based on the following BMPs: Unaccounted-for-water reduction (leak detection), Public Education, Water Wise program, Potential savings estimated at 5.55%, Cost estimated at $202/ac-ft | 100 | 2540 | CONSERVATION | H | 170 | MONTGOMERY | 10 | SAN JACINTO | 3 | CONSERVATION | 1 | NO WATER QUALITY IMPROVEMENTS |  | 1079 | 1 | Municipal conservation - small water user group | 2076 | MONTGOMERY COUNTY MUD #19 | H | WUG | MUNICIPAL | 4262 | UTILITY |  | N | 2010 | 2010 | 5050 | 5050 | 5050 | 5050 | 5050 | 5050 | 0 | 0 | 2076 | MONTGOMERY COUNTY MUD #19 | H | WUG | MUNICIPAL | 4262 | UTILITY | H | 170 | MONTGOMERY | 25 | 25 | 25 | 25 | 25 | 25 | N
11 | MUNICIPAL CONSERVATION - SMALL WUG | Municipal conservation - small water user group | H | 3 | CONSERVATION | 1 | MUNICIPAL CONSERVATION | 1 | NO INFRASTRUCTURE | Small WUG population under 3301. Estimate based on the following BMPs: Unaccounted-for-water reduction (leak detection), Public Education, Water Wise program, Potential savings estimated at 5.55%, Cost estimated at $202/ac-ft | 100 | 2540 | CONSERVATION | H | 170 | MONTGOMERY | 10 | SAN JACINTO | 3 | CONSERVATION | 1 | NO WATER QUALITY IMPROVEMENTS |  | 1080 | 1 | Municipal conservation - small water user group | 2078 | MONTGOMERY COUNTY MUD #9 | H | WUG | MUNICIPAL | 4264 | UTILITY |  | N | 2010 | 2010 | 8888 | 12120 | 15352 | 16766 | 17170 | 17372 | 0 | 0 | 2078 | MONTGOMERY COUNTY MUD #9 | H | WUG | MUNICIPAL | 4264 | UTILITY | H | 170 | MONTGOMERY | 44 | 60 | 76 | 83 | 85 | 86 | N
11 | MUNICIPAL CONSERVATION - SMALL WUG | Municipal conservation - small water user group | H | 3 | CONSERVATION | 1 | MUNICIPAL CONSERVATION | 1 | NO INFRASTRUCTURE | Small WUG population under 3301. Estimate based on the following BMPs: Unaccounted-for-water reduction (leak detection), Public Education, Water Wise program, Potential savings estimated at 5.55%, Cost estimated at $202/ac-ft | 100 | 2540 | CONSERVATION | H | 170 | MONTGOMERY | 10 | SAN JACINTO | 3 | CONSERVATION | 1 | NO WATER QUALITY IMPROVEMENTS |  | 1081 | 1 | Municipal conservation - small water user group | 2079 | MONTGOMERY COUNTY UD #2 | H | WUG | MUNICIPAL | 4265 | UTILITY |  | N | 2010 | 2010 | 6262 | 6262 | 6060 | 6060 | 6060 | 6060 | 0 | 0 | 2079 | MONTGOMERY COUNTY UD #2 | H | WUG | MUNICIPAL | 4265 | UTILITY | H | 170 | MONTGOMERY | 31 | 31 | 30 | 30 | 30 | 30 | N
11 | MUNICIPAL CONSERVATION - SMALL WUG | Municipal conservation - small water user group | H | 3 | CONSERVATION | 1 | MUNICIPAL CONSERVATION | 1 | NO INFRASTRUCTURE | Small WUG population under 3301. Estimate based on the following BMPs: Unaccounted-for-water reduction (leak detection), Public Education, Water Wise program, Potential savings estimated at 5.55%, Cost estimated at $202/ac-ft | 100 | 2540 | CONSERVATION | H | 170 | MONTGOMERY | 10 | SAN JACINTO | 3 | CONSERVATION | 1 | NO WATER QUALITY IMPROVEMENTS |  | 1097 | 1 | Municipal conservation - small water user group | 2177 | PANORAMA VILLAGE | H | WUG | MUNICIPAL | 732 | CITY |  | N | 2010 | 2010 | 7272 | 7676 | 7878 | 8282 | 8686 | 9090 | 0 | 0 | 2177 | PANORAMA VILLAGE | H | WUG | MUNICIPAL | 732 | CITY | H | 170 | MONTGOMERY | 36 | 38 | 39 | 41 | 43 | 45 | N
11 | MUNICIPAL CONSERVATION - SMALL WUG | Municipal conservation - small water user group | H | 3 | CONSERVATION | 1 | MUNICIPAL CONSERVATION | 1 | NO INFRASTRUCTURE | Small WUG population under 3301. Estimate based on the following BMPs: Unaccounted-for-water reduction (leak detection), Public Education, Water Wise program, Potential savings estimated at 5.55%, Cost estimated at $202/ac-ft | 100 | 2540 | CONSERVATION | H | 170 | MONTGOMERY | 10 | SAN JACINTO | 3 | CONSERVATION | 1 | NO WATER QUALITY IMPROVEMENTS |  | 1098 | 1 | Municipal conservation - small water user group | 2182 | PATTON VILLAGE | H | WUG | MUNICIPAL | 734 | CITY |  | N | 2010 | 2010 | 1010 | 1010 | 1212 | 1212 | 1616 | 1818 | 0 | 0 | 2182 | PATTON VILLAGE | H | WUG | MUNICIPAL | 734 | CITY | H | 170 | MONTGOMERY | 5 | 5 | 6 | 6 | 8 | 9 | N
11 | MUNICIPAL CONSERVATION - SMALL WUG | Municipal conservation - small water user group | H | 3 | CONSERVATION | 1 | MUNICIPAL CONSERVATION | 1 | NO INFRASTRUCTURE | Small WUG population under 3301. Estimate based on the following BMPs: Unaccounted-for-water reduction (leak detection), Public Education, Water Wise program, Potential savings estimated at 5.55%, Cost estimated at $202/ac-ft | 100 | 2540 | CONSERVATION | H | 170 | MONTGOMERY | 10 | SAN JACINTO | 3 | CONSERVATION | 1 | NO WATER QUALITY IMPROVEMENTS |  | 1115 | 1 | Municipal conservation - small water user group | 2390 | SPLENDORA | H | WUG | MUNICIPAL | 962 | CITY |  | N | 2010 | 2010 | 2020 | 2424 | 3232 | 4242 | 5656 | 7272 | 0 | 0 | 2390 | SPLENDORA | H | WUG | MUNICIPAL | 962 | CITY | H | 170 | MONTGOMERY | 10 | 12 | 16 | 21 | 28 | 36 | N
11 | MUNICIPAL CONSERVATION - SMALL WUG | Municipal conservation - small water user group | H | 3 | CONSERVATION | 1 | MUNICIPAL CONSERVATION | 1 | NO INFRASTRUCTURE | Small WUG population under 3301. Estimate based on the following BMPs: Unaccounted-for-water reduction (leak detection), Public Education, Water Wise program, Potential savings estimated at 5.55%, Cost estimated at $202/ac-ft | 100 | 2540 | CONSERVATION | H | 170 | MONTGOMERY | 10 | SAN JACINTO | 3 | CONSERVATION | 1 | NO WATER QUALITY IMPROVEMENTS |  | 1116 | 1 | Municipal conservation - small water user group | 2676 | STAGECOACH | H | WUG | MUNICIPAL | 1083 | CITY |  | N | 2010 | 2010 | 808 | 1212 | 1616 | 2222 | 3030 | 4040 | 0 | 0 | 2676 | STAGECOACH | H | WUG | MUNICIPAL | 1083 | CITY | H | 170 | MONTGOMERY | 4 | 6 | 8 | 11 | 15 | 20 | N
11 | MUNICIPAL CONSERVATION - SMALL WUG | Municipal conservation - small water user group | H | 3 | CONSERVATION | 1 | MUNICIPAL CONSERVATION | 1 | NO INFRASTRUCTURE | Small WUG population under 3301. Estimate based on the following BMPs: Unaccounted-for-water reduction (leak detection), Public Education, Water Wise program, Potential savings estimated at 5.55%, Cost estimated at $202/ac-ft | 100 | 2540 | CONSERVATION | H | 170 | MONTGOMERY | 10 | SAN JACINTO | 3 | CONSERVATION | 1 | NO WATER QUALITY IMPROVEMENTS |  | 1130 | 1 | Municipal conservation - small water user group | 2641 | WOODBRANCH | H | WUG | MUNICIPAL | 807 | CITY |  | N | 2010 | 2010 | 2020 | 2222 | 2424 | 2828 | 3232 | 3636 | 0 | 0 | 2641 | WOODBRANCH | H | WUG | MUNICIPAL | 807 | CITY | H | 170 | MONTGOMERY | 10 | 11 | 12 | 14 | 16 | 18 | N
11 | MUNICIPAL CONSERVATION - SMALL WUG | Municipal conservation - small water user group | H | 3 | CONSERVATION | 1 | MUNICIPAL CONSERVATION | 1 | NO INFRASTRUCTURE | Small WUG population under 3301. Estimate based on the following BMPs: Unaccounted-for-water reduction (leak detection), Public Education, Water Wise program, Potential savings estimated at 5.55%, Cost estimated at $202/ac-ft | 1962 | 4327 | CONSERVATION | H | 187 | POLK | 8 | TRINITY | 3 | CONSERVATION | 1 | NO WATER QUALITY IMPROVEMENTS |  | 4646 | 1 | Municipal conservation - small water user group | 598 | COUNTY-OTHER, POLK | H | WUG | MUNICIPAL | 757 | COUNTY-OTHER |  | N | 2020 | 2020 | 0 | 18382 | 19594 | 20200 | 21008 | 22220 | 0 | 0 | 598 | COUNTY-OTHER, POLK | H | WUG | MUNICIPAL | 757 | COUNTY-OTHER | H | 187 | POLK | 0 | 91 | 97 | 100 | 104 | 110 | N
11 | MUNICIPAL CONSERVATION - SMALL WUG | Municipal conservation - small water user group | H | 3 | CONSERVATION | 1 | MUNICIPAL CONSERVATION | 1 | NO INFRASTRUCTURE | Small WUG population under 3301. Estimate based on the following BMPs: Unaccounted-for-water reduction (leak detection), Public Education, Water Wise program, Potential savings estimated at 5.55%, Cost estimated at $202/ac-ft | 1962 | 4327 | CONSERVATION | H | 187 | POLK | 8 | TRINITY | 3 | CONSERVATION | 1 | NO WATER QUALITY IMPROVEMENTS |  | 4647 | 1 | Municipal conservation - small water user group | 2158 | ONALASKA | H | WUG | MUNICIPAL | 933 | CITY |  | N | 2020 | 2020 | 0 | 2626 | 2828 | 3232 | 3434 | 3636 | 0 | 0 | 2158 | ONALASKA | H | WUG | MUNICIPAL | 933 | CITY | H | 187 | POLK | 0 | 13 | 14 | 16 | 17 | 18 | N
11 | MUNICIPAL CONSERVATION - SMALL WUG | Municipal conservation - small water user group | H | 3 | CONSERVATION | 1 | MUNICIPAL CONSERVATION | 1 | NO INFRASTRUCTURE | Small WUG population under 3301. Estimate based on the following BMPs: Unaccounted-for-water reduction (leak detection), Public Education, Water Wise program, Potential savings estimated at 5.55%, Cost estimated at $202/ac-ft | 1963 | 4328 | CONSERVATION | H | 204 | SAN JACINTO | 10 | SAN JACINTO | 3 | CONSERVATION | 1 | NO WATER QUALITY IMPROVEMENTS |  | 1021 | 1 | Municipal conservation - small water user group | 377 | COLDSPRING | H | WUG | MUNICIPAL | 122 | CITY |  | N | 2020 | 2020 | 0 | 606 | 606 | 606 | 606 | 606 | 0 | 0 | 377 | COLDSPRING | H | WUG | MUNICIPAL | 122 | CITY | H | 204 | SAN JACINTO | 0 | 3 | 3 | 3 | 3 | 3 | N
11 | MUNICIPAL CONSERVATION - SMALL WUG | Municipal conservation - small water user group | H | 3 | CONSERVATION | 1 | MUNICIPAL CONSERVATION | 1 | NO INFRASTRUCTURE | Small WUG population under 3301. Estimate based on the following BMPs: Unaccounted-for-water reduction (leak detection), Public Education, Water Wise program, Potential savings estimated at 5.55%, Cost estimated at $202/ac-ft | 1963 | 4328 | CONSERVATION | H | 204 | SAN JACINTO | 10 | SAN JACINTO | 3 | CONSERVATION | 1 | NO WATER QUALITY IMPROVEMENTS |  | 1029 | 1 | Municipal conservation - small water user group | 615 | COUNTY-OTHER, SAN JACINTO | H | WUG | MUNICIPAL | 757 | COUNTY-OTHER |  | N | 2020 | 2020 | 0 | 10908 | 11716 | 12322 | 12524 | 12726 | 0 | 0 | 615 | COUNTY-OTHER, SAN JACINTO | H | WUG | MUNICIPAL | 757 | COUNTY-OTHER | H | 204 | SAN JACINTO | 0 | 54 | 58 | 61 | 62 | 63 | N
11 | MUNICIPAL CONSERVATION - SMALL WUG | Municipal conservation - small water user group | H | 3 | CONSERVATION | 1 | MUNICIPAL CONSERVATION | 1 | NO INFRASTRUCTURE | Small WUG population under 3301. Estimate based on the following BMPs: Unaccounted-for-water reduction (leak detection), Public Education, Water Wise program, Potential savings estimated at 5.55%, Cost estimated at $202/ac-ft | 1963 | 4328 | CONSERVATION | H | 204 | SAN JACINTO | 10 | SAN JACINTO | 3 | CONSERVATION | 1 | NO WATER QUALITY IMPROVEMENTS |  | 1075 | 1 | Municipal conservation - small water user group | 1828 | MERCY WSC | H | WUG | MUNICIPAL | 4253 | UTILITY |  | N | 2020 | 2020 | 0 | 4444 | 5050 | 5454 | 5656 | 5656 | 0 | 0 | 1828 | MERCY WSC | H | WUG | MUNICIPAL | 4253 | UTILITY | H | 204 | SAN JACINTO | 0 | 22 | 25 | 27 | 28 | 28 | N
11 | MUNICIPAL CONSERVATION - SMALL WUG | Municipal conservation - small water user group | H | 3 | CONSERVATION | 1 | MUNICIPAL CONSERVATION | 1 | NO INFRASTRUCTURE | Small WUG population under 3301. Estimate based on the following BMPs: Unaccounted-for-water reduction (leak detection), Public Education, Water Wise program, Potential savings estimated at 5.55%, Cost estimated at $202/ac-ft | 1952 | 4329 | CONSERVATION | H | 204 | SAN JACINTO | 8 | TRINITY | 3 | CONSERVATION | 1 | NO WATER QUALITY IMPROVEMENTS |  | 4650 | 1 | Municipal conservation - small water user group | 377 | COLDSPRING | H | WUG | MUNICIPAL | 122 | CITY |  | N | 2020 | 2020 | 0 | 2020 | 2222 | 2424 | 2424 | 2424 | 0 | 0 | 377 | COLDSPRING | H | WUG | MUNICIPAL | 122 | CITY | H | 204 | SAN JACINTO | 0 | 10 | 11 | 12 | 12 | 12 | N
11 | MUNICIPAL CONSERVATION - SMALL WUG | Municipal conservation - small water user group | H | 3 | CONSERVATION | 1 | MUNICIPAL CONSERVATION | 1 | NO INFRASTRUCTURE | Small WUG population under 3301. Estimate based on the following BMPs: Unaccounted-for-water reduction (leak detection), Public Education, Water Wise program, Potential savings estimated at 5.55%, Cost estimated at $202/ac-ft | 1952 | 4329 | CONSERVATION | H | 204 | SAN JACINTO | 8 | TRINITY | 3 | CONSERVATION | 1 | NO WATER QUALITY IMPROVEMENTS |  | 4651 | 1 | Municipal conservation - small water user group | 2216 | POINT BLANK | H | WUG | MUNICIPAL | 1056 | CITY |  | N | 2020 | 2020 | 0 | 1010 | 1212 | 1212 | 1212 | 1212 | 0 | 0 | 2216 | POINT BLANK | H | WUG | MUNICIPAL | 1056 | CITY | H | 204 | SAN JACINTO | 0 | 5 | 6 | 6 | 6 | 6 | N
11 | MUNICIPAL CONSERVATION - SMALL WUG | Municipal conservation - small water user group | H | 3 | CONSERVATION | 1 | MUNICIPAL CONSERVATION | 1 | NO INFRASTRUCTURE | Small WUG population under 3301. Estimate based on the following BMPs: Unaccounted-for-water reduction (leak detection), Public Education, Water Wise program, Potential savings estimated at 5.55%, Cost estimated at $202/ac-ft | 1952 | 4329 | CONSERVATION | H | 204 | SAN JACINTO | 8 | TRINITY | 3 | CONSERVATION | 1 | NO WATER QUALITY IMPROVEMENTS |  | 4652 | 1 | Municipal conservation - small water user group | 2354 | SHEPHERD | H | WUG | MUNICIPAL | 746 | CITY |  | N | 2020 | 2020 | 0 | 4040 | 4444 | 4646 | 4848 | 4848 | 0 | 0 | 2354 | SHEPHERD | H | WUG | MUNICIPAL | 746 | CITY | H | 204 | SAN JACINTO | 0 | 20 | 22 | 23 | 24 | 24 | N
11 | MUNICIPAL CONSERVATION - SMALL WUG | Municipal conservation - small water user group | H | 3 | CONSERVATION | 1 | MUNICIPAL CONSERVATION | 1 | NO INFRASTRUCTURE | Small WUG population under 3301. Estimate based on the following BMPs: Unaccounted-for-water reduction (leak detection), Public Education, Water Wise program, Potential savings estimated at 5.55%, Cost estimated at $202/ac-ft | 1955 | 4332 | CONSERVATION | H | 236 | WALKER | 10 | SAN JACINTO | 3 | CONSERVATION | 1 | NO WATER QUALITY IMPROVEMENTS |  | 1089 | 1 | Municipal conservation - small water user group | 2117 | NEW WAVERLY | H | WUG | MUNICIPAL | 926 | CITY |  | N | 2020 | 2020 | 0 | 2626 | 2626 | 2626 | 2626 | 2626 | 0 | 0 | 2117 | NEW WAVERLY | H | WUG | MUNICIPAL | 926 | CITY | H | 236 | WALKER | 0 | 13 | 13 | 13 | 13 | 13 | N
11 | MUNICIPAL CONSERVATION - SMALL WUG | Municipal conservation - small water user group | H | 3 | CONSERVATION | 1 | MUNICIPAL CONSERVATION | 1 | NO INFRASTRUCTURE | Small WUG population under 3301. Estimate based on the following BMPs: Unaccounted-for-water reduction (leak detection), Public Education, Water Wise program, Potential savings estimated at 5.55%, Cost estimated at $202/ac-ft | 1957 | 4331 | CONSERVATION | H | 236 | WALKER | 8 | TRINITY | 3 | CONSERVATION | 1 | NO WATER QUALITY IMPROVEMENTS |  | 4657 | 1 | Municipal conservation - small water user group | 398 | CONSOLIDATED WSC | I | WUG | MUNICIPAL | 4071 | UTILITY |  | N | 2010 | 2010 | 0 | 0 | 0 | 0 | 0 | 0 | 0 | 0 | 398 | CONSOLIDATED WSC | I | WUG | MUNICIPAL | 4071 | UTILITY | H | 236 | WALKER | 0 | 0 | 0 | 0 | 0 | 0 | N
11 | MUNICIPAL CONSERVATION - SMALL WUG | Municipal conservation - small water user group | H | 3 | CONSERVATION | 1 | MUNICIPAL CONSERVATION | 1 | NO INFRASTRUCTURE | Small WUG population under 3301. Estimate based on the following BMPs: Unaccounted-for-water reduction (leak detection), Public Education, Water Wise program, Potential savings estimated at 5.55%, Cost estimated at $202/ac-ft | 1957 | 4331 | CONSERVATION | H | 236 | WALKER | 8 | TRINITY | 3 | CONSERVATION | 1 | NO WATER QUALITY IMPROVEMENTS |  | 4658 | 1 | Municipal conservation - small water user group | 647 | COUNTY-OTHER, WALKER | H | WUG | MUNICIPAL | 757 | COUNTY-OTHER |  | N | 2020 | 2020 | 0 | 202 | 0 | 0 | 0 | 0 | 0 | 0 | 647 | COUNTY-OTHER, WALKER | H | WUG | MUNICIPAL | 757 | COUNTY-OTHER | H | 236 | WALKER | 0 | 1 | 0 | 0 | 0 | 0 | N
11 | MUNICIPAL CONSERVATION - SMALL WUG | Municipal conservation - small water user group | H | 3 | CONSERVATION | 1 | MUNICIPAL CONSERVATION | 1 | NO INFRASTRUCTURE | Small WUG population under 3301. Estimate based on the following BMPs: Unaccounted-for-water reduction (leak detection), Public Education, Water Wise program, Potential savings estimated at 5.55%, Cost estimated at $202/ac-ft | 97 | 2616 | CONSERVATION | H | 237 | WALLER | 12 | BRAZOS | 3 | CONSERVATION | 1 | NO WATER QUALITY IMPROVEMENTS |  | 2159 | 1 | Municipal conservation - small water user group | 648 | COUNTY-OTHER, WALLER | H | WUG | MUNICIPAL | 757 | COUNTY-OTHER |  | N | 2020 | 2020 | 0 | 4646 | 8484 | 8888 | 9696 | 10706 | 0 | 0 | 648 | COUNTY-OTHER, WALLER | H | WUG | MUNICIPAL | 757 | COUNTY-OTHER | H | 237 | WALLER | 0 | 23 | 42 | 44 | 48 | 53 | N
11 | MUNICIPAL CONSERVATION - SMALL WUG | Municipal conservation - small water user group | H | 3 | CONSERVATION | 1 | MUNICIPAL CONSERVATION | 1 | NO INFRASTRUCTURE | Small WUG population under 3301. Estimate based on the following BMPs: Unaccounted-for-water reduction (leak detection), Public Education, Water Wise program, Potential savings estimated at 5.55%, Cost estimated at $202/ac-ft | 97 | 2616 | CONSERVATION | H | 237 | WALLER | 12 | BRAZOS | 3 | CONSERVATION | 1 | NO WATER QUALITY IMPROVEMENTS |  | 2160 | 1 | Municipal conservation - small water user group | 2200 | PINE ISLAND | H | WUG | MUNICIPAL | 938 | CITY |  | N | 2020 | 2020 | 0 | 1616 | 2020 | 2424 | 2828 | 3434 | 0 | 0 | 2200 | PINE ISLAND | H | WUG | MUNICIPAL | 938 | CITY | H | 237 | WALLER | 0 | 8 | 10 | 12 | 14 | 17 | N
11 | MUNICIPAL CONSERVATION - SMALL WUG | Municipal conservation - small water user group | H | 3 | CONSERVATION | 1 | MUNICIPAL CONSERVATION | 1 | NO INFRASTRUCTURE | Small WUG population under 3301. Estimate based on the following BMPs: Unaccounted-for-water reduction (leak detection), Public Education, Water Wise program, Potential savings estimated at 5.55%, Cost estimated at $202/ac-ft | 1881 | 2543 | CONSERVATION | H | 237 | WALLER | 10 | SAN JACINTO | 3 | CONSERVATION | 1 | NO WATER QUALITY IMPROVEMENTS |  | 7027 | 1 | Municipal conservation - small water user group | 648 | COUNTY-OTHER, WALLER | H | WUG | MUNICIPAL | 757 | COUNTY-OTHER |  | N | 2020 | 2020 | 0 | 11312 | 13736 | 16160 | 19392 | 23230 | 0 | 0 | 648 | COUNTY-OTHER, WALLER | H | WUG | MUNICIPAL | 757 | COUNTY-OTHER | H | 237 | WALLER | 0 | 56 | 68 | 80 | 96 | 115 | N
11 | MUNICIPAL CONSERVATION - SMALL WUG | Municipal conservation - small water user group | H | 3 | CONSERVATION | 1 | MUNICIPAL CONSERVATION | 1 | NO INFRASTRUCTURE | Small WUG population under 3301. Estimate based on the following BMPs: Unaccounted-for-water reduction (leak detection), Public Education, Water Wise program, Potential savings estimated at 5.55%, Cost estimated at $202/ac-ft | 1881 | 2543 | CONSERVATION | H | 237 | WALLER | 10 | SAN JACINTO | 3 | CONSERVATION | 1 | NO WATER QUALITY IMPROVEMENTS |  | 1118 | 1 | Municipal conservation - small water user group | 2575 | WALLER | H | WUG | MUNICIPAL | 629 | CITY |  | N | 2020 | 2020 | 0 | 5454 | 6464 | 7474 | 8686 | 10302 | 0 | 0 | 2575 | WALLER | H | WUG | MUNICIPAL | 629 | CITY | H | 237 | WALLER | 0 | 27 | 32 | 37 | 43 | 51 | N
169 | MUNICIPAL WATER CONSERVATION | Municipal water conservation | G | 3 | CONSERVATION | 1 | MUNICIPAL CONSERVATION | 1 | NO INFRASTRUCTURE | PROJECT DOES NOT HAVE CAPITAL COST NOR DEBT SERVICE FOR ANY SOURCE. | 1060 | 2553 | CONSERVATION | G | 14 | BELL | 12 | BRAZOS | 3 | CONSERVATION | 1 | NO WATER QUALITY IMPROVEMENTS |  | 2063 | 1 | Municipal water conservation | 220 | BARTLETT | G | WUG | MUNICIPAL | 39 | CITY |  | N | 2010 | 2010 | 5700 | 14250 | 11875 | 9025 | 8550 | 8550 | 0 | 0 | 220 | BARTLETT | G | WUG | MUNICIPAL | 39 | CITY | G | 14 | BELL | 12 | 30 | 25 | 19 | 18 | 18 | N
169 | MUNICIPAL WATER CONSERVATION | Municipal water conservation | G | 3 | CONSERVATION | 1 | MUNICIPAL CONSERVATION | 1 | NO INFRASTRUCTURE | PROJECT DOES NOT HAVE CAPITAL COST NOR DEBT SERVICE FOR ANY SOURCE. | 796 | 2555 | CONSERVATION | G | 18 | BOSQUE | 12 | BRAZOS | 3 | CONSERVATION | 1 | NO WATER QUALITY IMPROVEMENTS |  | 2064 | 1 | Municipal water conservation | 2559 | VALLEY MILLS | G | WUG | MUNICIPAL | 617 | CITY |  | N | 2010 | 2010 | 4750 | 11400 | 9500 | 6650 | 6650 | 6650 | 0 | 0 | 2559 | VALLEY MILLS | G | WUG | MUNICIPAL | 617 | CITY | G | 18 | BOSQUE | 10 | 24 | 20 | 14 | 14 | 14 | N
169 | MUNICIPAL WATER CONSERVATION | Municipal water conservation | G | 3 | CONSERVATION | 1 | MUNICIPAL CONSERVATION | 1 | NO INFRASTRUCTURE | PROJECT DOES NOT HAVE CAPITAL COST NOR DEBT SERVICE FOR ANY SOURCE. | 801 | 2557 | CONSERVATION | G | 21 | BRAZOS | 12 | BRAZOS | 3 | CONSERVATION | 1 | NO WATER QUALITY IMPROVEMENTS |  | 2066 | 1 | Municipal water conservation | 305 | BRYAN | G | BOTH | MUNICIPAL | 82 | CITY |  | N | 2050 | 2050 | 0 | 0 | 0 | 0 | 58000 | 118000 | 0 | 0 | 305 | BRYAN | G | BOTH | MUNICIPAL | 82 | CITY | G | 21 | BRAZOS | 0 | 0 | 0 | 0 | 122 | 248 | N
169 | MUNICIPAL WATER CONSERVATION | Municipal water conservation | G | 3 | CONSERVATION | 1 | MUNICIPAL CONSERVATION | 1 | NO INFRASTRUCTURE | PROJECT DOES NOT HAVE CAPITAL COST NOR DEBT SERVICE FOR ANY SOURCE. | 801 | 2557 | CONSERVATION | G | 21 | BRAZOS | 12 | BRAZOS | 3 | CONSERVATION | 1 | NO WATER QUALITY IMPROVEMENTS |  | 2067 | 1 | Municipal water conservation | 381 | COLLEGE STATION | G | WUG | MUNICIPAL | 124 | CITY |  | N | 2010 | 2010 | 258875 | 654550 | 627000 | 559075 | 545775 | 562400 | 0 | 0 | 381 | COLLEGE STATION | G | WUG | MUNICIPAL | 124 | CITY | G | 21 | BRAZOS | 545 | 1378 | 1320 | 1177 | 1149 | 1184 | N
169 | MUNICIPAL WATER CONSERVATION | Municipal water conservation | G | 3 | CONSERVATION | 1 | MUNICIPAL CONSERVATION | 1 | NO INFRASTRUCTURE | PROJECT DOES NOT HAVE CAPITAL COST NOR DEBT SERVICE FOR ANY SOURCE. | 2099 | 4342 | CONSERVATION | G | 30 | CALLAHAN | 12 | BRAZOS | 3 | CONSERVATION | 1 | NO WATER QUALITY IMPROVEMENTS |  | 2068 | 1 | Municipal water conservation | 212 | BAIRD | G | WUG | MUNICIPAL | 32 | CITY |  | N | 2010 | 2010 | 5225 | 12350 | 9500 | 7125 | 5225 | 5225 | 0 | 0 | 212 | BAIRD | G | WUG | MUNICIPAL | 32 | CITY | G | 30 | CALLAHAN | 11 | 26 | 20 | 15 | 11 | 11 | N
169 | MUNICIPAL WATER CONSERVATION | Municipal water conservation | G | 3 | CONSERVATION | 1 | MUNICIPAL CONSERVATION | 1 | NO INFRASTRUCTURE | PROJECT DOES NOT HAVE CAPITAL COST NOR DEBT SERVICE FOR ANY SOURCE. | 807 | 2565 | CONSERVATION | G | 50 | CORYELL | 12 | BRAZOS | 3 | CONSERVATION | 1 | NO WATER QUALITY IMPROVEMENTS |  | 2069 | 1 | Municipal water conservation | 832 | GATESVILLE | G | WUG | MUNICIPAL | 232 | CITY |  | N | 2010 | 2010 | 62225 | 154850 | 153425 | 153900 | 148675 | 158175 | 0 | 0 | 832 | GATESVILLE | G | WUG | MUNICIPAL | 232 | CITY | G | 50 | CORYELL | 131 | 326 | 323 | 324 | 313 | 333 | N
169 | MUNICIPAL WATER CONSERVATION | Municipal water conservation | G | 3 | CONSERVATION | 1 | MUNICIPAL CONSERVATION | 1 | NO INFRASTRUCTURE | PROJECT DOES NOT HAVE CAPITAL COST NOR DEBT SERVICE FOR ANY SOURCE. | 807 | 2565 | CONSERVATION | G | 50 | CORYELL | 12 | BRAZOS | 3 | CONSERVATION | 1 | NO WATER QUALITY IMPROVEMENTS |  | 2070 | 1 | Municipal water conservation | 1255 | KEMPNER WSC | G | WUG | MUNICIPAL | 4219 | UTILITY |  | N | 2010 | 2010 | 38475 | 114475 | 125878 | 129200 | 127300 | 134425 | 0 | 0 | 1255 | KEMPNER WSC | G | WUG | MUNICIPAL | 4219 | UTILITY | G | 50 | CORYELL | 81 | 241 | 265 | 272 | 268 | 283 | N
169 | MUNICIPAL WATER CONSERVATION | Municipal water conservation | G | 3 | CONSERVATION | 1 | MUNICIPAL CONSERVATION | 1 | NO INFRASTRUCTURE | PROJECT DOES NOT HAVE CAPITAL COST NOR DEBT SERVICE FOR ANY SOURCE. | 1469 | 2571 | CONSERVATION | G | 73 | FALLS | 12 | BRAZOS | 3 | CONSERVATION | 1 | NO WATER QUALITY IMPROVEMENTS |  | 2072 | 1 | Municipal water conservation | 1801 | MARLIN | G | WUG | MUNICIPAL | 387 | CITY |  | N | 2010 | 2010 | 21850 | 53200 | 66975 | 80275 | 114950 | 161500 | 0 | 0 | 1801 | MARLIN | G | WUG | MUNICIPAL | 387 | CITY | G | 73 | FALLS | 46 | 112 | 141 | 169 | 242 | 340 | N
169 | MUNICIPAL WATER CONSERVATION | Municipal water conservation | G | 3 | CONSERVATION | 1 | MUNICIPAL CONSERVATION | 1 | NO INFRASTRUCTURE | PROJECT DOES NOT HAVE CAPITAL COST NOR DEBT SERVICE FOR ANY SOURCE. | 1090 | 2581 | CONSERVATION | G | 104 | HASKELL | 12 | BRAZOS | 3 | CONSERVATION | 1 | NO WATER QUALITY IMPROVEMENTS |  | 2075 | 1 | Municipal water conservation | 919 | HASKELL | G | WUG | MUNICIPAL | 266 | CITY | This WMS represents a reduction in demand. | N | 2010 | 2010 | 10925 | 22325 | 17100 | 12350 | 9025 | 8550 | 0 | 0 | 919 | HASKELL | G | WUG | MUNICIPAL | 266 | CITY | G | 104 | HASKELL | 23 | 47 | 36 | 26 | 19 | 18 | N
169 | MUNICIPAL WATER CONSERVATION | Municipal water conservation | G | 3 | CONSERVATION | 1 | MUNICIPAL CONSERVATION | 1 | NO INFRASTRUCTURE | PROJECT DOES NOT HAVE CAPITAL COST NOR DEBT SERVICE FOR ANY SOURCE. | 818 | 2509 | CONSERVATION | G | 109 | HILL | 8 | TRINITY | 3 | CONSERVATION | 1 | NO WATER QUALITY IMPROVEMENTS |  | 4618 | 1 | Municipal water conservation | 779 | FILES VALLEY WSC | G | WUG | MUNICIPAL | 4112 | UTILITY |  | N | 2010 | 2010 | 7125 | 16625 | 13775 | 9975 | 9500 | 9975 | 0 | 0 | 779 | FILES VALLEY WSC | G | WUG | MUNICIPAL | 4112 | UTILITY | G | 109 | HILL | 15 | 35 | 29 | 21 | 20 | 21 | N
169 | MUNICIPAL WATER CONSERVATION | Municipal water conservation | G | 3 | CONSERVATION | 1 | MUNICIPAL CONSERVATION | 1 | NO INFRASTRUCTURE | PROJECT DOES NOT HAVE CAPITAL COST NOR DEBT SERVICE FOR ANY SOURCE. | 818 | 2509 | CONSERVATION | G | 109 | HILL | 8 | TRINITY | 3 | CONSERVATION | 1 | NO WATER QUALITY IMPROVEMENTS |  | 4619 | 1 | Municipal water conservation | 2612 | WHITE BLUFF COMMUNITY WS | G | WUG | MUNICIPAL | 4394 | UTILITY |  | N | 2010 | 2010 | 5225 | 13775 | 14725 | 15675 | 19000 | 21375 | 0 | 0 | 2612 | WHITE BLUFF COMMUNITY WS | G | WUG | MUNICIPAL | 4394 | UTILITY | G | 109 | HILL | 11 | 29 | 31 | 33 | 40 | 45 | N
169 | MUNICIPAL WATER CONSERVATION | Municipal water conservation | G | 3 | CONSERVATION | 1 | MUNICIPAL CONSERVATION | 1 | NO INFRASTRUCTURE | PROJECT DOES NOT HAVE CAPITAL COST NOR DEBT SERVICE FOR ANY SOURCE. | 2086 | 2584 | CONSERVATION | G | 111 | HOOD | 12 | BRAZOS | 3 | CONSERVATION | 1 | NO WATER QUALITY IMPROVEMENTS |  | 2076 | 1 | Municipal water conservation | 851 | GRANBURY | G | WUG | MUNICIPAL | 244 | CITY |  | N | 2010 | 2010 | 26125 | 75050 | 70300 | 74100 | 78375 | 91675 | 0 | 0 | 851 | GRANBURY | G | WUG | MUNICIPAL | 244 | CITY | G | 111 | HOOD | 55 | 158 | 148 | 156 | 165 | 193 | N
169 | MUNICIPAL WATER CONSERVATION | Municipal water conservation | G | 3 | CONSERVATION | 1 | MUNICIPAL CONSERVATION | 1 | NO INFRASTRUCTURE | PROJECT DOES NOT HAVE CAPITAL COST NOR DEBT SERVICE FOR ANY SOURCE. | 2086 | 2584 | CONSERVATION | G | 111 | HOOD | 12 | BRAZOS | 3 | CONSERVATION | 1 | NO WATER QUALITY IMPROVEMENTS |  | 2077 | 1 | Municipal water conservation | 2663 | LIPAN | G | WUG | MUNICIPAL | 1077 | CITY |  | N | 2010 | 2010 | 2375 | 7600 | 9025 | 10925 | 14725 | 20900 | 0 | 0 | 2663 | LIPAN | G | WUG | MUNICIPAL | 1077 | CITY | G | 111 | HOOD | 5 | 16 | 19 | 23 | 31 | 44 | N
169 | MUNICIPAL WATER CONSERVATION | Municipal water conservation | G | 3 | CONSERVATION | 1 | MUNICIPAL CONSERVATION | 1 | NO INFRASTRUCTURE | PROJECT DOES NOT HAVE CAPITAL COST NOR DEBT SERVICE FOR ANY SOURCE. | 2086 | 2584 | CONSERVATION | G | 111 | HOOD | 12 | BRAZOS | 3 | CONSERVATION | 1 | NO WATER QUALITY IMPROVEMENTS |  | 2078 | 1 | Municipal water conservation | 2529 | TOLAR | G | WUG | MUNICIPAL | 975 | CITY |  | N | 2010 | 2010 | 2850 | 7125 | 7600 | 6650 | 6175 | 7125 | 0 | 0 | 2529 | TOLAR | G | WUG | MUNICIPAL | 975 | CITY | G | 111 | HOOD | 6 | 15 | 16 | 14 | 13 | 15 | N
169 | MUNICIPAL WATER CONSERVATION | Municipal water conservation | G | 3 | CONSERVATION | 1 | MUNICIPAL CONSERVATION | 1 | NO INFRASTRUCTURE | PROJECT DOES NOT HAVE CAPITAL COST NOR DEBT SERVICE FOR ANY SOURCE. | 1468 | 2586 | CONSERVATION | G | 126 | JOHNSON | 12 | BRAZOS | 3 | CONSERVATION | 1 | NO WATER QUALITY IMPROVEMENTS |  | 2080 | 1 | Municipal water conservation | 369 | CLEBURNE | G | WUG | MUNICIPAL | 115 | CITY |  | N | 2010 | 2010 | 114000 | 275500 | 246525 | 228950 | 231800 | 252700 | 0 | 0 | 369 | CLEBURNE | G | WUG | MUNICIPAL | 115 | CITY | G | 126 | JOHNSON | 240 | 580 | 519 | 482 | 488 | 532 | N
169 | MUNICIPAL WATER CONSERVATION | Municipal water conservation | G | 3 | CONSERVATION | 1 | MUNICIPAL CONSERVATION | 1 | NO INFRASTRUCTURE | PROJECT DOES NOT HAVE CAPITAL COST NOR DEBT SERVICE FOR ANY SOURCE. | 825 | 2514 | CONSERVATION | G | 126 | JOHNSON | 8 | TRINITY | 3 | CONSERVATION | 1 | NO WATER QUALITY IMPROVEMENTS |  | 4620 | 1 | Municipal water conservation | 1237 | JOHNSON COUNTY SUD | G | WUG | MUNICIPAL | 4216 | UTILITY |  | N | 2010 | 2010 | 233225 | 705375 | 990375 | 1428800 | 2014475 | 2456225 | 0 | 0 | 1237 | JOHNSON COUNTY SUD | G | WUG | MUNICIPAL | 4216 | UTILITY | G | 126 | JOHNSON | 491 | 1485 | 2085 | 3008 | 4241 | 5171 | N
169 | MUNICIPAL WATER CONSERVATION | Municipal water conservation | G | 3 | CONSERVATION | 1 | MUNICIPAL CONSERVATION | 1 | NO INFRASTRUCTURE | PROJECT DOES NOT HAVE CAPITAL COST NOR DEBT SERVICE FOR ANY SOURCE. | 1093 | 2587 | CONSERVATION | G | 127 | JONES | 12 | BRAZOS | 3 | CONSERVATION | 1 | NO WATER QUALITY IMPROVEMENTS |  | 2082 | 1 | Municipal water conservation | 1 | ABILENE | G | BOTH | MUNICIPAL | 2 | CITY |  | N | 2010 | 2010 | 142500 | 142500 | 142500 | 142500 | 142500 | 142500 | 0 | 0 | 1 | ABILENE | G | BOTH | MUNICIPAL | 2 | CITY | G | 127 | JONES | 300 | 300 | 300 | 300 | 300 | 300 | N
169 | MUNICIPAL WATER CONSERVATION | Municipal water conservation | G | 3 | CONSERVATION | 1 | MUNICIPAL CONSERVATION | 1 | NO INFRASTRUCTURE | PROJECT DOES NOT HAVE CAPITAL COST NOR DEBT SERVICE FOR ANY SOURCE. | 2113 | 4363 | CONSERVATION | G | 132 | KENT | 12 | BRAZOS | 3 | CONSERVATION | 1 | NO WATER QUALITY IMPROVEMENTS |  | 2083 | 1 | Municipal water conservation | 1229 | JAYTON | G | WUG | MUNICIPAL | 305 | CITY |  | N | 2010 | 2010 | 1425 | 3800 | 2850 | 1425 | 1425 | 950 | 0 | 0 | 1229 | JAYTON | G | WUG | MUNICIPAL | 305 | CITY | G | 132 | KENT | 3 | 8 | 6 | 3 | 3 | 2 | N
169 | MUNICIPAL WATER CONSERVATION | Municipal water conservation | G | 3 | CONSERVATION | 1 | MUNICIPAL CONSERVATION | 1 | NO INFRASTRUCTURE | PROJECT DOES NOT HAVE CAPITAL COST NOR DEBT SERVICE FOR ANY SOURCE. | 1095 | 2590 | CONSERVATION | G | 138 | KNOX | 12 | BRAZOS | 3 | CONSERVATION | 1 | NO WATER QUALITY IMPROVEMENTS |  | 2085 | 1 | Municipal water conservation | 1271 | KNOX CITY | G | WUG | MUNICIPAL | 328 | CITY | This WMS represents a reduction in demand. | N | 2010 | 2010 | 4275 | 9975 | 8075 | 6175 | 5225 | 5225 | 0 | 0 | 1271 | KNOX CITY | G | WUG | MUNICIPAL | 328 | CITY | G | 138 | KNOX | 9 | 21 | 17 | 13 | 11 | 11 | N
169 | MUNICIPAL WATER CONSERVATION | Municipal water conservation | G | 3 | CONSERVATION | 1 | MUNICIPAL CONSERVATION | 1 | NO INFRASTRUCTURE | PROJECT DOES NOT HAVE CAPITAL COST NOR DEBT SERVICE FOR ANY SOURCE. | 1095 | 2590 | CONSERVATION | G | 138 | KNOX | 12 | BRAZOS | 3 | CONSERVATION | 1 | NO WATER QUALITY IMPROVEMENTS |  | 2086 | 1 | Municipal water conservation | 2094 | MUNDAY | G | WUG | MUNICIPAL | 420 | CITY | This WMS represents a reduction in demand. | N | 2010 | 2010 | 4750 | 11400 | 9025 | 6650 | 4750 | 4750 | 0 | 0 | 2094 | MUNDAY | G | WUG | MUNICIPAL | 420 | CITY | G | 138 | KNOX | 10 | 24 | 19 | 14 | 10 | 10 | N
169 | MUNICIPAL WATER CONSERVATION | Municipal water conservation | G | 3 | CONSERVATION | 1 | MUNICIPAL CONSERVATION | 1 | NO INFRASTRUCTURE | PROJECT DOES NOT HAVE CAPITAL COST NOR DEBT SERVICE FOR ANY SOURCE. | 2487 | 2595 | CONSERVATION | G | 147 | LIMESTONE | 12 | BRAZOS | 3 | CONSERVATION | 1 | NO WATER QUALITY IMPROVEMENTS |  | 2089 | 1 | Municipal water conservation | 258 | BISTONE MWSD | G | BOTH | MUNICIPAL | 4022 | UTILITY |  | N | 2010 | 2010 | 1900 | 4275 | 3325 | 2375 | 1900 | 1900 | 0 | 0 | 258 | BISTONE MWSD | G | BOTH | MUNICIPAL | 4022 | UTILITY | G | 147 | LIMESTONE | 4 | 9 | 7 | 5 | 4 | 4 | N
169 | MUNICIPAL WATER CONSERVATION | Municipal water conservation | G | 3 | CONSERVATION | 1 | MUNICIPAL CONSERVATION | 1 | NO INFRASTRUCTURE | PROJECT DOES NOT HAVE CAPITAL COST NOR DEBT SERVICE FOR ANY SOURCE. | 946 | 2598 | CONSERVATION | G | 155 | MCLENNAN | 12 | BRAZOS | 3 | CONSERVATION | 1 | NO WATER QUALITY IMPROVEMENTS |  | 2091 | 1 | Municipal water conservation | 876 | HALLSBURG | G | WUG | MUNICIPAL | 1024 | CITY |  | N | 2010 | 2010 | 1900 | 4750 | 3800 | 2850 | 2850 | 2850 | 0 | 0 | 876 | HALLSBURG | G | WUG | MUNICIPAL | 1024 | CITY | G | 155 | MCLENNAN | 4 | 10 | 8 | 6 | 6 | 6 | N
169 | MUNICIPAL WATER CONSERVATION | Municipal water conservation | G | 3 | CONSERVATION | 1 | MUNICIPAL CONSERVATION | 1 | NO INFRASTRUCTURE | PROJECT DOES NOT HAVE CAPITAL COST NOR DEBT SERVICE FOR ANY SOURCE. | 946 | 2598 | CONSERVATION | G | 155 | MCLENNAN | 12 | BRAZOS | 3 | CONSERVATION | 1 | NO WATER QUALITY IMPROVEMENTS |  | 2092 | 1 | Municipal water conservation | 2131 | NORTH BOSQUE WSC | G | WUG | MUNICIPAL | 4276 | UTILITY |  | N | 2010 | 2010 | 4750 | 15675 | 17100 | 18050 | 17575 | 19950 | 0 | 0 | 2131 | NORTH BOSQUE WSC | G | WUG | MUNICIPAL | 4276 | UTILITY | G | 155 | MCLENNAN | 10 | 33 | 36 | 38 | 37 | 42 | N
169 | MUNICIPAL WATER CONSERVATION | Municipal water conservation | G | 3 | CONSERVATION | 1 | MUNICIPAL CONSERVATION | 1 | NO INFRASTRUCTURE | PROJECT DOES NOT HAVE CAPITAL COST NOR DEBT SERVICE FOR ANY SOURCE. | 1096 | 2602 | CONSERVATION | G | 177 | NOLAN | 12 | BRAZOS | 3 | CONSERVATION | 1 | NO WATER QUALITY IMPROVEMENTS |  | 2097 | 1 | Municipal water conservation | 137 | SWEETWATER | G | BOTH | MUNICIPAL | 591 | CITY |  | N | 2010 | 2010 | 44650 | 92625 | 74100 | 53675 | 45125 | 43225 | 0 | 0 | 137 | SWEETWATER | G | BOTH | MUNICIPAL | 591 | CITY | G | 177 | NOLAN | 94 | 195 | 156 | 113 | 95 | 91 | N
169 | MUNICIPAL WATER CONSERVATION | Municipal water conservation | G | 3 | CONSERVATION | 1 | MUNICIPAL CONSERVATION | 1 | NO INFRASTRUCTURE | PROJECT DOES NOT HAVE CAPITAL COST NOR DEBT SERVICE FOR ANY SOURCE. | 1091 | 2603 | CONSERVATION | G | 182 | PALO PINTO | 12 | BRAZOS | 3 | CONSERVATION | 1 | NO WATER QUALITY IMPROVEMENTS |  | 2098 | 1 | Municipal water conservation | 1843 | MINERAL WELLS | G | WUG | MUNICIPAL | 407 | CITY |  | N | 2010 | 2010 | 47975 | 121125 | 109725 | 85975 | 80750 | 84550 | 0 | 0 | 1843 | MINERAL WELLS | G | WUG | MUNICIPAL | 407 | CITY | G | 182 | PALO PINTO | 101 | 255 | 231 | 181 | 170 | 178 | N
169 | MUNICIPAL WATER CONSERVATION | Municipal water conservation | G | 3 | CONSERVATION | 1 | MUNICIPAL CONSERVATION | 1 | NO INFRASTRUCTURE | PROJECT DOES NOT HAVE CAPITAL COST NOR DEBT SERVICE FOR ANY SOURCE. | 1091 | 2603 | CONSERVATION | G | 182 | PALO PINTO | 12 | BRAZOS | 3 | CONSERVATION | 1 | NO WATER QUALITY IMPROVEMENTS |  | 2099 | 1 | Municipal water conservation | 2491 | STRAWN | G | WUG | MUNICIPAL | 965 | CITY |  | N | 2010 | 2010 | 3325 | 6650 | 5225 | 4275 | 4275 | 4275 | 0 | 0 | 2491 | STRAWN | G | WUG | MUNICIPAL | 965 | CITY | G | 182 | PALO PINTO | 7 | 14 | 11 | 9 | 9 | 9 | N
169 | MUNICIPAL WATER CONSERVATION | Municipal water conservation | G | 3 | CONSERVATION | 1 | MUNICIPAL CONSERVATION | 1 | NO INFRASTRUCTURE | PROJECT DOES NOT HAVE CAPITAL COST NOR DEBT SERVICE FOR ANY SOURCE. | 2089 | 2608 | CONSERVATION | G | 209 | SHACKELFORD | 12 | BRAZOS | 3 | CONSERVATION | 1 | NO WATER QUALITY IMPROVEMENTS |  | 2102 | 1 | Municipal water conservation | 170 | ALBANY | G | WUG | MUNICIPAL | 5 | CITY |  | N | 2010 | 2010 | 7600 | 16150 | 12350 | 9500 | 6650 | 5700 | 0 | 0 | 170 | ALBANY | G | WUG | MUNICIPAL | 5 | CITY | G | 209 | SHACKELFORD | 16 | 34 | 26 | 20 | 14 | 12 | N
169 | MUNICIPAL WATER CONSERVATION | Municipal water conservation | G | 3 | CONSERVATION | 1 | MUNICIPAL CONSERVATION | 1 | NO INFRASTRUCTURE | PROJECT DOES NOT HAVE CAPITAL COST NOR DEBT SERVICE FOR ANY SOURCE. | 2091 | 2609 | CONSERVATION | G | 213 | SOMERVELL | 12 | BRAZOS | 3 | CONSERVATION | 1 | NO WATER QUALITY IMPROVEMENTS |  | 2103 | 1 | Municipal water conservation | 840 | GLEN ROSE | G | WUG | MUNICIPAL | 238 | CITY |  | N | 2010 | 2010 | 10450 | 22325 | 19475 | 15200 | 13300 | 13775 | 0 | 0 | 840 | GLEN ROSE | G | WUG | MUNICIPAL | 238 | CITY | G | 213 | SOMERVELL | 22 | 47 | 41 | 32 | 28 | 29 | N
169 | MUNICIPAL WATER CONSERVATION | Municipal water conservation | G | 3 | CONSERVATION | 1 | MUNICIPAL CONSERVATION | 1 | NO INFRASTRUCTURE | PROJECT DOES NOT HAVE CAPITAL COST NOR DEBT SERVICE FOR ANY SOURCE. | 1098 | 2613 | CONSERVATION | G | 221 | TAYLOR | 12 | BRAZOS | 3 | CONSERVATION | 1 | NO WATER QUALITY IMPROVEMENTS |  | 2105 | 1 | Municipal water conservation | 1 | ABILENE | G | BOTH | MUNICIPAL | 2 | CITY |  | N | 2010 | 2010 | 321575 | 897275 | 705375 | 496850 | 414675 | 397100 | 0 | 0 | 1 | ABILENE | G | BOTH | MUNICIPAL | 2 | CITY | G | 221 | TAYLOR | 677 | 1889 | 1485 | 1046 | 873 | 836 | N
169 | MUNICIPAL WATER CONSERVATION | Municipal water conservation | G | 3 | CONSERVATION | 1 | MUNICIPAL CONSERVATION | 1 | NO INFRASTRUCTURE | PROJECT DOES NOT HAVE CAPITAL COST NOR DEBT SERVICE FOR ANY SOURCE. | 1092 | 2615 | CONSERVATION | G | 224 | THROCKMORTON | 12 | BRAZOS | 3 | CONSERVATION | 1 | NO WATER QUALITY IMPROVEMENTS |  | 2106 | 1 | Municipal water conservation | 2525 | THROCKMORTON | G | WUG | MUNICIPAL | 605 | CITY |  | N | 2010 | 2010 | 2850 | 6650 | 4750 | 3325 | 2375 | 2375 | 0 | 0 | 2525 | THROCKMORTON | G | WUG | MUNICIPAL | 605 | CITY | G | 224 | THROCKMORTON | 6 | 14 | 10 | 7 | 5 | 5 | N
169 | MUNICIPAL WATER CONSERVATION | Municipal water conservation | G | 3 | CONSERVATION | 1 | MUNICIPAL CONSERVATION | 1 | NO INFRASTRUCTURE | PROJECT DOES NOT HAVE CAPITAL COST NOR DEBT SERVICE FOR ANY SOURCE. | 1061 | 2618 | CONSERVATION | G | 246 | WILLIAMSON | 12 | BRAZOS | 3 | CONSERVATION | 1 | NO WATER QUALITY IMPROVEMENTS |  | 2109 | 1 | Municipal water conservation | 303 | BRUSHY CREEK MUD | G | WUG | MUNICIPAL | 4038 | UTILITY |  | N | 2010 | 2010 | 43700 | 58900 | 63175 | 63175 | 63175 | 63175 | 0 | 0 | 303 | BRUSHY CREEK MUD | G | WUG | MUNICIPAL | 4038 | UTILITY | G | 246 | WILLIAMSON | 92 | 124 | 133 | 133 | 133 | 133 | N
169 | MUNICIPAL WATER CONSERVATION | Municipal water conservation | G | 3 | CONSERVATION | 1 | MUNICIPAL CONSERVATION | 1 | NO INFRASTRUCTURE | PROJECT DOES NOT HAVE CAPITAL COST NOR DEBT SERVICE FOR ANY SOURCE. | 1061 | 2618 | CONSERVATION | G | 246 | WILLIAMSON | 12 | BRAZOS | 3 | CONSERVATION | 1 | NO WATER QUALITY IMPROVEMENTS |  | 2110 | 1 | Municipal water conservation | 25 | CEDAR PARK | G | BOTH | MUNICIPAL | 686 | CITY |  | N | 2010 | 2010 | 218975 | 739575 | 756675 | 919125 | 919125 | 919600 | 0 | 0 | 25 | CEDAR PARK | G | BOTH | MUNICIPAL | 686 | CITY | G | 246 | WILLIAMSON | 461 | 1557 | 1593 | 1935 | 1935 | 1936 | N
169 | MUNICIPAL WATER CONSERVATION | Municipal water conservation | G | 3 | CONSERVATION | 1 | MUNICIPAL CONSERVATION | 1 | NO INFRASTRUCTURE | PROJECT DOES NOT HAVE CAPITAL COST NOR DEBT SERVICE FOR ANY SOURCE. | 1061 | 2618 | CONSERVATION | G | 246 | WILLIAMSON | 12 | BRAZOS | 3 | CONSERVATION | 1 | NO WATER QUALITY IMPROVEMENTS |  | 2111 | 1 | Municipal water conservation | 353 | CHISHOLM TRAIL SUD | G | WUG | MUNICIPAL | 4054 | UTILITY |  | N | 2010 | 2010 | 101175 | 315875 | 439375 | 573325 | 718675 | 874950 | 0 | 0 | 353 | CHISHOLM TRAIL SUD | G | WUG | MUNICIPAL | 4054 | UTILITY | G | 246 | WILLIAMSON | 213 | 665 | 925 | 1207 | 1513 | 1842 | N
169 | MUNICIPAL WATER CONSERVATION | Municipal water conservation | G | 3 | CONSERVATION | 1 | MUNICIPAL CONSERVATION | 1 | NO INFRASTRUCTURE | PROJECT DOES NOT HAVE CAPITAL COST NOR DEBT SERVICE FOR ANY SOURCE. | 1061 | 2618 | CONSERVATION | G | 246 | WILLIAMSON | 12 | BRAZOS | 3 | CONSERVATION | 1 | NO WATER QUALITY IMPROVEMENTS |  | 2112 | 1 | Municipal water conservation | 783 | FLORENCE | G | WUG | MUNICIPAL | 866 | CITY |  | N | 2010 | 2010 | 4275 | 11400 | 10450 | 9975 | 10925 | 12825 | 0 | 0 | 783 | FLORENCE | G | WUG | MUNICIPAL | 866 | CITY | G | 246 | WILLIAMSON | 9 | 24 | 22 | 21 | 23 | 27 | N
169 | MUNICIPAL WATER CONSERVATION | Municipal water conservation | G | 3 | CONSERVATION | 1 | MUNICIPAL CONSERVATION | 1 | NO INFRASTRUCTURE | PROJECT DOES NOT HAVE CAPITAL COST NOR DEBT SERVICE FOR ANY SOURCE. | 1061 | 2618 | CONSERVATION | G | 246 | WILLIAMSON | 12 | BRAZOS | 3 | CONSERVATION | 1 | NO WATER QUALITY IMPROVEMENTS |  | 2113 | 1 | Municipal water conservation | 834 | GEORGETOWN | G | WUG | MUNICIPAL | 233 | CITY |  | N | 2010 | 2010 | 130150 | 498275 | 562875 | 651225 | 798000 | 955700 | 0 | 0 | 834 | GEORGETOWN | G | WUG | MUNICIPAL | 233 | CITY | G | 246 | WILLIAMSON | 274 | 1049 | 1185 | 1371 | 1680 | 2012 | N
169 | MUNICIPAL WATER CONSERVATION | Municipal water conservation | G | 3 | CONSERVATION | 1 | MUNICIPAL CONSERVATION | 1 | NO INFRASTRUCTURE | PROJECT DOES NOT HAVE CAPITAL COST NOR DEBT SERVICE FOR ANY SOURCE. | 1061 | 2618 | CONSERVATION | G | 246 | WILLIAMSON | 12 | BRAZOS | 3 | CONSERVATION | 1 | NO WATER QUALITY IMPROVEMENTS |  | 2114 | 1 | Municipal water conservation | 1226 | JARRELL-SCHWERTNER WSC | G | WUG | MUNICIPAL | 4212 | UTILITY |  | N | 2010 | 2010 | 10450 | 39425 | 44650 | 46075 | 55575 | 66025 | 0 | 0 | 1226 | JARRELL-SCHWERTNER WSC | G | WUG | MUNICIPAL | 4212 | UTILITY | G | 14 | BELL | 12 | 73 | 84 | 87 | 107 | 127 | N
169 | MUNICIPAL WATER CONSERVATION | Municipal water conservation | G | 3 | CONSERVATION | 1 | MUNICIPAL CONSERVATION | 1 | NO INFRASTRUCTURE | PROJECT DOES NOT HAVE CAPITAL COST NOR DEBT SERVICE FOR ANY SOURCE. | 1061 | 2618 | CONSERVATION | G | 246 | WILLIAMSON | 12 | BRAZOS | 3 | CONSERVATION | 1 | NO WATER QUALITY IMPROVEMENTS |  | 2114 | 1 | Municipal water conservation | 1226 | JARRELL-SCHWERTNER WSC | G | WUG | MUNICIPAL | 4212 | UTILITY |  | N | 2010 | 2010 | 10450 | 39425 | 44650 | 46075 | 55575 | 66025 | 0 | 0 | 1226 | JARRELL-SCHWERTNER WSC | G | WUG | MUNICIPAL | 4212 | UTILITY | G | 246 | WILLIAMSON | 10 | 10 | 10 | 10 | 10 | 13 | N
169 | MUNICIPAL WATER CONSERVATION | Municipal water conservation | G | 3 | CONSERVATION | 1 | MUNICIPAL CONSERVATION | 1 | NO INFRASTRUCTURE | PROJECT DOES NOT HAVE CAPITAL COST NOR DEBT SERVICE FOR ANY SOURCE. | 1061 | 2618 | CONSERVATION | G | 246 | WILLIAMSON | 12 | BRAZOS | 3 | CONSERVATION | 1 | NO WATER QUALITY IMPROVEMENTS |  | 2115 | 1 | Municipal water conservation | 1310 | LEANDER | G | WUG | MUNICIPAL | 713 | CITY |  | N | 2010 | 2010 | 61275 | 186675 | 204250 | 232275 | 286425 | 345325 | 0 | 0 | 1310 | LEANDER | G | WUG | MUNICIPAL | 713 | CITY | G | 246 | WILLIAMSON | 129 | 393 | 430 | 489 | 603 | 727 | N
169 | MUNICIPAL WATER CONSERVATION | Municipal water conservation | G | 3 | CONSERVATION | 1 | MUNICIPAL CONSERVATION | 1 | NO INFRASTRUCTURE | PROJECT DOES NOT HAVE CAPITAL COST NOR DEBT SERVICE FOR ANY SOURCE. | 1061 | 2618 | CONSERVATION | G | 246 | WILLIAMSON | 12 | BRAZOS | 3 | CONSERVATION | 1 | NO WATER QUALITY IMPROVEMENTS |  | 2116 | 1 | Municipal water conservation | 1321 | LIBERTY HILL | G | WUG | MUNICIPAL | 1038 | CITY | This WMS represents a reduction in demand. | N | 2010 | 2010 | 8075 | 29450 | 41325 | 50825 | 63650 | 77425 | 0 | 0 | 1321 | LIBERTY HILL | G | WUG | MUNICIPAL | 1038 | CITY | G | 246 | WILLIAMSON | 17 | 62 | 87 | 107 | 134 | 163 | N
169 | MUNICIPAL WATER CONSERVATION | Municipal water conservation | G | 3 | CONSERVATION | 1 | MUNICIPAL CONSERVATION | 1 | NO INFRASTRUCTURE | PROJECT DOES NOT HAVE CAPITAL COST NOR DEBT SERVICE FOR ANY SOURCE. | 1061 | 2618 | CONSERVATION | G | 246 | WILLIAMSON | 12 | BRAZOS | 3 | CONSERVATION | 1 | NO WATER QUALITY IMPROVEMENTS |  | 2117 | 1 | Municipal water conservation | 123 | ROUND ROCK | G | BOTH | MUNICIPAL | 520 | CITY |  | N | 2010 | 2010 | 334400 | 1067800 | 1209350 | 1400775 | 1719500 | 2060550 | 0 | 0 | 123 | ROUND ROCK | G | BOTH | MUNICIPAL | 520 | CITY | G | 246 | WILLIAMSON | 704 | 2248 | 2546 | 2949 | 3620 | 4338 | N
169 | MUNICIPAL WATER CONSERVATION | Municipal water conservation | G | 3 | CONSERVATION | 1 | MUNICIPAL CONSERVATION | 1 | NO INFRASTRUCTURE | PROJECT DOES NOT HAVE CAPITAL COST NOR DEBT SERVICE FOR ANY SOURCE. | 1061 | 2618 | CONSERVATION | G | 246 | WILLIAMSON | 12 | BRAZOS | 3 | CONSERVATION | 1 | NO WATER QUALITY IMPROVEMENTS |  | 2118 | 1 | Municipal water conservation | 2585 | WEIR | G | WUG | MUNICIPAL | 1068 | CITY | This WMS represents a reduction in demand. | N | 2010 | 2010 | 3325 | 5700 | 6650 | 7600 | 9500 | 11440 | 0 | 0 | 2585 | WEIR | G | WUG | MUNICIPAL | 1068 | CITY | G | 246 | WILLIAMSON | 7 | 12 | 14 | 16 | 20 | 24 | N
103 | MUNICIPAL WATER CONSERVATION | Municipal water conservation | L | 3 | CONSERVATION | 1 | MUNICIPAL CONSERVATION | 1 | NO INFRASTRUCTURE |  | 395 | 2750 | CONSERVATION | L | 7 | ATASCOSA | 21 | NUECES | 3 | CONSERVATION | 1 | NO WATER QUALITY IMPROVEMENTS |  | 4007 | 1 | Municipal water conservation | 243 | BENTON CITY WSC | L | WUG | MUNICIPAL | 4014 | UTILITY |  | N | 2040 | 2040 | 0 | 0 | 0 | 18286 | 65146 | 117506 | 0 | 0 | 243 | BENTON CITY WSC | L | WUG | MUNICIPAL | 4014 | UTILITY | L | 7 | ATASCOSA | 0 | 0 | 0 | 18 | 63 | 113 | N
103 | MUNICIPAL WATER CONSERVATION | Municipal water conservation | L | 3 | CONSERVATION | 1 | MUNICIPAL CONSERVATION | 1 | NO INFRASTRUCTURE |  | 395 | 2750 | CONSERVATION | L | 7 | ATASCOSA | 21 | NUECES | 3 | CONSERVATION | 1 | NO WATER QUALITY IMPROVEMENTS |  | 4008 | 1 | Municipal water conservation | 344 | CHARLOTTE | L | WUG | MUNICIPAL | 107 | CITY |  | N | 2010 | 2010 | 15490 | 17386 | 17409 | 16460 | 20298 | 24754 | 0 | 0 | 344 | CHARLOTTE | L | WUG | MUNICIPAL | 107 | CITY | L | 7 | ATASCOSA | 20 | 23 | 25 | 26 | 34 | 43 | N
103 | MUNICIPAL WATER CONSERVATION | Municipal water conservation | L | 3 | CONSERVATION | 1 | MUNICIPAL CONSERVATION | 1 | NO INFRASTRUCTURE |  | 395 | 2750 | CONSERVATION | L | 7 | ATASCOSA | 21 | NUECES | 3 | CONSERVATION | 1 | NO WATER QUALITY IMPROVEMENTS |  | 4009 | 1 | Municipal water conservation | 418 | COUNTY-OTHER, ATASCOSA | L | WUG | MUNICIPAL | 757 | COUNTY-OTHER |  | N | 2010 | 2010 | 8554 | 12806 | 8532 | 1061 | 0 | 0 | 0 | 0 | 418 | COUNTY-OTHER, ATASCOSA | L | WUG | MUNICIPAL | 757 | COUNTY-OTHER | L | 7 | ATASCOSA | 11 | 17 | 11 | 1 | 0 | 0 | N
103 | MUNICIPAL WATER CONSERVATION | Municipal water conservation | L | 3 | CONSERVATION | 1 | MUNICIPAL CONSERVATION | 1 | NO INFRASTRUCTURE |  | 395 | 2750 | CONSERVATION | L | 7 | ATASCOSA | 21 | NUECES | 3 | CONSERVATION | 1 | NO WATER QUALITY IMPROVEMENTS |  | 4010 | 1 | Municipal water conservation | 1244 | JOURDANTON | L | WUG | MUNICIPAL | 309 | CITY |  | N | 2010 | 2010 | 46083 | 77232 | 91153 | 97895 | 108361 | 122564 | 0 | 0 | 1244 | JOURDANTON | L | WUG | MUNICIPAL | 309 | CITY | L | 7 | ATASCOSA | 60 | 123 | 156 | 173 | 195 | 222 | N
103 | MUNICIPAL WATER CONSERVATION | Municipal water conservation | L | 3 | CONSERVATION | 1 | MUNICIPAL CONSERVATION | 1 | NO INFRASTRUCTURE |  | 395 | 2750 | CONSERVATION | L | 7 | ATASCOSA | 21 | NUECES | 3 | CONSERVATION | 1 | NO WATER QUALITY IMPROVEMENTS |  | 4011 | 1 | Municipal water conservation | 1611 | LYTLE | L | WUG | MUNICIPAL | 374 | CITY |  | N | 2010 | 2010 | 26007 | 43028 | 46879 | 47483 | 52075 | 58584 | 0 | 0 | 1611 | LYTLE | L | WUG | MUNICIPAL | 374 | CITY | L | 7 | ATASCOSA | 33 | 63 | 72 | 76 | 84 | 95 | N
103 | MUNICIPAL WATER CONSERVATION | Municipal water conservation | L | 3 | CONSERVATION | 1 | MUNICIPAL CONSERVATION | 1 | NO INFRASTRUCTURE |  | 395 | 2750 | CONSERVATION | L | 7 | ATASCOSA | 21 | NUECES | 3 | CONSERVATION | 1 | NO WATER QUALITY IMPROVEMENTS |  | 4012 | 1 | Municipal water conservation | 1815 | MCCOY WSC | L | WUG | MUNICIPAL | 4250 | UTILITY |  | N | 2040 | 2040 | 0 | 0 | 0 | 10182 | 52244 | 99091 | 0 | 0 | 1815 | MCCOY WSC | L | WUG | MUNICIPAL | 4250 | UTILITY | L | 7 | ATASCOSA | 0 | 0 | 0 | 12 | 63 | 119 | N
103 | MUNICIPAL WATER CONSERVATION | Municipal water conservation | L | 3 | CONSERVATION | 1 | MUNICIPAL CONSERVATION | 1 | NO INFRASTRUCTURE |  | 395 | 2750 | CONSERVATION | L | 7 | ATASCOSA | 21 | NUECES | 3 | CONSERVATION | 1 | NO WATER QUALITY IMPROVEMENTS |  | 4013 | 1 | Municipal water conservation | 2211 | PLEASANTON | L | WUG | MUNICIPAL | 473 | CITY |  | N | 2010 | 2010 | 104645 | 174786 | 248190 | 282846 | 303440 | 329849 | 0 | 0 | 2211 | PLEASANTON | L | WUG | MUNICIPAL | 473 | CITY | L | 7 | ATASCOSA | 156 | 300 | 448 | 523 | 565 | 615 | N
103 | MUNICIPAL WATER CONSERVATION | Municipal water conservation | L | 3 | CONSERVATION | 1 | MUNICIPAL CONSERVATION | 1 | NO INFRASTRUCTURE |  | 395 | 2750 | CONSERVATION | L | 7 | ATASCOSA | 21 | NUECES | 3 | CONSERVATION | 1 | NO WATER QUALITY IMPROVEMENTS |  | 4014 | 1 | Municipal water conservation | 2228 | POTEET | L | WUG | MUNICIPAL | 483 | CITY |  | N | 2010 | 2010 | 45430 | 72170 | 93416 | 102042 | 107518 | 115685 | 0 | 0 | 2228 | POTEET | L | WUG | MUNICIPAL | 483 | CITY | L | 7 | ATASCOSA | 60 | 116 | 163 | 185 | 198 | 213 | N
103 | MUNICIPAL WATER CONSERVATION | Municipal water conservation | L | 3 | CONSERVATION | 1 | MUNICIPAL CONSERVATION | 1 | NO INFRASTRUCTURE |  | 391 | 2728 | CONSERVATION | L | 7 | ATASCOSA | 19 | SAN ANTONIO | 3 | CONSERVATION | 1 | NO WATER QUALITY IMPROVEMENTS |  | 4007 | 1 | Municipal water conservation | 243 | BENTON CITY WSC | L | WUG | MUNICIPAL | 4014 | UTILITY |  | N | 2040 | 2040 | 0 | 0 | 0 | 18286 | 65146 | 117506 | 0 | 0 | 243 | BENTON CITY WSC | L | WUG | MUNICIPAL | 4014 | UTILITY | L | 7 | ATASCOSA | 0 | 0 | 0 | 2 | 6 | 11 | N
103 | MUNICIPAL WATER CONSERVATION | Municipal water conservation | L | 3 | CONSERVATION | 1 | MUNICIPAL CONSERVATION | 1 | NO INFRASTRUCTURE |  | 392 | 2753 | CONSERVATION | L | 15 | BEXAR | 21 | NUECES | 3 | CONSERVATION | 1 | NO WATER QUALITY IMPROVEMENTS |  | 4011 | 1 | Municipal water conservation | 1611 | LYTLE | L | WUG | MUNICIPAL | 374 | CITY |  | N | 2010 | 2010 | 26007 | 43028 | 46879 | 47483 | 52075 | 58584 | 0 | 0 | 1611 | LYTLE | L | WUG | MUNICIPAL | 374 | CITY | L | 15 | BEXAR | 2 | 4 | 4 | 4 | 5 | 5 | N
103 | MUNICIPAL WATER CONSERVATION | Municipal water conservation | L | 3 | CONSERVATION | 1 | MUNICIPAL CONSERVATION | 1 | NO INFRASTRUCTURE |  | 399 | 2730 | CONSERVATION | L | 15 | BEXAR | 19 | SAN ANTONIO | 3 | CONSERVATION | 1 | NO WATER QUALITY IMPROVEMENTS |  | 3116 | 1 | Municipal water conservation | 169 | ALAMO HEIGHTS | L | WUG | MUNICIPAL | 4 | CITY |  | N | 2010 | 2010 | 111776 | 192169 | 267391 | 334980 | 408685 | 459018 | 0 | 0 | 169 | ALAMO HEIGHTS | L | WUG | MUNICIPAL | 4 | CITY | L | 15 | BEXAR | 175 | 337 | 488 | 625 | 769 | 865 | N
103 | MUNICIPAL WATER CONSERVATION | Municipal water conservation | L | 3 | CONSERVATION | 1 | MUNICIPAL CONSERVATION | 1 | NO INFRASTRUCTURE |  | 399 | 2730 | CONSERVATION | L | 15 | BEXAR | 19 | SAN ANTONIO | 3 | CONSERVATION | 1 | NO WATER QUALITY IMPROVEMENTS |  | 3117 | 1 | Municipal water conservation | 204 | ATASCOSA RURAL WSC | L | WUG | MUNICIPAL | 4008 | UTILITY |  | N | 2060 | 2060 | 0 | 0 | 0 | 0 | 0 | 17081 | 0 | 0 | 204 | ATASCOSA RURAL WSC | L | WUG | MUNICIPAL | 4008 | UTILITY | L | 15 | BEXAR | 0 | 0 | 0 | 0 | 0 | 22 | N
103 | MUNICIPAL WATER CONSERVATION | Municipal water conservation | L | 3 | CONSERVATION | 1 | MUNICIPAL CONSERVATION | 1 | NO INFRASTRUCTURE |  | 399 | 2730 | CONSERVATION | L | 15 | BEXAR | 19 | SAN ANTONIO | 3 | CONSERVATION | 1 | NO WATER QUALITY IMPROVEMENTS |  | 3118 | 1 | Municipal water conservation | 214 | BALCONES HEIGHTS | L | WUG | MUNICIPAL | 34 | CITY |  | N | 2010 | 2010 | 2481 | 3821 | 4975 | 5990 | 13578 | 22492 | 0 | 0 | 214 | BALCONES HEIGHTS | L | WUG | MUNICIPAL | 34 | CITY | L | 15 | BEXAR | 4 | 6 | 7 | 9 | 20 | 37 | N
103 | MUNICIPAL WATER CONSERVATION | Municipal water conservation | L | 3 | CONSERVATION | 1 | MUNICIPAL CONSERVATION | 1 | NO INFRASTRUCTURE |  | 399 | 2730 | CONSERVATION | L | 15 | BEXAR | 19 | SAN ANTONIO | 3 | CONSERVATION | 1 | NO WATER QUALITY IMPROVEMENTS |  | 3119 | 1 | Municipal water conservation | 11 | BEXAR MET WATER DISTRICT | L | BOTH | MUNICIPAL | 4018 | UTILITY |  | N | 2060 | 2060 | 0 | 0 | 0 | 0 | 0 | 225525 | 0 | 0 | 11 | BEXAR MET WATER DISTRICT | L | BOTH | MUNICIPAL | 4018 | UTILITY | L | 15 | BEXAR | 0 | 0 | 0 | 0 | 0 | 293 | N
103 | MUNICIPAL WATER CONSERVATION | Municipal water conservation | L | 3 | CONSERVATION | 1 | MUNICIPAL CONSERVATION | 1 | NO INFRASTRUCTURE |  | 399 | 2730 | CONSERVATION | L | 15 | BEXAR | 19 | SAN ANTONIO | 3 | CONSERVATION | 1 | NO WATER QUALITY IMPROVEMENTS |  | 3120 | 1 | Municipal water conservation | 334 | CASTLE HILLS | L | WUG | MUNICIPAL | 100 | CITY |  | N | 2010 | 2010 | 41783 | 70958 | 80456 | 79299 | 81152 | 89226 | 0 | 0 | 334 | CASTLE HILLS | L | WUG | MUNICIPAL | 100 | CITY | L | 15 | BEXAR | 61 | 120 | 142 | 144 | 151 | 166 | N
103 | MUNICIPAL WATER CONSERVATION | Municipal water conservation | L | 3 | CONSERVATION | 1 | MUNICIPAL CONSERVATION | 1 | NO INFRASTRUCTURE |  | 399 | 2730 | CONSERVATION | L | 15 | BEXAR | 19 | SAN ANTONIO | 3 | CONSERVATION | 1 | NO WATER QUALITY IMPROVEMENTS |  | 3121 | 1 | Municipal water conservation | 352 | CHINA GROVE | L | WUG | MUNICIPAL | 843 | CITY |  | N | 2010 | 2010 | 18235 | 37954 | 63783 | 89992 | 102383 | 116691 | 0 | 0 | 352 | CHINA GROVE | L | WUG | MUNICIPAL | 843 | CITY | L | 15 | BEXAR | 28 | 66 | 116 | 166 | 190 | 217 | N
103 | MUNICIPAL WATER CONSERVATION | Municipal water conservation | L | 3 | CONSERVATION | 1 | MUNICIPAL CONSERVATION | 1 | NO INFRASTRUCTURE |  | 399 | 2730 | CONSERVATION | L | 15 | BEXAR | 19 | SAN ANTONIO | 3 | CONSERVATION | 1 | NO WATER QUALITY IMPROVEMENTS |  | 3122 | 1 | Municipal water conservation | 400 | CONVERSE | L | WUG | MUNICIPAL | 131 | CITY |  | N | 2050 | 2050 | 0 | 0 | 0 | 0 | 14150 | 74857 | 0 | 0 | 400 | CONVERSE | L | WUG | MUNICIPAL | 131 | CITY | L | 15 | BEXAR | 0 | 0 | 0 | 0 | 21 | 110 | N
103 | MUNICIPAL WATER CONSERVATION | Municipal water conservation | L | 3 | CONSERVATION | 1 | MUNICIPAL CONSERVATION | 1 | NO INFRASTRUCTURE |  | 399 | 2730 | CONSERVATION | L | 15 | BEXAR | 19 | SAN ANTONIO | 3 | CONSERVATION | 1 | NO WATER QUALITY IMPROVEMENTS |  | 3123 | 1 | Municipal water conservation | 426 | COUNTY-OTHER, BEXAR | L | WUG | MUNICIPAL | 757 | COUNTY-OTHER |  | N | 2010 | 2010 | 37759 | 73618 | 107959 | 147203 | 238677 | 389088 | 0 | 0 | 426 | COUNTY-OTHER, BEXAR | L | WUG | MUNICIPAL | 757 | COUNTY-OTHER | L | 15 | BEXAR | 49 | 96 | 140 | 191 | 310 | 505 | N
103 | MUNICIPAL WATER CONSERVATION | Municipal water conservation | L | 3 | CONSERVATION | 1 | MUNICIPAL CONSERVATION | 1 | NO INFRASTRUCTURE |  | 399 | 2730 | CONSERVATION | L | 15 | BEXAR | 19 | SAN ANTONIO | 3 | CONSERVATION | 1 | NO WATER QUALITY IMPROVEMENTS |  | 3124 | 1 | Municipal water conservation | 729 | EAST CENTRAL WSC | L | WUG | MUNICIPAL | 4095 | UTILITY |  | N | 2050 | 2050 | 0 | 0 | 0 | 0 | 24845 | 80163 | 0 | 0 | 729 | EAST CENTRAL WSC | L | WUG | MUNICIPAL | 4095 | UTILITY | L | 15 | BEXAR | 0 | 0 | 0 | 0 | 32 | 104 | N
103 | MUNICIPAL WATER CONSERVATION | Municipal water conservation | L | 3 | CONSERVATION | 1 | MUNICIPAL CONSERVATION | 1 | NO INFRASTRUCTURE |  | 399 | 2730 | CONSERVATION | L | 15 | BEXAR | 19 | SAN ANTONIO | 3 | CONSERVATION | 1 | NO WATER QUALITY IMPROVEMENTS |  | 3125 | 1 | Municipal water conservation | 760 | ELMENDORF | L | WUG | MUNICIPAL | 862 | CITY |  | N | 2050 | 2050 | 0 | 0 | 0 | 0 | 1393 | 4052 | 0 | 0 | 760 | ELMENDORF | L | WUG | MUNICIPAL | 862 | CITY | L | 15 | BEXAR | 0 | 0 | 0 | 0 | 2 | 6 | N
103 | MUNICIPAL WATER CONSERVATION | Municipal water conservation | L | 3 | CONSERVATION | 1 | MUNICIPAL CONSERVATION | 1 | NO INFRASTRUCTURE |  | 399 | 2730 | CONSERVATION | L | 15 | BEXAR | 19 | SAN ANTONIO | 3 | CONSERVATION | 1 | NO WATER QUALITY IMPROVEMENTS |  | 3126 | 1 | Municipal water conservation | 768 | FAIROAKS RANCH | L | WUG | MUNICIPAL | 771 | CITY |  | N | 2010 | 2010 | 82638 | 145582 | 203141 | 255541 | 265435 | 280497 | 0 | 0 | 768 | FAIROAKS RANCH | L | WUG | MUNICIPAL | 771 | CITY | L | 15 | BEXAR | 94 | 185 | 269 | 345 | 361 | 382 | N
103 | MUNICIPAL WATER CONSERVATION | Municipal water conservation | L | 3 | CONSERVATION | 1 | MUNICIPAL CONSERVATION | 1 | NO INFRASTRUCTURE |  | 399 | 2730 | CONSERVATION | L | 15 | BEXAR | 19 | SAN ANTONIO | 3 | CONSERVATION | 1 | NO WATER QUALITY IMPROVEMENTS |  | 3126 | 1 | Municipal water conservation | 768 | FAIROAKS RANCH | L | WUG | MUNICIPAL | 771 | CITY |  | N | 2010 | 2010 | 82638 | 145582 | 203141 | 255541 | 265435 | 280497 | 0 | 0 | 768 | FAIROAKS RANCH | L | WUG | MUNICIPAL | 771 | CITY | L | 46 | COMAL | 5 | 10 | 14 | 18 | 19 | 20 | N
103 | MUNICIPAL WATER CONSERVATION | Municipal water conservation | L | 3 | CONSERVATION | 1 | MUNICIPAL CONSERVATION | 1 | NO INFRASTRUCTURE |  | 399 | 2730 | CONSERVATION | L | 15 | BEXAR | 19 | SAN ANTONIO | 3 | CONSERVATION | 1 | NO WATER QUALITY IMPROVEMENTS |  | 3126 | 1 | Municipal water conservation | 768 | FAIROAKS RANCH | L | WUG | MUNICIPAL | 771 | CITY |  | N | 2010 | 2010 | 82638 | 145582 | 203141 | 255541 | 265435 | 280497 | 0 | 0 | 768 | FAIROAKS RANCH | L | WUG | MUNICIPAL | 771 | CITY | L | 130 | KENDALL | 26 | 51 | 75 | 97 | 101 | 107 | N
103 | MUNICIPAL WATER CONSERVATION | Municipal water conservation | L | 3 | CONSERVATION | 1 | MUNICIPAL CONSERVATION | 1 | NO INFRASTRUCTURE |  | 399 | 2730 | CONSERVATION | L | 15 | BEXAR | 19 | SAN ANTONIO | 3 | CONSERVATION | 1 | NO WATER QUALITY IMPROVEMENTS |  | 3127 | 1 | Municipal water conservation | 929 | HELOTES | L | WUG | MUNICIPAL | 777 | CITY |  | N | 2010 | 2010 | 78092 | 205524 | 313824 | 386697 | 473570 | 561561 | 0 | 0 | 929 | HELOTES | L | WUG | MUNICIPAL | 777 | CITY | L | 15 | BEXAR | 115 | 345 | 539 | 674 | 832 | 993 | N
103 | MUNICIPAL WATER CONSERVATION | Municipal water conservation | L | 3 | CONSERVATION | 1 | MUNICIPAL CONSERVATION | 1 | NO INFRASTRUCTURE |  | 399 | 2730 | CONSERVATION | L | 15 | BEXAR | 19 | SAN ANTONIO | 3 | CONSERVATION | 1 | NO WATER QUALITY IMPROVEMENTS |  | 3128 | 1 | Municipal water conservation | 945 | HILL COUNTRY VILLAGE | L | WUG | MUNICIPAL | 778 | CITY |  | N | 2010 | 2010 | 43077 | 78866 | 111009 | 139853 | 166499 | 192015 | 0 | 0 | 945 | HILL COUNTRY VILLAGE | L | WUG | MUNICIPAL | 778 | CITY | L | 15 | BEXAR | 77 | 146 | 209 | 265 | 316 | 365 | N
103 | MUNICIPAL WATER CONSERVATION | Municipal water conservation | L | 3 | CONSERVATION | 1 | MUNICIPAL CONSERVATION | 1 | NO INFRASTRUCTURE |  | 399 | 2730 | CONSERVATION | L | 15 | BEXAR | 19 | SAN ANTONIO | 3 | CONSERVATION | 1 | NO WATER QUALITY IMPROVEMENTS |  | 3129 | 1 | Municipal water conservation | 954 | HOLLYWOOD PARK | L | WUG | MUNICIPAL | 281 | CITY |  | N | 2010 | 2010 | 119187 | 223380 | 325464 | 421117 | 515971 | 607281 | 0 | 0 | 954 | HOLLYWOOD PARK | L | WUG | MUNICIPAL | 281 | CITY | L | 15 | BEXAR | 212 | 414 | 612 | 798 | 980 | 1154 | N
103 | MUNICIPAL WATER CONSERVATION | Municipal water conservation | L | 3 | CONSERVATION | 1 | MUNICIPAL CONSERVATION | 1 | NO INFRASTRUCTURE |  | 399 | 2730 | CONSERVATION | L | 15 | BEXAR | 19 | SAN ANTONIO | 3 | CONSERVATION | 1 | NO WATER QUALITY IMPROVEMENTS |  | 3130 | 1 | Municipal water conservation | 1285 | LACKLAND AFB | L | WUG | MUNICIPAL | 331 | CITY |  | N | 2010 | 2010 | 148874 | 276599 | 390737 | 492589 | 588115 | 683167 | 0 | 0 | 1285 | LACKLAND AFB | L | WUG | MUNICIPAL | 331 | CITY | L | 15 | BEXAR | 268 | 515 | 736 | 934 | 1119 | 1300 | N
103 | MUNICIPAL WATER CONSERVATION | Municipal water conservation | L | 3 | CONSERVATION | 1 | MUNICIPAL CONSERVATION | 1 | NO INFRASTRUCTURE |  | 399 | 2730 | CONSERVATION | L | 15 | BEXAR | 19 | SAN ANTONIO | 3 | CONSERVATION | 1 | NO WATER QUALITY IMPROVEMENTS |  | 3131 | 1 | Municipal water conservation | 1314 | LEON VALLEY | L | WUG | MUNICIPAL | 353 | CITY |  | N | 2060 | 2060 | 0 | 0 | 0 | 0 | 0 | 7962 | 0 | 0 | 1314 | LEON VALLEY | L | WUG | MUNICIPAL | 353 | CITY | L | 15 | BEXAR | 0 | 0 | 0 | 0 | 0 | 12 | N
103 | MUNICIPAL WATER CONSERVATION | Municipal water conservation | L | 3 | CONSERVATION | 1 | MUNICIPAL CONSERVATION | 1 | NO INFRASTRUCTURE |  | 399 | 2730 | CONSERVATION | L | 15 | BEXAR | 19 | SAN ANTONIO | 3 | CONSERVATION | 1 | NO WATER QUALITY IMPROVEMENTS |  | 3132 | 1 | Municipal water conservation | 2154 | OLMOS PARK | L | WUG | MUNICIPAL | 440 | CITY |  | N | 2010 | 2010 | 6343 | 7676 | 8877 | 9863 | 13461 | 19748 | 0 | 0 | 2154 | OLMOS PARK | L | WUG | MUNICIPAL | 440 | CITY | L | 15 | BEXAR | 9 | 11 | 13 | 14 | 21 | 33 | N
103 | MUNICIPAL WATER CONSERVATION | Municipal water conservation | L | 3 | CONSERVATION | 1 | MUNICIPAL CONSERVATION | 1 | NO INFRASTRUCTURE |  | 399 | 2730 | CONSERVATION | L | 15 | BEXAR | 19 | SAN ANTONIO | 3 | CONSERVATION | 1 | NO WATER QUALITY IMPROVEMENTS |  | 3133 | 1 | Municipal water conservation | 126 | SAN ANTONIO | L | WUG | MUNICIPAL | 530 | CITY |  | N | 2010 | 2010 | 3451336 | 3792000 | 5276772 | 6134520 | 8736963 | 12965177 | 0 | 0 | 126 | SAN ANTONIO | L | WUG | MUNICIPAL | 530 | CITY | L | 15 | BEXAR | 5752 | 7318 | 8795 | 10490 | 15698 | 23711 | N
103 | MUNICIPAL WATER CONSERVATION | Municipal water conservation | L | 3 | CONSERVATION | 1 | MUNICIPAL CONSERVATION | 1 | NO INFRASTRUCTURE |  | 399 | 2730 | CONSERVATION | L | 15 | BEXAR | 19 | SAN ANTONIO | 3 | CONSERVATION | 1 | NO WATER QUALITY IMPROVEMENTS |  | 3134 | 1 | Municipal water conservation | 2343 | SELMA | L | WUG | MUNICIPAL | 1061 | CITY |  | N | 2010 | 2010 | 81797 | 191307 | 334026 | 429317 | 514189 | 596292 | 0 | 0 | 2343 | SELMA | L | WUG | MUNICIPAL | 1061 | CITY | L | 15 | BEXAR | 135 | 254 | 609 | 603 | 721 | 827 | N
103 | MUNICIPAL WATER CONSERVATION | Municipal water conservation | L | 3 | CONSERVATION | 1 | MUNICIPAL CONSERVATION | 1 | NO INFRASTRUCTURE |  | 399 | 2730 | CONSERVATION | L | 15 | BEXAR | 19 | SAN ANTONIO | 3 | CONSERVATION | 1 | NO WATER QUALITY IMPROVEMENTS |  | 3134 | 1 | Municipal water conservation | 2343 | SELMA | L | WUG | MUNICIPAL | 1061 | CITY |  | N | 2010 | 2020 | 81797 | 191307 | 334026 | 429317 | 514189 | 596292 | 0 | 0 | 2343 | SELMA | L | WUG | MUNICIPAL | 1061 | CITY | L | 46 | COMAL | 0 | 90 | 8 | 183 | 209 | 235 | N
103 | MUNICIPAL WATER CONSERVATION | Municipal water conservation | L | 3 | CONSERVATION | 1 | MUNICIPAL CONSERVATION | 1 | NO INFRASTRUCTURE |  | 399 | 2730 | CONSERVATION | L | 15 | BEXAR | 19 | SAN ANTONIO | 3 | CONSERVATION | 1 | NO WATER QUALITY IMPROVEMENTS |  | 3134 | 1 | Municipal water conservation | 2343 | SELMA | L | WUG | MUNICIPAL | 1061 | CITY |  | N | 2010 | 2040 | 81797 | 191307 | 334026 | 429317 | 514189 | 596292 | 0 | 0 | 2343 | SELMA | L | WUG | MUNICIPAL | 1061 | CITY | L | 94 | GUADALUPE | 0 | 0 | 0 | 15 | 36 | 60 | N
103 | MUNICIPAL WATER CONSERVATION | Municipal water conservation | L | 3 | CONSERVATION | 1 | MUNICIPAL CONSERVATION | 1 | NO INFRASTRUCTURE |  | 399 | 2730 | CONSERVATION | L | 15 | BEXAR | 19 | SAN ANTONIO | 3 | CONSERVATION | 1 | NO WATER QUALITY IMPROVEMENTS |  | 3135 | 1 | Municipal water conservation | 2352 | SHAVANO PARK | L | WUG | MUNICIPAL | 744 | CITY |  | N | 2010 | 2010 | 42938 | 78273 | 109901 | 140332 | 171283 | 201359 | 0 | 0 | 2352 | SHAVANO PARK | L | WUG | MUNICIPAL | 744 | CITY | L | 15 | BEXAR | 73 | 142 | 205 | 265 | 324 | 382 | N
103 | MUNICIPAL WATER CONSERVATION | Municipal water conservation | L | 3 | CONSERVATION | 1 | MUNICIPAL CONSERVATION | 1 | NO INFRASTRUCTURE |  | 399 | 2730 | CONSERVATION | L | 15 | BEXAR | 19 | SAN ANTONIO | 3 | CONSERVATION | 1 | NO WATER QUALITY IMPROVEMENTS |  | 3136 | 1 | Municipal water conservation | 2372 | SOMERSET | L | WUG | MUNICIPAL | 747 | CITY |  | N | 2010 | 2010 | 19446 | 41130 | 61277 | 72051 | 82673 | 95795 | 0 | 0 | 2372 | SOMERSET | L | WUG | MUNICIPAL | 747 | CITY | L | 15 | BEXAR | 29 | 70 | 110 | 131 | 152 | 177 | N
103 | MUNICIPAL WATER CONSERVATION | Municipal water conservation | L | 3 | CONSERVATION | 1 | MUNICIPAL CONSERVATION | 1 | NO INFRASTRUCTURE |  | 399 | 2730 | CONSERVATION | L | 15 | BEXAR | 19 | SAN ANTONIO | 3 | CONSERVATION | 1 | NO WATER QUALITY IMPROVEMENTS |  | 3137 | 1 | Municipal water conservation | 2396 | ST. HEDWIG | L | WUG | MUNICIPAL | 802 | CITY |  | N | 2060 | 2060 | 0 | 0 | 0 | 0 | 0 | 10763 | 0 | 0 | 2396 | ST. HEDWIG | L | WUG | MUNICIPAL | 802 | CITY | L | 15 | BEXAR | 0 | 0 | 0 | 0 | 0 | 14 | N
103 | MUNICIPAL WATER CONSERVATION | Municipal water conservation | L | 3 | CONSERVATION | 1 | MUNICIPAL CONSERVATION | 1 | NO INFRASTRUCTURE |  | 399 | 2730 | CONSERVATION | L | 15 | BEXAR | 19 | SAN ANTONIO | 3 | CONSERVATION | 1 | NO WATER QUALITY IMPROVEMENTS |  | 3138 | 1 | Municipal water conservation | 2515 | TERRELL HILLS | L | WUG | MUNICIPAL | 600 | CITY |  | N | 2010 | 2010 | 9495 | 12125 | 14510 | 16484 | 24216 | 37910 | 0 | 0 | 2515 | TERRELL HILLS | L | WUG | MUNICIPAL | 600 | CITY | L | 15 | BEXAR | 14 | 18 | 21 | 24 | 39 | 65 | N
103 | MUNICIPAL WATER CONSERVATION | Municipal water conservation | L | 3 | CONSERVATION | 1 | MUNICIPAL CONSERVATION | 1 | NO INFRASTRUCTURE |  | 399 | 2730 | CONSERVATION | L | 15 | BEXAR | 19 | SAN ANTONIO | 3 | CONSERVATION | 1 | NO WATER QUALITY IMPROVEMENTS |  | 3139 | 1 | Municipal water conservation | 2556 | UNIVERSAL CITY | L | WUG | MUNICIPAL | 614 | CITY |  | N | 2050 | 2050 | 0 | 0 | 0 | 0 | 33518 | 92827 | 0 | 0 | 2556 | UNIVERSAL CITY | L | WUG | MUNICIPAL | 614 | CITY | L | 15 | BEXAR | 0 | 0 | 0 | 0 | 49 | 148 | N
103 | MUNICIPAL WATER CONSERVATION | Municipal water conservation | L | 3 | CONSERVATION | 1 | MUNICIPAL CONSERVATION | 1 | NO INFRASTRUCTURE |  | 399 | 2730 | CONSERVATION | L | 15 | BEXAR | 19 | SAN ANTONIO | 3 | CONSERVATION | 1 | NO WATER QUALITY IMPROVEMENTS |  | 3140 | 1 | Municipal water conservation | 2581 | WATER SERVICES INC | L | WUG | MUNICIPAL | 4375 | UTILITY |  | N | 2040 | 2040 | 0 | 0 | 0 | 13791 | 38479 | 81122 | 0 | 0 | 2581 | WATER SERVICES INC | L | WUG | MUNICIPAL | 4375 | UTILITY | L | 15 | BEXAR | 0 | 0 | 0 | 18 | 50 | 105 | N
103 | MUNICIPAL WATER CONSERVATION | Municipal water conservation | L | 3 | CONSERVATION | 1 | MUNICIPAL CONSERVATION | 1 | NO INFRASTRUCTURE |  | 399 | 2730 | CONSERVATION | L | 15 | BEXAR | 19 | SAN ANTONIO | 3 | CONSERVATION | 1 | NO WATER QUALITY IMPROVEMENTS |  | 3141 | 1 | Municipal water conservation | 2630 | WINDCREST | L | WUG | MUNICIPAL | 658 | CITY |  | N | 2010 | 2010 | 65703 | 110082 | 149707 | 185027 | 193335 | 205282 | 0 | 0 | 2630 | WINDCREST | L | WUG | MUNICIPAL | 658 | CITY | L | 15 | BEXAR | 99 | 189 | 270 | 343 | 362 | 385 | N
103 | MUNICIPAL WATER CONSERVATION | Municipal water conservation | L | 3 | CONSERVATION | 1 | MUNICIPAL CONSERVATION | 1 | NO INFRASTRUCTURE |  | 403 | 2635 | CONSERVATION | L | 28 | CALDWELL | 14 | COLORADO | 3 | CONSERVATION | 1 | NO WATER QUALITY IMPROVEMENTS |  | 3076 | 1 | Municipal water conservation | 2097 | MUSTANG RIDGE | L | WUG | MUNICIPAL | 1044 | CITY |  | N | 2010 | 2010 | 7274 | 15610 | 26775 | 40651 | 53189 | 62850 | 0 | 0 | 2097 | MUSTANG RIDGE | L | WUG | MUNICIPAL | 1044 | CITY | L | 28 | CALDWELL | 10 | 26 | 48 | 74 | 98 | 116 | N
103 | MUNICIPAL WATER CONSERVATION | Municipal water conservation | L | 3 | CONSERVATION | 1 | MUNICIPAL CONSERVATION | 1 | NO INFRASTRUCTURE |  | 382 | 2711 | CONSERVATION | L | 28 | CALDWELL | 18 | GUADALUPE | 3 | CONSERVATION | 1 | NO WATER QUALITY IMPROVEMENTS |  | 6120 | 1 | Municipal water conservation | 194 | AQUA WSC | K | WUG | MUNICIPAL | 4006 | UTILITY |  | N | 2050 | 2050 | 0 | 0 | 0 | 0 | 4655 | 14729 | 0 | 0 | 194 | AQUA WSC | K | WUG | MUNICIPAL | 4006 | UTILITY | L | 28 | CALDWELL | 0 | 0 | 0 | 0 | 6 | 19 | N
103 | MUNICIPAL WATER CONSERVATION | Municipal water conservation | L | 3 | CONSERVATION | 1 | MUNICIPAL CONSERVATION | 1 | NO INFRASTRUCTURE |  | 382 | 2711 | CONSERVATION | L | 28 | CALDWELL | 18 | GUADALUPE | 3 | CONSERVATION | 1 | NO WATER QUALITY IMPROVEMENTS |  | 6153 | 1 | Municipal water conservation | 439 | COUNTY-OTHER, CALDWELL | L | WUG | MUNICIPAL | 757 | COUNTY-OTHER |  | N | 2010 | 2010 | 16475 | 24451 | 22357 | 18050 | 15873 | 15929 | 0 | 0 | 439 | COUNTY-OTHER, CALDWELL | L | WUG | MUNICIPAL | 757 | COUNTY-OTHER | L | 28 | CALDWELL | 21 | 37 | 36 | 31 | 28 | 29 | N
103 | MUNICIPAL WATER CONSERVATION | Municipal water conservation | L | 3 | CONSERVATION | 1 | MUNICIPAL CONSERVATION | 1 | NO INFRASTRUCTURE |  | 382 | 2711 | CONSERVATION | L | 28 | CALDWELL | 18 | GUADALUPE | 3 | CONSERVATION | 1 | NO WATER QUALITY IMPROVEMENTS |  | 6159 | 1 | Municipal water conservation | 670 | CREEDMOOR-MAHA WSC | K | WUG | MUNICIPAL | 4076 | UTILITY |  | N | 2060 | 2060 | 0 | 0 | 0 | 0 | 0 | 8700 | 0 | 0 | 670 | CREEDMOOR-MAHA WSC | K | WUG | MUNICIPAL | 4076 | UTILITY | L | 28 | CALDWELL | 0 | 0 | 0 | 0 | 0 | 11 | N
103 | MUNICIPAL WATER CONSERVATION | Municipal water conservation | L | 3 | CONSERVATION | 1 | MUNICIPAL CONSERVATION | 1 | NO INFRASTRUCTURE |  | 382 | 2711 | CONSERVATION | L | 28 | CALDWELL | 18 | GUADALUPE | 3 | CONSERVATION | 1 | NO WATER QUALITY IMPROVEMENTS |  | 6167 | 1 | Municipal water conservation | 1588 | LOCKHART | L | WUG | MUNICIPAL | 364 | CITY |  | N | 2030 | 2030 | 0 | 0 | 18838 | 70011 | 132630 | 220164 | 0 | 0 | 1588 | LOCKHART | L | WUG | MUNICIPAL | 364 | CITY | L | 28 | CALDWELL | 0 | 0 | 28 | 103 | 195 | 333 | N
103 | MUNICIPAL WATER CONSERVATION | Municipal water conservation | L | 3 | CONSERVATION | 1 | MUNICIPAL CONSERVATION | 1 | NO INFRASTRUCTURE |  | 382 | 2711 | CONSERVATION | L | 28 | CALDWELL | 18 | GUADALUPE | 3 | CONSERVATION | 1 | NO WATER QUALITY IMPROVEMENTS |  | 6168 | 1 | Municipal water conservation | 1607 | LULING | L | WUG | MUNICIPAL | 372 | CITY |  | N | 2010 | 2010 | 53961 | 67257 | 71761 | 70867 | 85077 | 109043 | 0 | 0 | 1607 | LULING | L | WUG | MUNICIPAL | 372 | CITY | L | 28 | CALDWELL | 70 | 90 | 108 | 117 | 148 | 192 | N
103 | MUNICIPAL WATER CONSERVATION | Municipal water conservation | L | 3 | CONSERVATION | 1 | MUNICIPAL CONSERVATION | 1 | NO INFRASTRUCTURE |  | 382 | 2711 | CONSERVATION | L | 28 | CALDWELL | 18 | GUADALUPE | 3 | CONSERVATION | 1 | NO WATER QUALITY IMPROVEMENTS |  | 6169 | 1 | Municipal water conservation | 1812 | MAXWELL WSC | L | WUG | MUNICIPAL | 4249 | UTILITY |  | N | 2050 | 2050 | 0 | 0 | 0 | 0 | 8599 | 42527 | 0 | 0 | 1812 | MAXWELL WSC | L | WUG | MUNICIPAL | 4249 | UTILITY | L | 28 | CALDWELL | 0 | 0 | 0 | 0 | 11 | 55 | N
103 | MUNICIPAL WATER CONSERVATION | Municipal water conservation | L | 3 | CONSERVATION | 1 | MUNICIPAL CONSERVATION | 1 | NO INFRASTRUCTURE |  | 408 | 2690 | CONSERVATION | L | 29 | CALHOUN | 15 | COLORADO-LAVACA | 3 | CONSERVATION | 1 | NO WATER QUALITY IMPROVEMENTS |  | 5064 | 1 | Municipal water conservation | 2217 | POINT COMFORT | L | WUG | MUNICIPAL | 474 | CITY |  | N | 2010 | 2010 | 13536 | 24111 | 36406 | 47601 | 48315 | 55877 | 0 | 0 | 2217 | POINT COMFORT | L | WUG | MUNICIPAL | 474 | CITY | L | 29 | CALHOUN | 18 | 34 | 55 | 78 | 84 | 98 | N
103 | MUNICIPAL WATER CONSERVATION | Municipal water conservation | L | 3 | CONSERVATION | 1 | MUNICIPAL CONSERVATION | 1 | NO INFRASTRUCTURE |  | 386 | 2703 | CONSERVATION | L | 29 | CALHOUN | 17 | LAVACA-GUADALUPE | 3 | CONSERVATION | 1 | NO WATER QUALITY IMPROVEMENTS |  | 3100 | 1 | Municipal water conservation | 2222 | PORT LAVACA | L | WUG | MUNICIPAL | 479 | CITY |  | N | 2050 | 2050 | 0 | 0 | 0 | 0 | 22725 | 68162 | 0 | 0 | 2222 | PORT LAVACA | L | WUG | MUNICIPAL | 479 | CITY | L | 29 | CALHOUN | 0 | 0 | 0 | 0 | 30 | 89 | N
103 | MUNICIPAL WATER CONSERVATION | Municipal water conservation | L | 3 | CONSERVATION | 1 | MUNICIPAL CONSERVATION | 1 | NO INFRASTRUCTURE |  | 386 | 2703 | CONSERVATION | L | 29 | CALHOUN | 17 | LAVACA-GUADALUPE | 3 | CONSERVATION | 1 | NO WATER QUALITY IMPROVEMENTS |  | 3101 | 1 | Municipal water conservation | 2224 | PORT O'CONNOR MUD | L | WUG | MUNICIPAL | 4416 | UTILITY |  | N | 2050 | 2050 | 0 | 0 | 0 | 0 | 3079 | 8263 | 0 | 0 | 2224 | PORT O'CONNOR MUD | L | WUG | MUNICIPAL | 4416 | UTILITY | L | 29 | CALHOUN | 0 | 0 | 0 | 0 | 4 | 11 | N
103 | MUNICIPAL WATER CONSERVATION | Municipal water conservation | L | 3 | CONSERVATION | 1 | MUNICIPAL CONSERVATION | 1 | NO INFRASTRUCTURE |  | 386 | 2703 | CONSERVATION | L | 29 | CALHOUN | 17 | LAVACA-GUADALUPE | 3 | CONSERVATION | 1 | NO WATER QUALITY IMPROVEMENTS |  | 3102 | 1 | Municipal water conservation | 2339 | SEADRIFT | L | WUG | MUNICIPAL | 546 | CITY |  | N | 2010 | 2010 | 15284 | 19576 | 19242 | 18614 | 20369 | 23351 | 0 | 0 | 2339 | SEADRIFT | L | WUG | MUNICIPAL | 546 | CITY | L | 29 | CALHOUN | 20 | 29 | 30 | 32 | 36 | 41 | N
103 | MUNICIPAL WATER CONSERVATION | Municipal water conservation | L | 3 | CONSERVATION | 1 | MUNICIPAL CONSERVATION | 1 | NO INFRASTRUCTURE |  | 396 | 2713 | CONSERVATION | L | 46 | COMAL | 18 | GUADALUPE | 3 | CONSERVATION | 1 | NO WATER QUALITY IMPROVEMENTS |  | 6151 | 1 | Municipal water conservation | 330 | CANYON LAKE WSC | L | WUG | MUNICIPAL | 4044 | UTILITY |  | N | 2020 | 2020 | 0 | 74261 | 195883 | 418001 | 715563 | 1063887 | 0 | 0 | 330 | CANYON LAKE WSC | L | WUG | MUNICIPAL | 4044 | UTILITY | L | 46 | COMAL | 0 | 96 | 254 | 543 | 929 | 1414 | N
103 | MUNICIPAL WATER CONSERVATION | Municipal water conservation | L | 3 | CONSERVATION | 1 | MUNICIPAL CONSERVATION | 1 | NO INFRASTRUCTURE |  | 396 | 2713 | CONSERVATION | L | 46 | COMAL | 18 | GUADALUPE | 3 | CONSERVATION | 1 | NO WATER QUALITY IMPROVEMENTS |  | 6154 | 1 | Municipal water conservation | 457 | COUNTY-OTHER, COMAL | L | WUG | MUNICIPAL | 757 | COUNTY-OTHER |  | N | 2060 | 2060 | 0 | 0 | 0 | 0 | 0 | 65700 | 0 | 0 | 457 | COUNTY-OTHER, COMAL | L | WUG | MUNICIPAL | 757 | COUNTY-OTHER | L | 46 | COMAL | 0 | 0 | 0 | 0 | 0 | 85 | N
103 | MUNICIPAL WATER CONSERVATION | Municipal water conservation | L | 3 | CONSERVATION | 1 | MUNICIPAL CONSERVATION | 1 | NO INFRASTRUCTURE |  | 396 | 2713 | CONSERVATION | L | 46 | COMAL | 18 | GUADALUPE | 3 | CONSERVATION | 1 | NO WATER QUALITY IMPROVEMENTS |  | 6171 | 1 | Municipal water conservation | 2109 | NEW BRAUNFELS | L | WUG | MUNICIPAL | 430 | CITY |  | N | 2010 | 2010 | 542429 | 1135506 | 2009283 | 2957523 | 3595588 | 4400341 | 0 | 0 | 2109 | NEW BRAUNFELS | L | WUG | MUNICIPAL | 430 | CITY | L | 46 | COMAL | 815 | 1965 | 3632 | 5433 | 6650 | 8152 | N
103 | MUNICIPAL WATER CONSERVATION | Municipal water conservation | L | 3 | CONSERVATION | 1 | MUNICIPAL CONSERVATION | 1 | NO INFRASTRUCTURE |  | 404 | 2731 | CONSERVATION | L | 46 | COMAL | 19 | SAN ANTONIO | 3 | CONSERVATION | 1 | NO WATER QUALITY IMPROVEMENTS |  | 3142 | 1 | Municipal water conservation | 311 | BULVERDE CITY | L | WUG | MUNICIPAL | 1015 | CITY |  | N | 2030 | 2030 | 0 | 0 | 25608 | 88450 | 176820 | 293074 | 0 | 0 | 311 | BULVERDE CITY | L | WUG | MUNICIPAL | 1015 | CITY | L | 46 | COMAL | 0 | 0 | 38 | 130 | 260 | 430 | N
103 | MUNICIPAL WATER CONSERVATION | Municipal water conservation | L | 3 | CONSERVATION | 1 | MUNICIPAL CONSERVATION | 1 | NO INFRASTRUCTURE |  | 404 | 2731 | CONSERVATION | L | 46 | COMAL | 19 | SAN ANTONIO | 3 | CONSERVATION | 1 | NO WATER QUALITY IMPROVEMENTS |  | 3143 | 1 | Municipal water conservation | 829 | GARDEN RIDGE | L | WUG | MUNICIPAL | 773 | CITY |  | N | 2010 | 2010 | 27442 | 58811 | 101682 | 157724 | 202378 | 245216 | 0 | 0 | 829 | GARDEN RIDGE | L | WUG | MUNICIPAL | 773 | CITY | L | 46 | COMAL | 42 | 104 | 188 | 294 | 380 | 460 | N
103 | MUNICIPAL WATER CONSERVATION | Municipal water conservation | L | 3 | CONSERVATION | 1 | MUNICIPAL CONSERVATION | 1 | NO INFRASTRUCTURE |  | 418 | 2714 | CONSERVATION | L | 62 | DEWITT | 18 | GUADALUPE | 3 | CONSERVATION | 1 | NO WATER QUALITY IMPROVEMENTS |  | 6161 | 1 | Municipal water conservation | 684 | CUERO | L | WUG | MUNICIPAL | 147 | CITY |  | N | 2010 | 2010 | 76250 | 117473 | 115153 | 111355 | 111074 | 121828 | 0 | 0 | 684 | CUERO | L | WUG | MUNICIPAL | 147 | CITY | L | 62 | DEWITT | 99 | 181 | 187 | 190 | 197 | 218 | N
103 | MUNICIPAL WATER CONSERVATION | Municipal water conservation | L | 3 | CONSERVATION | 1 | MUNICIPAL CONSERVATION | 1 | NO INFRASTRUCTURE |  | 418 | 2714 | CONSERVATION | L | 62 | DEWITT | 18 | GUADALUPE | 3 | CONSERVATION | 1 | NO WATER QUALITY IMPROVEMENTS |  | 6183 | 1 | Municipal water conservation | 2653 | YORKTOWN | L | WUG | MUNICIPAL | 671 | CITY |  | N | 2020 | 2020 | 0 | 1215 | 1594 | 1801 | 3871 | 9753 | 0 | 0 | 2653 | YORKTOWN | L | WUG | MUNICIPAL | 671 | CITY | L | 62 | DEWITT | 0 | 2 | 2 | 2 | 5 | 13 | N
103 | MUNICIPAL WATER CONSERVATION | Municipal water conservation | L | 3 | CONSERVATION | 1 | MUNICIPAL CONSERVATION | 1 | NO INFRASTRUCTURE |  | 405 | 2696 | CONSERVATION | L | 62 | DEWITT | 16 | LAVACA | 3 | CONSERVATION | 1 | NO WATER QUALITY IMPROVEMENTS |  | 5078 | 1 | Municipal water conservation | 473 | COUNTY-OTHER, DEWITT | L | WUG | MUNICIPAL | 757 | COUNTY-OTHER |  | N | 2060 | 2060 | 0 | 0 | 0 | 0 | 0 | 4961 | 0 | 0 | 473 | COUNTY-OTHER, DEWITT | L | WUG | MUNICIPAL | 757 | COUNTY-OTHER | L | 62 | DEWITT | 0 | 0 | 0 | 0 | 0 | 6 | N
103 | MUNICIPAL WATER CONSERVATION | Municipal water conservation | L | 3 | CONSERVATION | 1 | MUNICIPAL CONSERVATION | 1 | NO INFRASTRUCTURE |  | 405 | 2696 | CONSERVATION | L | 62 | DEWITT | 16 | LAVACA | 3 | CONSERVATION | 1 | NO WATER QUALITY IMPROVEMENTS |  | 5079 | 1 | Municipal water conservation | 2652 | YOAKUM | P | WUG | MUNICIPAL | 670 | CITY |  | N | 2010 | 2010 | 10915 | 11989 | 12800 | 13132 | 13016 | 16667 | 0 | 0 | 2652 | YOAKUM | P | WUG | MUNICIPAL | 670 | CITY | L | 62 | DEWITT | 14 | 16 | 17 | 18 | 20 | 27 | N
103 | MUNICIPAL WATER CONSERVATION | Municipal water conservation | L | 3 | CONSERVATION | 1 | MUNICIPAL CONSERVATION | 1 | NO INFRASTRUCTURE |  | 400 | 2754 | CONSERVATION | L | 64 | DIMMIT | 21 | NUECES | 3 | CONSERVATION | 1 | NO WATER QUALITY IMPROVEMENTS |  | 4016 | 1 | Municipal water conservation | 202 | ASHERTON | L | WUG | MUNICIPAL | 26 | CITY |  | N | 2010 | 2010 | 15404 | 26899 | 33391 | 32594 | 33605 | 34805 | 0 | 0 | 202 | ASHERTON | L | WUG | MUNICIPAL | 26 | CITY | L | 64 | DIMMIT | 20 | 43 | 58 | 59 | 62 | 64 | N
103 | MUNICIPAL WATER CONSERVATION | Municipal water conservation | L | 3 | CONSERVATION | 1 | MUNICIPAL CONSERVATION | 1 | NO INFRASTRUCTURE |  | 400 | 2754 | CONSERVATION | L | 64 | DIMMIT | 21 | NUECES | 3 | CONSERVATION | 1 | NO WATER QUALITY IMPROVEMENTS |  | 4017 | 1 | Municipal water conservation | 256 | BIG WELLS | L | WUG | MUNICIPAL | 827 | CITY |  | N | 2010 | 2010 | 8603 | 14638 | 17438 | 17012 | 17547 | 18185 | 0 | 0 | 256 | BIG WELLS | L | WUG | MUNICIPAL | 827 | CITY | L | 64 | DIMMIT | 11 | 23 | 30 | 30 | 32 | 33 | N
103 | MUNICIPAL WATER CONSERVATION | Municipal water conservation | L | 3 | CONSERVATION | 1 | MUNICIPAL CONSERVATION | 1 | NO INFRASTRUCTURE |  | 400 | 2754 | CONSERVATION | L | 64 | DIMMIT | 21 | NUECES | 3 | CONSERVATION | 1 | NO WATER QUALITY IMPROVEMENTS |  | 4018 | 1 | Municipal water conservation | 331 | CARRIZO SPRINGS | L | WUG | MUNICIPAL | 97 | CITY |  | N | 2010 | 2010 | 102816 | 183308 | 257908 | 318509 | 374006 | 414285 | 0 | 0 | 331 | CARRIZO SPRINGS | L | WUG | MUNICIPAL | 97 | CITY | L | 64 | DIMMIT | 152 | 312 | 464 | 590 | 700 | 777 | N
103 | MUNICIPAL WATER CONSERVATION | Municipal water conservation | L | 3 | CONSERVATION | 1 | MUNICIPAL CONSERVATION | 1 | NO INFRASTRUCTURE |  | 421 | 2757 | CONSERVATION | L | 82 | FRIO | 21 | NUECES | 3 | CONSERVATION | 1 | NO WATER QUALITY IMPROVEMENTS |  | 4019 | 1 | Municipal water conservation | 493 | COUNTY-OTHER, FRIO | L | WUG | MUNICIPAL | 757 | COUNTY-OTHER |  | N | 2060 | 2060 | 0 | 0 | 0 | 0 | 0 | 13845 | 0 | 0 | 493 | COUNTY-OTHER, FRIO | L | WUG | MUNICIPAL | 757 | COUNTY-OTHER | L | 82 | FRIO | 0 | 0 | 0 | 0 | 0 | 18 | N
103 | MUNICIPAL WATER CONSERVATION | Municipal water conservation | L | 3 | CONSERVATION | 1 | MUNICIPAL CONSERVATION | 1 | NO INFRASTRUCTURE |  | 421 | 2757 | CONSERVATION | L | 82 | FRIO | 21 | NUECES | 3 | CONSERVATION | 1 | NO WATER QUALITY IMPROVEMENTS |  | 4020 | 1 | Municipal water conservation | 715 | DILLEY | L | WUG | MUNICIPAL | 166 | CITY |  | N | 2010 | 2010 | 72733 | 136570 | 203925 | 281326 | 354219 | 417515 | 0 | 0 | 715 | DILLEY | L | WUG | MUNICIPAL | 166 | CITY | L | 82 | FRIO | 104 | 229 | 362 | 511 | 652 | 772 | N
103 | MUNICIPAL WATER CONSERVATION | Municipal water conservation | L | 3 | CONSERVATION | 1 | MUNICIPAL CONSERVATION | 1 | NO INFRASTRUCTURE |  | 421 | 2757 | CONSERVATION | L | 82 | FRIO | 21 | NUECES | 3 | CONSERVATION | 1 | NO WATER QUALITY IMPROVEMENTS |  | 4021 | 1 | Municipal water conservation | 2185 | PEARSALL | L | WUG | MUNICIPAL | 459 | CITY |  | N | 2010 | 2010 | 78787 | 132441 | 154632 | 148799 | 159650 | 175453 | 0 | 0 | 2185 | PEARSALL | L | WUG | MUNICIPAL | 459 | CITY | L | 82 | FRIO | 116 | 223 | 272 | 271 | 294 | 324 | N
103 | MUNICIPAL WATER CONSERVATION | Municipal water conservation | L | 3 | CONSERVATION | 1 | MUNICIPAL CONSERVATION | 1 | NO INFRASTRUCTURE |  | 422 | 2733 | CONSERVATION | L | 88 | GOLIAD | 19 | SAN ANTONIO | 3 | CONSERVATION | 1 | NO WATER QUALITY IMPROVEMENTS |  | 3145 | 1 | Municipal water conservation | 499 | COUNTY-OTHER, GOLIAD | L | WUG | MUNICIPAL | 757 | COUNTY-OTHER |  | N | 2060 | 2060 | 0 | 0 | 0 | 0 | 0 | 12663 | 0 | 0 | 499 | COUNTY-OTHER, GOLIAD | L | WUG | MUNICIPAL | 757 | COUNTY-OTHER | L | 88 | GOLIAD | 0 | 0 | 0 | 0 | 0 | 16 | N
103 | MUNICIPAL WATER CONSERVATION | Municipal water conservation | L | 3 | CONSERVATION | 1 | MUNICIPAL CONSERVATION | 1 | NO INFRASTRUCTURE |  | 422 | 2733 | CONSERVATION | L | 88 | GOLIAD | 19 | SAN ANTONIO | 3 | CONSERVATION | 1 | NO WATER QUALITY IMPROVEMENTS |  | 3146 | 1 | Municipal water conservation | 845 | GOLIAD | L | WUG | MUNICIPAL | 240 | CITY |  | N | 2010 | 2010 | 23424 | 38872 | 41790 | 42695 | 48426 | 56450 | 0 | 0 | 845 | GOLIAD | L | WUG | MUNICIPAL | 240 | CITY | L | 88 | GOLIAD | 30 | 59 | 67 | 73 | 85 | 100 | N
103 | MUNICIPAL WATER CONSERVATION | Municipal water conservation | L | 3 | CONSERVATION | 1 | MUNICIPAL CONSERVATION | 1 | NO INFRASTRUCTURE |  | 407 | 2718 | CONSERVATION | L | 89 | GONZALES | 18 | GUADALUPE | 3 | CONSERVATION | 1 | NO WATER QUALITY IMPROVEMENTS |  | 6155 | 1 | Municipal water conservation | 500 | COUNTY-OTHER, GONZALES | L | WUG | MUNICIPAL | 757 | COUNTY-OTHER |  | N | 2010 | 2010 | 4791 | 5521 | 3910 | 0 | 0 | 2398 | 0 | 0 | 500 | COUNTY-OTHER, GONZALES | L | WUG | MUNICIPAL | 757 | COUNTY-OTHER | L | 89 | GONZALES | 6 | 7 | 5 | 0 | 0 | 3 | N
103 | MUNICIPAL WATER CONSERVATION | Municipal water conservation | L | 3 | CONSERVATION | 1 | MUNICIPAL CONSERVATION | 1 | NO INFRASTRUCTURE |  | 407 | 2718 | CONSERVATION | L | 89 | GONZALES | 18 | GUADALUPE | 3 | CONSERVATION | 1 | NO WATER QUALITY IMPROVEMENTS |  | 6163 | 1 | Municipal water conservation | 846 | GONZALES | L | WUG | MUNICIPAL | 241 | CITY |  | N | 2010 | 2010 | 89431 | 154089 | 190182 | 200317 | 212805 | 229940 | 0 | 0 | 846 | GONZALES | L | WUG | MUNICIPAL | 241 | CITY | L | 89 | GONZALES | 116 | 245 | 325 | 353 | 381 | 414 | N
103 | MUNICIPAL WATER CONSERVATION | Municipal water conservation | L | 3 | CONSERVATION | 1 | MUNICIPAL CONSERVATION | 1 | NO INFRASTRUCTURE |  | 407 | 2718 | CONSERVATION | L | 89 | GONZALES | 18 | GUADALUPE | 3 | CONSERVATION | 1 | NO WATER QUALITY IMPROVEMENTS |  | 6164 | 1 | Municipal water conservation | 847 | GONZALES COUNTY WSC | L | WUG | MUNICIPAL | 4141 | UTILITY |  | N | 2010 | 2010 | 97959 | 182594 | 281442 | 376878 | 461395 | 536658 | 0 | 0 | 847 | GONZALES COUNTY WSC | L | WUG | MUNICIPAL | 4141 | UTILITY | L | 89 | GONZALES | 143 | 312 | 505 | 693 | 858 | 1002 | N
103 | MUNICIPAL WATER CONSERVATION | Municipal water conservation | L | 3 | CONSERVATION | 1 | MUNICIPAL CONSERVATION | 1 | NO INFRASTRUCTURE |  | 407 | 2718 | CONSERVATION | L | 89 | GONZALES | 18 | GUADALUPE | 3 | CONSERVATION | 1 | NO WATER QUALITY IMPROVEMENTS |  | 6173 | 1 | Municipal water conservation | 2123 | NIXON | L | WUG | MUNICIPAL | 432 | CITY |  | N | 2010 | 2010 | 26707 | 41079 | 44133 | 44084 | 47526 | 52622 | 0 | 0 | 2123 | NIXON | L | WUG | MUNICIPAL | 432 | CITY | L | 89 | GONZALES | 35 | 64 | 72 | 75 | 83 | 93 | N
103 | MUNICIPAL WATER CONSERVATION | Municipal water conservation | L | 3 | CONSERVATION | 1 | MUNICIPAL CONSERVATION | 1 | NO INFRASTRUCTURE |  | 407 | 2718 | CONSERVATION | L | 89 | GONZALES | 18 | GUADALUPE | 3 | CONSERVATION | 1 | NO WATER QUALITY IMPROVEMENTS |  | 6179 | 1 | Municipal water conservation | 2572 | WAELDER | L | WUG | MUNICIPAL | 984 | CITY |  | N | 2040 | 2040 | 0 | 0 | 0 | 2582 | 5110 | 8815 | 0 | 0 | 2572 | WAELDER | L | WUG | MUNICIPAL | 984 | CITY | L | 89 | GONZALES | 0 | 0 | 0 | 3 | 7 | 11 | N
103 | MUNICIPAL WATER CONSERVATION | Municipal water conservation | L | 3 | CONSERVATION | 1 | MUNICIPAL CONSERVATION | 1 | NO INFRASTRUCTURE |  | 415 | 2719 | CONSERVATION | L | 94 | GUADALUPE | 18 | GUADALUPE | 3 | CONSERVATION | 1 | NO WATER QUALITY IMPROVEMENTS |  | 6160 | 1 | Municipal water conservation | 681 | CRYSTAL CLEAR WSC | L | WUG | MUNICIPAL | 4080 | UTILITY |  | N | 2050 | 2050 | 0 | 0 | 0 | 0 | 31476 | 141432 | 0 | 0 | 681 | CRYSTAL CLEAR WSC | L | WUG | MUNICIPAL | 4080 | UTILITY | L | 94 | GUADALUPE | 0 | 0 | 0 | 0 | 41 | 184 | N
103 | MUNICIPAL WATER CONSERVATION | Municipal water conservation | L | 3 | CONSERVATION | 1 | MUNICIPAL CONSERVATION | 1 | NO INFRASTRUCTURE |  | 415 | 2719 | CONSERVATION | L | 94 | GUADALUPE | 18 | GUADALUPE | 3 | CONSERVATION | 1 | NO WATER QUALITY IMPROVEMENTS |  | 6165 | 1 | Municipal water conservation | 861 | GREEN VALLEY SUD | L | WUG | MUNICIPAL | 4144 | UTILITY |  | N | 2060 | 2060 | 0 | 0 | 0 | 0 | 0 | 15704 | 0 | 0 | 861 | GREEN VALLEY SUD | L | WUG | MUNICIPAL | 4144 | UTILITY | L | 94 | GUADALUPE | 0 | 0 | 0 | 0 | 0 | 20 | N
103 | MUNICIPAL WATER CONSERVATION | Municipal water conservation | L | 3 | CONSERVATION | 1 | MUNICIPAL CONSERVATION | 1 | NO INFRASTRUCTURE |  | 415 | 2719 | CONSERVATION | L | 94 | GUADALUPE | 18 | GUADALUPE | 3 | CONSERVATION | 1 | NO WATER QUALITY IMPROVEMENTS |  | 6176 | 1 | Municipal water conservation | 129 | SEGUIN | L | WUG | MUNICIPAL | 550 | CITY |  | N | 2010 | 2010 | 256904 | 503785 | 691151 | 798805 | 951488 | 1158748 | 0 | 0 | 129 | SEGUIN | L | WUG | MUNICIPAL | 550 | CITY | L | 94 | GUADALUPE | 377 | 853 | 1229 | 1448 | 1744 | 2131 | N
103 | MUNICIPAL WATER CONSERVATION | Municipal water conservation | L | 3 | CONSERVATION | 1 | MUNICIPAL CONSERVATION | 1 | NO INFRASTRUCTURE |  | 415 | 2719 | CONSERVATION | L | 94 | GUADALUPE | 18 | GUADALUPE | 3 | CONSERVATION | 1 | NO WATER QUALITY IMPROVEMENTS |  | 6177 | 1 | Municipal water conservation | 134 | SPRINGS HILL WSC | L | BOTH | MUNICIPAL | 4345 | UTILITY |  | N | 2010 | 2010 | 134027 | 239728 | 287191 | 330685 | 397267 | 492788 | 0 | 0 | 134 | SPRINGS HILL WSC | L | BOTH | MUNICIPAL | 4345 | UTILITY | L | 94 | GUADALUPE | 174 | 381 | 477 | 571 | 701 | 877 | N
103 | MUNICIPAL WATER CONSERVATION | Municipal water conservation | L | 3 | CONSERVATION | 1 | MUNICIPAL CONSERVATION | 1 | NO INFRASTRUCTURE |  | 427 | 2734 | CONSERVATION | L | 94 | GUADALUPE | 19 | SAN ANTONIO | 3 | CONSERVATION | 1 | NO WATER QUALITY IMPROVEMENTS |  | 3147 | 1 | Municipal water conservation | 355 | CIBOLO | L | WUG | MUNICIPAL | 763 | CITY |  | N | 2010 | 2010 | 44008 | 104545 | 161586 | 212045 | 280697 | 361068 | 0 | 0 | 355 | CIBOLO | L | WUG | MUNICIPAL | 763 | CITY | L | 94 | GUADALUPE | 65 | 176 | 281 | 374 | 499 | 645 | N
103 | MUNICIPAL WATER CONSERVATION | Municipal water conservation | L | 3 | CONSERVATION | 1 | MUNICIPAL CONSERVATION | 1 | NO INFRASTRUCTURE |  | 427 | 2734 | CONSERVATION | L | 94 | GUADALUPE | 19 | SAN ANTONIO | 3 | CONSERVATION | 1 | NO WATER QUALITY IMPROVEMENTS |  | 3148 | 1 | Municipal water conservation | 505 | COUNTY-OTHER, GUADALUPE | L | WUG | MUNICIPAL | 757 | COUNTY-OTHER |  | N | 2010 | 2010 | 1449 | 0 | 0 | 0 | 0 | 0 | 0 | 0 | 505 | COUNTY-OTHER, GUADALUPE | L | WUG | MUNICIPAL | 757 | COUNTY-OTHER | L | 94 | GUADALUPE | 2 | 0 | 0 | 0 | 0 | 0 | N
103 | MUNICIPAL WATER CONSERVATION | Municipal water conservation | L | 3 | CONSERVATION | 1 | MUNICIPAL CONSERVATION | 1 | NO INFRASTRUCTURE |  | 427 | 2734 | CONSERVATION | L | 94 | GUADALUPE | 19 | SAN ANTONIO | 3 | CONSERVATION | 1 | NO WATER QUALITY IMPROVEMENTS |  | 3149 | 1 | Municipal water conservation | 1800 | MARION | L | WUG | MUNICIPAL | 908 | CITY |  | N | 2050 | 2050 | 0 | 0 | 0 | 0 | 2680 | 7652 | 0 | 0 | 1800 | MARION | L | WUG | MUNICIPAL | 908 | CITY | L | 94 | GUADALUPE | 0 | 0 | 0 | 0 | 3 | 10 | N
103 | MUNICIPAL WATER CONSERVATION | Municipal water conservation | L | 3 | CONSERVATION | 1 | MUNICIPAL CONSERVATION | 1 | NO INFRASTRUCTURE |  | 427 | 2734 | CONSERVATION | L | 94 | GUADALUPE | 19 | SAN ANTONIO | 3 | CONSERVATION | 1 | NO WATER QUALITY IMPROVEMENTS |  | 3150 | 1 | Municipal water conservation | 2331 | SANTA CLARA | L | WUG | MUNICIPAL | 1060 | CITY |  | N | 2030 | 2030 | 0 | 0 | 7877 | 17462 | 36225 | 61080 | 0 | 0 | 2331 | SANTA CLARA | L | WUG | MUNICIPAL | 1060 | CITY | L | 94 | GUADALUPE | 0 | 0 | 10 | 23 | 47 | 79 | N
103 | MUNICIPAL WATER CONSERVATION | Municipal water conservation | L | 3 | CONSERVATION | 1 | MUNICIPAL CONSERVATION | 1 | NO INFRASTRUCTURE |  | 427 | 2734 | CONSERVATION | L | 94 | GUADALUPE | 19 | SAN ANTONIO | 3 | CONSERVATION | 1 | NO WATER QUALITY IMPROVEMENTS |  | 3151 | 1 | Municipal water conservation | 2336 | SCHERTZ | L | WUG | MUNICIPAL | 543 | CITY |  | N | 2010 | 2060 | 15118 | 59574 | 123652 | 248424 | 460271 | 684006 | 0 | 0 | 2336 | SCHERTZ | L | WUG | MUNICIPAL | 543 | CITY | L | 15 | BEXAR | 0 | 0 | 0 | 0 | 0 | 46 | N
103 | MUNICIPAL WATER CONSERVATION | Municipal water conservation | L | 3 | CONSERVATION | 1 | MUNICIPAL CONSERVATION | 1 | NO INFRASTRUCTURE |  | 427 | 2734 | CONSERVATION | L | 94 | GUADALUPE | 19 | SAN ANTONIO | 3 | CONSERVATION | 1 | NO WATER QUALITY IMPROVEMENTS |  | 3151 | 1 | Municipal water conservation | 2336 | SCHERTZ | L | WUG | MUNICIPAL | 543 | CITY |  | N | 2010 | 2050 | 15118 | 59574 | 123652 | 248424 | 460271 | 684006 | 0 | 0 | 2336 | SCHERTZ | L | WUG | MUNICIPAL | 543 | CITY | L | 46 | COMAL | 0 | 0 | 0 | 0 | 18 | 62 | N
103 | MUNICIPAL WATER CONSERVATION | Municipal water conservation | L | 3 | CONSERVATION | 1 | MUNICIPAL CONSERVATION | 1 | NO INFRASTRUCTURE |  | 427 | 2734 | CONSERVATION | L | 94 | GUADALUPE | 19 | SAN ANTONIO | 3 | CONSERVATION | 1 | NO WATER QUALITY IMPROVEMENTS |  | 3151 | 1 | Municipal water conservation | 2336 | SCHERTZ | L | WUG | MUNICIPAL | 543 | CITY |  | N | 2010 | 2010 | 15118 | 59574 | 123652 | 248424 | 460271 | 684006 | 0 | 0 | 2336 | SCHERTZ | L | WUG | MUNICIPAL | 543 | CITY | L | 94 | GUADALUPE | 22 | 87 | 182 | 365 | 676 | 980 | N
103 | MUNICIPAL WATER CONSERVATION | Municipal water conservation | L | 3 | CONSERVATION | 1 | MUNICIPAL CONSERVATION | 1 | NO INFRASTRUCTURE |  | 416 | 2720 | CONSERVATION | L | 105 | HAYS | 18 | GUADALUPE | 3 | CONSERVATION | 1 | NO WATER QUALITY IMPROVEMENTS |  | 6152 | 1 | Municipal water conservation | 411 | COUNTY LINE WSC | L | WUG | MUNICIPAL | 4074 | UTILITY |  | N | 2010 | 2030 | 32760 | 84518 | 135342 | 164888 | 231092 | 305884 | 0 | 0 | 411 | COUNTY LINE WSC | L | WUG | MUNICIPAL | 4074 | UTILITY | L | 28 | CALDWELL | 0 | 0 | 64 | 160 | 259 | 354 | N
103 | MUNICIPAL WATER CONSERVATION | Municipal water conservation | L | 3 | CONSERVATION | 1 | MUNICIPAL CONSERVATION | 1 | NO INFRASTRUCTURE |  | 416 | 2720 | CONSERVATION | L | 105 | HAYS | 18 | GUADALUPE | 3 | CONSERVATION | 1 | NO WATER QUALITY IMPROVEMENTS |  | 6152 | 1 | Municipal water conservation | 411 | COUNTY LINE WSC | L | WUG | MUNICIPAL | 4074 | UTILITY |  | N | 2010 | 2010 | 32760 | 84518 | 135342 | 164888 | 231092 | 305884 | 0 | 0 | 411 | COUNTY LINE WSC | L | WUG | MUNICIPAL | 4074 | UTILITY | L | 105 | HAYS | 43 | 110 | 112 | 67 | 85 | 119 | N
103 | MUNICIPAL WATER CONSERVATION | Municipal water conservation | L | 3 | CONSERVATION | 1 | MUNICIPAL CONSERVATION | 1 | NO INFRASTRUCTURE |  | 416 | 2720 | CONSERVATION | L | 105 | HAYS | 18 | GUADALUPE | 3 | CONSERVATION | 1 | NO WATER QUALITY IMPROVEMENTS |  | 6156 | 1 | Municipal water conservation | 516 | COUNTY-OTHER, HAYS | K | WUG | MUNICIPAL | 757 | COUNTY-OTHER |  | N | 2030 | 2030 | 0 | 0 | 9433 | 37534 | 86547 | 141576 | 0 | 0 | 516 | COUNTY-OTHER, HAYS | K | WUG | MUNICIPAL | 757 | COUNTY-OTHER | L | 105 | HAYS | 0 | 0 | 12 | 49 | 112 | 184 | N
103 | MUNICIPAL WATER CONSERVATION | Municipal water conservation | L | 3 | CONSERVATION | 1 | MUNICIPAL CONSERVATION | 1 | NO INFRASTRUCTURE |  | 416 | 2720 | CONSERVATION | L | 105 | HAYS | 18 | GUADALUPE | 3 | CONSERVATION | 1 | NO WATER QUALITY IMPROVEMENTS |  | 6162 | 1 | Municipal water conservation | 843 | GOFORTH WSC | L | WUG | MUNICIPAL | 4140 | UTILITY |  | N | 2050 | 2050 | 0 | 0 | 0 | 0 | 17198 | 85581 | 0 | 0 | 843 | GOFORTH WSC | L | WUG | MUNICIPAL | 4140 | UTILITY | L | 105 | HAYS | 0 | 0 | 0 | 0 | 22 | 111 | N
103 | MUNICIPAL WATER CONSERVATION | Municipal water conservation | L | 3 | CONSERVATION | 1 | MUNICIPAL CONSERVATION | 1 | NO INFRASTRUCTURE |  | 416 | 2720 | CONSERVATION | L | 105 | HAYS | 18 | GUADALUPE | 3 | CONSERVATION | 1 | NO WATER QUALITY IMPROVEMENTS |  | 6166 | 1 | Municipal water conservation | 1276 | KYLE | L | WUG | MUNICIPAL | 330 | CITY |  | N | 2020 | 2020 | 0 | 18091 | 65039 | 113927 | 205763 | 301858 | 0 | 0 | 1276 | KYLE | L | WUG | MUNICIPAL | 330 | CITY | L | 105 | HAYS | 0 | 27 | 96 | 167 | 302 | 443 | N
103 | MUNICIPAL WATER CONSERVATION | Municipal water conservation | L | 3 | CONSERVATION | 1 | MUNICIPAL CONSERVATION | 1 | NO INFRASTRUCTURE |  | 416 | 2720 | CONSERVATION | L | 105 | HAYS | 18 | GUADALUPE | 3 | CONSERVATION | 1 | NO WATER QUALITY IMPROVEMENTS |  | 6170 | 1 | Municipal water conservation | 2089 | MOUNTAIN CITY | L | WUG | MUNICIPAL | 1043 | CITY |  | N | 2010 | 2010 | 1109 | 2321 | 4477 | 7140 | 10794 | 14626 | 0 | 0 | 2089 | MOUNTAIN CITY | L | WUG | MUNICIPAL | 1043 | CITY | L | 105 | HAYS | 1 | 3 | 6 | 10 | 16 | 22 | N
103 | MUNICIPAL WATER CONSERVATION | Municipal water conservation | L | 3 | CONSERVATION | 1 | MUNICIPAL CONSERVATION | 1 | NO INFRASTRUCTURE |  | 416 | 2720 | CONSERVATION | L | 105 | HAYS | 18 | GUADALUPE | 3 | CONSERVATION | 1 | NO WATER QUALITY IMPROVEMENTS |  | 6172 | 1 | Municipal water conservation | 2122 | NIEDERWALD | L | WUG | MUNICIPAL | 1048 | CITY |  | N | 2020 | 2020 | 0 | 877 | 5986 | 11172 | 20827 | 32038 | 0 | 0 | 2122 | NIEDERWALD | L | WUG | MUNICIPAL | 1048 | CITY | L | 105 | HAYS | 0 | 1 | 8 | 15 | 27 | 42 | N
103 | MUNICIPAL WATER CONSERVATION | Municipal water conservation | L | 3 | CONSERVATION | 1 | MUNICIPAL CONSERVATION | 1 | NO INFRASTRUCTURE |  | 416 | 2720 | CONSERVATION | L | 105 | HAYS | 18 | GUADALUPE | 3 | CONSERVATION | 1 | NO WATER QUALITY IMPROVEMENTS |  | 6174 | 1 | Municipal water conservation | 2212 | PLUM CREEK WATER COMPANY | L | WUG | MUNICIPAL | 4304 | UTILITY |  | N | 2050 | 2050 | 0 | 0 | 0 | 0 | 9431 | 41541 | 0 | 0 | 2212 | PLUM CREEK WATER COMPANY | L | WUG | MUNICIPAL | 4304 | UTILITY | L | 105 | HAYS | 0 | 0 | 0 | 0 | 12 | 54 | N
103 | MUNICIPAL WATER CONSERVATION | Municipal water conservation | L | 3 | CONSERVATION | 1 | MUNICIPAL CONSERVATION | 1 | NO INFRASTRUCTURE |  | 416 | 2720 | CONSERVATION | L | 105 | HAYS | 18 | GUADALUPE | 3 | CONSERVATION | 1 | NO WATER QUALITY IMPROVEMENTS |  | 6175 | 1 | Municipal water conservation | 2324 | SAN MARCOS | L | WUG | MUNICIPAL | 537 | CITY |  | N | 2010 | 2010 | 284314 | 377577 | 539269 | 772590 | 1080431 | 1503171 | 0 | 0 | 2324 | SAN MARCOS | L | WUG | MUNICIPAL | 537 | CITY | L | 105 | HAYS | 417 | 554 | 815 | 1282 | 1875 | 2656 | N
103 | MUNICIPAL WATER CONSERVATION | Municipal water conservation | L | 3 | CONSERVATION | 1 | MUNICIPAL CONSERVATION | 1 | NO INFRASTRUCTURE |  | 416 | 2720 | CONSERVATION | L | 105 | HAYS | 18 | GUADALUPE | 3 | CONSERVATION | 1 | NO WATER QUALITY IMPROVEMENTS |  | 6180 | 1 | Municipal water conservation | 2629 | WIMBERLEY WSC | L | WUG | MUNICIPAL | 4399 | UTILITY |  | N | 2050 | 2050 | 0 | 0 | 0 | 0 | 14676 | 53642 | 0 | 0 | 2629 | WIMBERLEY WSC | L | WUG | MUNICIPAL | 4399 | UTILITY | L | 105 | HAYS | 0 | 0 | 0 | 0 | 19 | 70 | N
103 | MUNICIPAL WATER CONSERVATION | Municipal water conservation | L | 3 | CONSERVATION | 1 | MUNICIPAL CONSERVATION | 1 | NO INFRASTRUCTURE |  | 416 | 2720 | CONSERVATION | L | 105 | HAYS | 18 | GUADALUPE | 3 | CONSERVATION | 1 | NO WATER QUALITY IMPROVEMENTS |  | 6181 | 1 | Municipal water conservation | 2642 | WOODCREEK | L | WUG | MUNICIPAL | 995 | CITY |  | N | 2030 | 2030 | 0 | 0 | 1323 | 4535 | 15573 | 28752 | 0 | 0 | 2642 | WOODCREEK | L | WUG | MUNICIPAL | 995 | CITY | L | 105 | HAYS | 0 | 0 | 2 | 6 | 20 | 37 | N
103 | MUNICIPAL WATER CONSERVATION | Municipal water conservation | L | 3 | CONSERVATION | 1 | MUNICIPAL CONSERVATION | 1 | NO INFRASTRUCTURE |  | 416 | 2720 | CONSERVATION | L | 105 | HAYS | 18 | GUADALUPE | 3 | CONSERVATION | 1 | NO WATER QUALITY IMPROVEMENTS |  | 6182 | 1 | Municipal water conservation | 2644 | WOODCREEK UTILITIES INC | L | WUG | MUNICIPAL | 4405 | UTILITY |  | N | 2010 | 2010 | 38437 | 104785 | 193365 | 257964 | 348401 | 431974 | 0 | 0 | 2644 | WOODCREEK UTILITIES INC | L | WUG | MUNICIPAL | 4405 | UTILITY | L | 105 | HAYS | 56 | 177 | 337 | 455 | 619 | 771 | N
103 | MUNICIPAL WATER CONSERVATION | Municipal water conservation | L | 3 | CONSERVATION | 1 | MUNICIPAL CONSERVATION | 1 | NO INFRASTRUCTURE |  | 383 | 2735 | CONSERVATION | L | 128 | KARNES | 19 | SAN ANTONIO | 3 | CONSERVATION | 1 | NO WATER QUALITY IMPROVEMENTS |  | 3152 | 1 | Municipal water conservation | 539 | COUNTY-OTHER, KARNES | L | WUG | MUNICIPAL | 757 | COUNTY-OTHER |  | N | 2010 | 2010 | 52693 | 85066 | 105807 | 124816 | 143861 | 160393 | 0 | 0 | 539 | COUNTY-OTHER, KARNES | L | WUG | MUNICIPAL | 757 | COUNTY-OTHER | L | 128 | KARNES | 68 | 121 | 157 | 193 | 227 | 258 | N
103 | MUNICIPAL WATER CONSERVATION | Municipal water conservation | L | 3 | CONSERVATION | 1 | MUNICIPAL CONSERVATION | 1 | NO INFRASTRUCTURE |  | 383 | 2735 | CONSERVATION | L | 128 | KARNES | 19 | SAN ANTONIO | 3 | CONSERVATION | 1 | NO WATER QUALITY IMPROVEMENTS |  | 3153 | 1 | Municipal water conservation | 752 | EL OSO WSC | L | WUG | MUNICIPAL | 4104 | UTILITY |  | N | 2010 | 2010 | 31484 | 53313 | 56249 | 61216 | 68398 | 78425 | 0 | 0 | 752 | EL OSO WSC | L | WUG | MUNICIPAL | 4104 | UTILITY | L | 128 | KARNES | 41 | 83 | 92 | 105 | 120 | 139 | N
103 | MUNICIPAL WATER CONSERVATION | Municipal water conservation | L | 3 | CONSERVATION | 1 | MUNICIPAL CONSERVATION | 1 | NO INFRASTRUCTURE |  | 383 | 2735 | CONSERVATION | L | 128 | KARNES | 19 | SAN ANTONIO | 3 | CONSERVATION | 1 | NO WATER QUALITY IMPROVEMENTS |  | 3154 | 1 | Municipal water conservation | 772 | FALLS CITY | L | WUG | MUNICIPAL | 1022 | CITY |  | N | 2010 | 2010 | 5827 | 8537 | 8884 | 9683 | 10953 | 12810 | 0 | 0 | 772 | FALLS CITY | L | WUG | MUNICIPAL | 1022 | CITY | L | 128 | KARNES | 8 | 13 | 14 | 16 | 19 | 23 | N
103 | MUNICIPAL WATER CONSERVATION | Municipal water conservation | L | 3 | CONSERVATION | 1 | MUNICIPAL CONSERVATION | 1 | NO INFRASTRUCTURE |  | 383 | 2735 | CONSERVATION | L | 128 | KARNES | 19 | SAN ANTONIO | 3 | CONSERVATION | 1 | NO WATER QUALITY IMPROVEMENTS |  | 3155 | 1 | Municipal water conservation | 1247 | KARNES CITY | L | WUG | MUNICIPAL | 311 | CITY |  | N | 2060 | 2060 | 0 | 0 | 0 | 0 | 0 | 8554 | 0 | 0 | 1247 | KARNES CITY | L | WUG | MUNICIPAL | 311 | CITY | L | 128 | KARNES | 0 | 0 | 0 | 0 | 0 | 11 | N
103 | MUNICIPAL WATER CONSERVATION | Municipal water conservation | L | 3 | CONSERVATION | 1 | MUNICIPAL CONSERVATION | 1 | NO INFRASTRUCTURE |  | 383 | 2735 | CONSERVATION | L | 128 | KARNES | 19 | SAN ANTONIO | 3 | CONSERVATION | 1 | NO WATER QUALITY IMPROVEMENTS |  | 3156 | 1 | Municipal water conservation | 1256 | KENEDY | L | WUG | MUNICIPAL | 317 | CITY |  | N | 2010 | 2010 | 44446 | 74521 | 107130 | 118102 | 130600 | 144501 | 0 | 0 | 1256 | KENEDY | L | WUG | MUNICIPAL | 317 | CITY | L | 128 | KARNES | 58 | 121 | 189 | 216 | 242 | 268 | N
103 | MUNICIPAL WATER CONSERVATION | Municipal water conservation | L | 3 | CONSERVATION | 1 | MUNICIPAL CONSERVATION | 1 | NO INFRASTRUCTURE |  | 383 | 2735 | CONSERVATION | L | 128 | KARNES | 19 | SAN ANTONIO | 3 | CONSERVATION | 1 | NO WATER QUALITY IMPROVEMENTS |  | 3157 | 1 | Municipal water conservation | 2307 | RUNGE | L | WUG | MUNICIPAL | 524 | CITY |  | N | 2010 | 2010 | 11749 | 15103 | 15406 | 15405 | 17787 | 21291 | 0 | 0 | 2307 | RUNGE | L | WUG | MUNICIPAL | 524 | CITY | L | 128 | KARNES | 15 | 22 | 24 | 26 | 31 | 37 | N
103 | MUNICIPAL WATER CONSERVATION | Municipal water conservation | L | 3 | CONSERVATION | 1 | MUNICIPAL CONSERVATION | 1 | NO INFRASTRUCTURE |  | 429 | 2722 | CONSERVATION | L | 130 | KENDALL | 18 | GUADALUPE | 3 | CONSERVATION | 1 | NO WATER QUALITY IMPROVEMENTS |  | 6157 | 1 | Municipal water conservation | 541 | COUNTY-OTHER, KENDALL | L | WUG | MUNICIPAL | 757 | COUNTY-OTHER |  | N | 2050 | 2050 | 0 | 0 | 0 | 0 | 56422 | 203520 | 0 | 0 | 541 | COUNTY-OTHER, KENDALL | L | WUG | MUNICIPAL | 757 | COUNTY-OTHER | L | 130 | KENDALL | 0 | 0 | 0 | 0 | 73 | 264 | N
103 | MUNICIPAL WATER CONSERVATION | Municipal water conservation | L | 3 | CONSERVATION | 1 | MUNICIPAL CONSERVATION | 1 | NO INFRASTRUCTURE |  | 410 | 2736 | CONSERVATION | L | 130 | KENDALL | 19 | SAN ANTONIO | 3 | CONSERVATION | 1 | NO WATER QUALITY IMPROVEMENTS |  | 3158 | 1 | Municipal water conservation | 268 | BOERNE | L | WUG | MUNICIPAL | 63 | CITY |  | N | 2010 | 2010 | 75359 | 176767 | 237434 | 289858 | 371749 | 461545 | 0 | 0 | 268 | BOERNE | L | WUG | MUNICIPAL | 63 | CITY | L | 130 | KENDALL | 98 | 280 | 394 | 502 | 652 | 816 | N
103 | MUNICIPAL WATER CONSERVATION | Municipal water conservation | L | 3 | CONSERVATION | 1 | MUNICIPAL CONSERVATION | 1 | NO INFRASTRUCTURE |  | 397 | 2762 | CONSERVATION | L | 142 | LA SALLE | 21 | NUECES | 3 | CONSERVATION | 1 | NO WATER QUALITY IMPROVEMENTS |  | 4022 | 1 | Municipal water conservation | 410 | COTULLA | L | WUG | MUNICIPAL | 138 | CITY |  | N | 2010 | 2010 | 77526 | 143185 | 203733 | 262287 | 327697 | 396081 | 0 | 0 | 410 | COTULLA | L | WUG | MUNICIPAL | 138 | CITY | L | 142 | LA SALLE | 118 | 248 | 369 | 488 | 615 | 745 | N
103 | MUNICIPAL WATER CONSERVATION | Municipal water conservation | L | 3 | CONSERVATION | 1 | MUNICIPAL CONSERVATION | 1 | NO INFRASTRUCTURE |  | 397 | 2762 | CONSERVATION | L | 142 | LA SALLE | 21 | NUECES | 3 | CONSERVATION | 1 | NO WATER QUALITY IMPROVEMENTS |  | 4023 | 1 | Municipal water conservation | 553 | COUNTY-OTHER, LA SALLE | L | WUG | MUNICIPAL | 757 | COUNTY-OTHER |  | N | 2010 | 2010 | 2160 | 2958 | 8526 | 12845 | 22694 | 32667 | 0 | 0 | 553 | COUNTY-OTHER, LA SALLE | L | WUG | MUNICIPAL | 757 | COUNTY-OTHER | L | 142 | LA SALLE | 3 | 4 | 11 | 17 | 29 | 42 | N
103 | MUNICIPAL WATER CONSERVATION | Municipal water conservation | L | 3 | CONSERVATION | 1 | MUNICIPAL CONSERVATION | 1 | NO INFRASTRUCTURE |  | 397 | 2762 | CONSERVATION | L | 142 | LA SALLE | 21 | NUECES | 3 | CONSERVATION | 1 | NO WATER QUALITY IMPROVEMENTS |  | 4024 | 1 | Municipal water conservation | 762 | ENCINAL | L | WUG | MUNICIPAL | 863 | CITY |  | N | 2010 | 2010 | 6568 | 7087 | 7017 | 5981 | 6637 | 7876 | 0 | 0 | 762 | ENCINAL | L | WUG | MUNICIPAL | 863 | CITY | L | 142 | LA SALLE | 9 | 9 | 10 | 10 | 11 | 14 | N
103 | MUNICIPAL WATER CONSERVATION | Municipal water conservation | L | 3 | CONSERVATION | 1 | MUNICIPAL CONSERVATION | 1 | NO INFRASTRUCTURE |  | 402 | 2766 | CONSERVATION | L | 163 | MEDINA | 21 | NUECES | 3 | CONSERVATION | 1 | NO WATER QUALITY IMPROVEMENTS |  | 4007 | 1 | Municipal water conservation | 243 | BENTON CITY WSC | L | WUG | MUNICIPAL | 4014 | UTILITY |  | N | 2040 | 2040 | 0 | 0 | 0 | 18286 | 65146 | 117506 | 0 | 0 | 243 | BENTON CITY WSC | L | WUG | MUNICIPAL | 4014 | UTILITY | L | 163 | MEDINA | 0 | 0 | 0 | 4 | 16 | 29 | N
103 | MUNICIPAL WATER CONSERVATION | Municipal water conservation | L | 3 | CONSERVATION | 1 | MUNICIPAL CONSERVATION | 1 | NO INFRASTRUCTURE |  | 402 | 2766 | CONSERVATION | L | 163 | MEDINA | 21 | NUECES | 3 | CONSERVATION | 1 | NO WATER QUALITY IMPROVEMENTS |  | 4027 | 1 | Municipal water conservation | 574 | COUNTY-OTHER, MEDINA | L | WUG | MUNICIPAL | 757 | COUNTY-OTHER |  | N | 2020 | 2020 | 0 | 15020 | 31826 | 66279 | 123399 | 187503 | 0 | 0 | 574 | COUNTY-OTHER, MEDINA | L | WUG | MUNICIPAL | 757 | COUNTY-OTHER | L | 163 | MEDINA | 0 | 20 | 41 | 86 | 160 | 244 | N
103 | MUNICIPAL WATER CONSERVATION | Municipal water conservation | L | 3 | CONSERVATION | 1 | MUNICIPAL CONSERVATION | 1 | NO INFRASTRUCTURE |  | 402 | 2766 | CONSERVATION | L | 163 | MEDINA | 21 | NUECES | 3 | CONSERVATION | 1 | NO WATER QUALITY IMPROVEMENTS |  | 4028 | 1 | Municipal water conservation | 711 | DEVINE | L | WUG | MUNICIPAL | 162 | CITY |  | N | 2010 | 2010 | 48304 | 79690 | 88673 | 88210 | 95560 | 106876 | 0 | 0 | 711 | DEVINE | L | WUG | MUNICIPAL | 162 | CITY | L | 163 | MEDINA | 63 | 127 | 152 | 159 | 175 | 196 | N
103 | MUNICIPAL WATER CONSERVATION | Municipal water conservation | L | 3 | CONSERVATION | 1 | MUNICIPAL CONSERVATION | 1 | NO INFRASTRUCTURE |  | 402 | 2766 | CONSERVATION | L | 163 | MEDINA | 21 | NUECES | 3 | CONSERVATION | 1 | NO WATER QUALITY IMPROVEMENTS |  | 4029 | 1 | Municipal water conservation | 731 | EAST MEDINA SUD | L | WUG | MUNICIPAL | 4097 | UTILITY |  | N | 2050 | 2050 | 0 | 0 | 0 | 0 | 14753 | 41817 | 0 | 0 | 731 | EAST MEDINA SUD | L | WUG | MUNICIPAL | 4097 | UTILITY | L | 163 | MEDINA | 0 | 0 | 0 | 0 | 19 | 54 | N
103 | MUNICIPAL WATER CONSERVATION | Municipal water conservation | L | 3 | CONSERVATION | 1 | MUNICIPAL CONSERVATION | 1 | NO INFRASTRUCTURE |  | 402 | 2766 | CONSERVATION | L | 163 | MEDINA | 21 | NUECES | 3 | CONSERVATION | 1 | NO WATER QUALITY IMPROVEMENTS |  | 4030 | 1 | Municipal water conservation | 956 | HONDO | L | WUG | MUNICIPAL | 282 | CITY |  | N | 2010 | 2010 | 96064 | 179692 | 245330 | 270796 | 307217 | 355156 | 0 | 0 | 956 | HONDO | L | WUG | MUNICIPAL | 282 | CITY | L | 163 | MEDINA | 125 | 289 | 420 | 477 | 551 | 640 | N
103 | MUNICIPAL WATER CONSERVATION | Municipal water conservation | L | 3 | CONSERVATION | 1 | MUNICIPAL CONSERVATION | 1 | NO INFRASTRUCTURE |  | 402 | 2766 | CONSERVATION | L | 163 | MEDINA | 21 | NUECES | 3 | CONSERVATION | 1 | NO WATER QUALITY IMPROVEMENTS |  | 4011 | 1 | Municipal water conservation | 1611 | LYTLE | L | WUG | MUNICIPAL | 374 | CITY |  | N | 2010 | 2010 | 26007 | 43028 | 46879 | 47483 | 52075 | 58584 | 0 | 0 | 1611 | LYTLE | L | WUG | MUNICIPAL | 374 | CITY | L | 163 | MEDINA | 3 | 5 | 6 | 6 | 7 | 8 | N
103 | MUNICIPAL WATER CONSERVATION | Municipal water conservation | L | 3 | CONSERVATION | 1 | MUNICIPAL CONSERVATION | 1 | NO INFRASTRUCTURE |  | 402 | 2766 | CONSERVATION | L | 163 | MEDINA | 21 | NUECES | 3 | CONSERVATION | 1 | NO WATER QUALITY IMPROVEMENTS |  | 4032 | 1 | Municipal water conservation | 2102 | NATALIA | L | WUG | MUNICIPAL | 425 | CITY |  | N | 2010 | 2010 | 18238 | 22828 | 26368 | 29512 | 35132 | 43549 | 0 | 0 | 2102 | NATALIA | L | WUG | MUNICIPAL | 425 | CITY | L | 163 | MEDINA | 24 | 31 | 38 | 46 | 58 | 73 | N
103 | MUNICIPAL WATER CONSERVATION | Municipal water conservation | L | 3 | CONSERVATION | 1 | MUNICIPAL CONSERVATION | 1 | NO INFRASTRUCTURE |  | 419 | 2738 | CONSERVATION | L | 163 | MEDINA | 19 | SAN ANTONIO | 3 | CONSERVATION | 1 | NO WATER QUALITY IMPROVEMENTS |  | 3159 | 1 | Municipal water conservation | 335 | CASTROVILLE | L | WUG | MUNICIPAL | 101 | CITY |  | N | 2010 | 2010 | 39208 | 67285 | 99086 | 132169 | 146096 | 163265 | 0 | 0 | 335 | CASTROVILLE | L | WUG | MUNICIPAL | 101 | CITY | L | 163 | MEDINA | 53 | 111 | 176 | 242 | 270 | 302 | N
103 | MUNICIPAL WATER CONSERVATION | Municipal water conservation | L | 3 | CONSERVATION | 1 | MUNICIPAL CONSERVATION | 1 | NO INFRASTRUCTURE |  | 419 | 2738 | CONSERVATION | L | 163 | MEDINA | 19 | SAN ANTONIO | 3 | CONSERVATION | 1 | NO WATER QUALITY IMPROVEMENTS |  | 3160 | 1 | Municipal water conservation | 1286 | LACOSTE | L | WUG | MUNICIPAL | 786 | CITY |  | N | 2050 | 2050 | 0 | 0 | 0 | 0 | 3178 | 8617 | 0 | 0 | 1286 | LACOSTE | L | WUG | MUNICIPAL | 786 | CITY | L | 163 | MEDINA | 0 | 0 | 0 | 0 | 4 | 11 | N
103 | MUNICIPAL WATER CONSERVATION | Municipal water conservation | L | 3 | CONSERVATION | 1 | MUNICIPAL CONSERVATION | 1 | NO INFRASTRUCTURE |  | 419 | 2738 | CONSERVATION | L | 163 | MEDINA | 19 | SAN ANTONIO | 3 | CONSERVATION | 1 | NO WATER QUALITY IMPROVEMENTS |  | 3161 | 1 | Municipal water conservation | 2651 | YANCEY WSC | L | WUG | MUNICIPAL | 4407 | UTILITY |  | N | 2010 | 2010 | 47146 | 88373 | 106268 | 128622 | 152055 | 183043 | 0 | 0 | 2651 | YANCEY WSC | L | WUG | MUNICIPAL | 4407 | UTILITY | L | 163 | MEDINA | 61 | 136 | 171 | 214 | 259 | 316 | N
103 | MUNICIPAL WATER CONSERVATION | Municipal water conservation | L | 3 | CONSERVATION | 1 | MUNICIPAL CONSERVATION | 1 | NO INFRASTRUCTURE |  | 411 | 2748 | CONSERVATION | L | 196 | REFUGIO | 20 | SAN ANTONIO-NUECES | 3 | CONSERVATION | 1 | NO WATER QUALITY IMPROVEMENTS |  | 4031 | 1 | Municipal water conservation | 2258 | REFUGIO | L | WUG | MUNICIPAL | 497 | CITY |  | N | 2010 | 2010 | 33794 | 60341 | 60375 | 65588 | 72966 | 80476 | 0 | 0 | 2258 | REFUGIO | L | WUG | MUNICIPAL | 497 | CITY | L | 196 | REFUGIO | 44 | 94 | 100 | 114 | 130 | 144 | N
103 | MUNICIPAL WATER CONSERVATION | Municipal water conservation | L | 3 | CONSERVATION | 1 | MUNICIPAL CONSERVATION | 1 | NO INFRASTRUCTURE |  | 411 | 2748 | CONSERVATION | L | 196 | REFUGIO | 20 | SAN ANTONIO-NUECES | 3 | CONSERVATION | 1 | NO WATER QUALITY IMPROVEMENTS |  | 4036 | 1 | Municipal water conservation | 2646 | WOODSBORO | L | WUG | MUNICIPAL | 665 | CITY |  | N | 2010 | 2010 | 3894 | 4740 | 5344 | 5907 | 9354 | 12840 | 0 | 0 | 2646 | WOODSBORO | L | WUG | MUNICIPAL | 665 | CITY | L | 196 | REFUGIO | 5 | 6 | 7 | 8 | 14 | 20 | N
103 | MUNICIPAL WATER CONSERVATION | Municipal water conservation | L | 3 | CONSERVATION | 1 | MUNICIPAL CONSERVATION | 1 | NO INFRASTRUCTURE |  | 426 | 2770 | CONSERVATION | L | 232 | UVALDE | 21 | NUECES | 3 | CONSERVATION | 1 | NO WATER QUALITY IMPROVEMENTS |  | 4033 | 1 | Municipal water conservation | 643 | COUNTY-OTHER, UVALDE | L | WUG | MUNICIPAL | 757 | COUNTY-OTHER |  | N | 2040 | 2040 | 0 | 0 | 0 | 25734 | 56398 | 105635 | 0 | 0 | 643 | COUNTY-OTHER, UVALDE | L | WUG | MUNICIPAL | 757 | COUNTY-OTHER | L | 232 | UVALDE | 0 | 0 | 0 | 33 | 73 | 137 | N
103 | MUNICIPAL WATER CONSERVATION | Municipal water conservation | L | 3 | CONSERVATION | 1 | MUNICIPAL CONSERVATION | 1 | NO INFRASTRUCTURE |  | 426 | 2770 | CONSERVATION | L | 232 | UVALDE | 21 | NUECES | 3 | CONSERVATION | 1 | NO WATER QUALITY IMPROVEMENTS |  | 4034 | 1 | Municipal water conservation | 2310 | SABINAL | L | WUG | MUNICIPAL | 526 | CITY |  | N | 2010 | 2010 | 24444 | 39084 | 51968 | 63222 | 74396 | 77939 | 0 | 0 | 2310 | SABINAL | L | WUG | MUNICIPAL | 526 | CITY | L | 232 | UVALDE | 34 | 65 | 92 | 116 | 139 | 145 | N
103 | MUNICIPAL WATER CONSERVATION | Municipal water conservation | L | 3 | CONSERVATION | 1 | MUNICIPAL CONSERVATION | 1 | NO INFRASTRUCTURE |  | 426 | 2770 | CONSERVATION | L | 232 | UVALDE | 21 | NUECES | 3 | CONSERVATION | 1 | NO WATER QUALITY IMPROVEMENTS |  | 4035 | 1 | Municipal water conservation | 2558 | UVALDE | L | WUG | MUNICIPAL | 616 | CITY |  | N | 2010 | 2010 | 331239 | 579229 | 804800 | 1007941 | 1201842 | 1402664 | 0 | 0 | 2558 | UVALDE | L | WUG | MUNICIPAL | 616 | CITY | L | 232 | UVALDE | 521 | 1017 | 1471 | 1882 | 2269 | 2652 | N
103 | MUNICIPAL WATER CONSERVATION | Municipal water conservation | L | 3 | CONSERVATION | 1 | MUNICIPAL CONSERVATION | 1 | NO INFRASTRUCTURE |  | 420 | 2726 | CONSERVATION | L | 235 | VICTORIA | 18 | GUADALUPE | 3 | CONSERVATION | 1 | NO WATER QUALITY IMPROVEMENTS |  | 6158 | 1 | Municipal water conservation | 646 | COUNTY-OTHER, VICTORIA | L | WUG | MUNICIPAL | 757 | COUNTY-OTHER |  | N | 2060 | 2060 | 0 | 0 | 0 | 0 | 0 | 24722 | 0 | 0 | 646 | COUNTY-OTHER, VICTORIA | L | WUG | MUNICIPAL | 757 | COUNTY-OTHER | L | 235 | VICTORIA | 0 | 0 | 0 | 0 | 0 | 32 | N
103 | MUNICIPAL WATER CONSERVATION | Municipal water conservation | L | 3 | CONSERVATION | 1 | MUNICIPAL CONSERVATION | 1 | NO INFRASTRUCTURE |  | 420 | 2726 | CONSERVATION | L | 235 | VICTORIA | 18 | GUADALUPE | 3 | CONSERVATION | 1 | NO WATER QUALITY IMPROVEMENTS |  | 6178 | 1 | Municipal water conservation | 2568 | VICTORIA | L | WUG | MUNICIPAL | 624 | CITY |  | N | 2010 | 2010 | 595101 | 974331 | 1014018 | 1035513 | 1167614 | 1361420 | 0 | 0 | 2568 | VICTORIA | L | WUG | MUNICIPAL | 624 | CITY | L | 235 | VICTORIA | 874 | 1597 | 1733 | 1844 | 2118 | 2485 | N
103 | MUNICIPAL WATER CONSERVATION | Municipal water conservation | L | 3 | CONSERVATION | 1 | MUNICIPAL CONSERVATION | 1 | NO INFRASTRUCTURE |  | 385 | 2772 | CONSERVATION | L | 247 | WILSON | 21 | NUECES | 3 | CONSERVATION | 1 | NO WATER QUALITY IMPROVEMENTS |  | 4012 | 1 | Municipal water conservation | 1815 | MCCOY WSC | L | WUG | MUNICIPAL | 4250 | UTILITY |  | N | 2040 | 2040 | 0 | 0 | 0 | 10182 | 52244 | 99091 | 0 | 0 | 1815 | MCCOY WSC | L | WUG | MUNICIPAL | 4250 | UTILITY | L | 247 | WILSON | 0 | 0 | 0 | 1 | 5 | 10 | N
103 | MUNICIPAL WATER CONSERVATION | Municipal water conservation | L | 3 | CONSERVATION | 1 | MUNICIPAL CONSERVATION | 1 | NO INFRASTRUCTURE |  | 394 | 2741 | CONSERVATION | L | 247 | WILSON | 19 | SAN ANTONIO | 3 | CONSERVATION | 1 | NO WATER QUALITY IMPROVEMENTS |  | 3162 | 1 | Municipal water conservation | 658 | COUNTY-OTHER, WILSON | L | WUG | MUNICIPAL | 757 | COUNTY-OTHER |  | N | 2040 | 2040 | 0 | 0 | 0 | 10542 | 44842 | 89671 | 0 | 0 | 658 | COUNTY-OTHER, WILSON | L | WUG | MUNICIPAL | 757 | COUNTY-OTHER | L | 247 | WILSON | 0 | 0 | 0 | 14 | 58 | 116 | N
103 | MUNICIPAL WATER CONSERVATION | Municipal water conservation | L | 3 | CONSERVATION | 1 | MUNICIPAL CONSERVATION | 1 | NO INFRASTRUCTURE |  | 394 | 2741 | CONSERVATION | L | 247 | WILSON | 19 | SAN ANTONIO | 3 | CONSERVATION | 1 | NO WATER QUALITY IMPROVEMENTS |  | 3163 | 1 | Municipal water conservation | 784 | FLORESVILLE | L | WUG | MUNICIPAL | 203 | CITY |  | N | 2010 | 2010 | 104780 | 180789 | 249346 | 281909 | 328209 | 391478 | 0 | 0 | 784 | FLORESVILLE | L | WUG | MUNICIPAL | 203 | CITY | L | 247 | WILSON | 136 | 291 | 433 | 504 | 596 | 714 | N
103 | MUNICIPAL WATER CONSERVATION | Municipal water conservation | L | 3 | CONSERVATION | 1 | MUNICIPAL CONSERVATION | 1 | NO INFRASTRUCTURE |  | 394 | 2741 | CONSERVATION | L | 247 | WILSON | 19 | SAN ANTONIO | 3 | CONSERVATION | 1 | NO WATER QUALITY IMPROVEMENTS |  | 3164 | 1 | Municipal water conservation | 1283 | LA VERNIA | L | WUG | MUNICIPAL | 897 | CITY |  | N | 2010 | 2010 | 16157 | 34445 | 60222 | 81476 | 102604 | 126114 | 0 | 0 | 1283 | LA VERNIA | L | WUG | MUNICIPAL | 897 | CITY | L | 247 | WILSON | 21 | 56 | 105 | 146 | 184 | 227 | N
103 | MUNICIPAL WATER CONSERVATION | Municipal water conservation | L | 3 | CONSERVATION | 1 | MUNICIPAL CONSERVATION | 1 | NO INFRASTRUCTURE |  | 394 | 2741 | CONSERVATION | L | 247 | WILSON | 19 | SAN ANTONIO | 3 | CONSERVATION | 1 | NO WATER QUALITY IMPROVEMENTS |  | 3165 | 1 | Municipal water conservation | 2146 | OAK HILLS WSC | L | WUG | MUNICIPAL | 4290 | UTILITY |  | N | 2040 | 2040 | 0 | 0 | 0 | 20004 | 58480 | 100600 | 0 | 0 | 2146 | OAK HILLS WSC | L | WUG | MUNICIPAL | 4290 | UTILITY | L | 247 | WILSON | 0 | 0 | 0 | 26 | 76 | 136 | N
103 | MUNICIPAL WATER CONSERVATION | Municipal water conservation | L | 3 | CONSERVATION | 1 | MUNICIPAL CONSERVATION | 1 | NO INFRASTRUCTURE |  | 394 | 2741 | CONSERVATION | L | 247 | WILSON | 19 | SAN ANTONIO | 3 | CONSERVATION | 1 | NO WATER QUALITY IMPROVEMENTS |  | 3166 | 1 | Municipal water conservation | 2229 | POTH | L | WUG | MUNICIPAL | 484 | CITY |  | N | 2010 | 2010 | 15634 | 16790 | 18217 | 18712 | 27907 | 37476 | 0 | 0 | 2229 | POTH | L | WUG | MUNICIPAL | 484 | CITY | L | 247 | WILSON | 20 | 22 | 25 | 28 | 46 | 64 | N
103 | MUNICIPAL WATER CONSERVATION | Municipal water conservation | L | 3 | CONSERVATION | 1 | MUNICIPAL CONSERVATION | 1 | NO INFRASTRUCTURE |  | 394 | 2741 | CONSERVATION | L | 247 | WILSON | 19 | SAN ANTONIO | 3 | CONSERVATION | 1 | NO WATER QUALITY IMPROVEMENTS |  | 3167 | 1 | Municipal water conservation | 2395 | SS WSC | L | WUG | MUNICIPAL | 4346 | UTILITY |  | N | 2050 | 2050 | 0 | 0 | 0 | 0 | 64588 | 169800 | 0 | 0 | 2395 | SS WSC | L | WUG | MUNICIPAL | 4346 | UTILITY | L | 247 | WILSON | 0 | 0 | 0 | 0 | 84 | 221 | N
103 | MUNICIPAL WATER CONSERVATION | Municipal water conservation | L | 3 | CONSERVATION | 1 | MUNICIPAL CONSERVATION | 1 | NO INFRASTRUCTURE |  | 394 | 2741 | CONSERVATION | L | 247 | WILSON | 19 | SAN ANTONIO | 3 | CONSERVATION | 1 | NO WATER QUALITY IMPROVEMENTS |  | 3168 | 1 | Municipal water conservation | 2489 | STOCKDALE | L | WUG | MUNICIPAL | 583 | CITY |  | N | 2010 | 2010 | 20213 | 34888 | 52515 | 70039 | 79781 | 92384 | 0 | 0 | 2489 | STOCKDALE | L | WUG | MUNICIPAL | 583 | CITY | L | 247 | WILSON | 27 | 57 | 93 | 128 | 147 | 171 | N
103 | MUNICIPAL WATER CONSERVATION | Municipal water conservation | L | 3 | CONSERVATION | 1 | MUNICIPAL CONSERVATION | 1 | NO INFRASTRUCTURE |  | 394 | 2741 | CONSERVATION | L | 247 | WILSON | 19 | SAN ANTONIO | 3 | CONSERVATION | 1 | NO WATER QUALITY IMPROVEMENTS |  | 3169 | 1 | Municipal water conservation | 2497 | SUNKO WSC | L | WUG | MUNICIPAL | 4351 | UTILITY |  | N | 2010 | 2010 | 2522 | 4800 | 7421 | 22111 | 39363 | 60669 | 0 | 0 | 2497 | SUNKO WSC | L | WUG | MUNICIPAL | 4351 | UTILITY | L | 247 | WILSON | 3 | 6 | 10 | 29 | 54 | 92 | N
103 | MUNICIPAL WATER CONSERVATION | Municipal water conservation | L | 3 | CONSERVATION | 1 | MUNICIPAL CONSERVATION | 1 | NO INFRASTRUCTURE |  | 412 | 2773 | CONSERVATION | L | 254 | ZAVALA | 21 | NUECES | 3 | CONSERVATION | 1 | NO WATER QUALITY IMPROVEMENTS |  | 4038 | 1 | Municipal water conservation | 665 | COUNTY-OTHER, ZAVALA | L | WUG | MUNICIPAL | 757 | COUNTY-OTHER |  | N | 2010 | 2010 | 32321 | 41667 | 54983 | 62138 | 74636 | 92728 | 0 | 0 | 665 | COUNTY-OTHER, ZAVALA | L | WUG | MUNICIPAL | 757 | COUNTY-OTHER | L | 254 | ZAVALA | 42 | 54 | 71 | 89 | 115 | 149 | N
103 | MUNICIPAL WATER CONSERVATION | Municipal water conservation | L | 3 | CONSERVATION | 1 | MUNICIPAL CONSERVATION | 1 | NO INFRASTRUCTURE |  | 412 | 2773 | CONSERVATION | L | 254 | ZAVALA | 21 | NUECES | 3 | CONSERVATION | 1 | NO WATER QUALITY IMPROVEMENTS |  | 4039 | 1 | Municipal water conservation | 680 | CRYSTAL CITY | L | WUG | MUNICIPAL | 146 | CITY |  | N | 2010 | 2010 | 131689 | 214268 | 302422 | 375117 | 454514 | 534401 | 0 | 0 | 680 | CRYSTAL CITY | L | WUG | MUNICIPAL | 146 | CITY | L | 254 | ZAVALA | 192 | 364 | 543 | 695 | 850 | 1002 | N
75 | MUNICIPAL WATER CONSERVATION | Municipal water conservation | N | 3 | CONSERVATION | 1 | MUNICIPAL CONSERVATION | 1 | NO INFRASTRUCTURE |  | 1760 | 4254 | CONSERVATION | N | 24 | BROOKS | 22 | NUECES-RIO GRANDE | 3 | CONSERVATION | 1 | NO WATER QUALITY IMPROVEMENTS |  | 4114 | 1 | Municipal water conservation | 770 | FALFURRIAS | N | WUG | MUNICIPAL | 197 | CITY |  | N | 2010 | 2010 | 283 | 15955 | 40021 | 66129 | 96639 | 130882 | 0 | 0 | 770 | FALFURRIAS | N | WUG | MUNICIPAL | 197 | CITY | N | 24 | BROOKS | 1 | 38 | 95 | 156 | 228 | 309 | N
75 | MUNICIPAL WATER CONSERVATION | Municipal water conservation | N | 3 | CONSERVATION | 1 | MUNICIPAL CONSERVATION | 1 | NO INFRASTRUCTURE |  | 1758 | 2755 | CONSERVATION | N | 66 | DUVAL | 21 | NUECES | 3 | CONSERVATION | 1 | NO WATER QUALITY IMPROVEMENTS |  | 4041 | 1 | Municipal water conservation | 477 | COUNTY-OTHER, DUVAL | N | WUG | MUNICIPAL | 757 | COUNTY-OTHER |  | N | 2010 | 2010 | 1216 | 2840 | 4408 | 5759 | 9233 | 13233 | 0 | 0 | 477 | COUNTY-OTHER, DUVAL | N | WUG | MUNICIPAL | 757 | COUNTY-OTHER | N | 66 | DUVAL | 3 | 7 | 11 | 14 | 22 | 32 | N
75 | MUNICIPAL WATER CONSERVATION | Municipal water conservation | N | 3 | CONSERVATION | 1 | MUNICIPAL CONSERVATION | 1 | NO INFRASTRUCTURE |  | 1761 | 4253 | CONSERVATION | N | 125 | JIM WELLS | 22 | NUECES-RIO GRANDE | 3 | CONSERVATION | 1 | NO WATER QUALITY IMPROVEMENTS |  | 4116 | 1 | Municipal water conservation | 172 | ALICE | N | WUG | MUNICIPAL | 6 | CITY |  | N | 2010 | 2010 | 21240 | 56111 | 92762 | 129589 | 185382 | 247695 | 0 | 0 | 172 | ALICE | N | WUG | MUNICIPAL | 6 | CITY | N | 125 | JIM WELLS | 50 | 133 | 219 | 306 | 438 | 585 | N
75 | MUNICIPAL WATER CONSERVATION | Municipal water conservation | N | 3 | CONSERVATION | 1 | MUNICIPAL CONSERVATION | 1 | NO INFRASTRUCTURE |  | 1761 | 4253 | CONSERVATION | N | 125 | JIM WELLS | 22 | NUECES-RIO GRANDE | 3 | CONSERVATION | 1 | NO WATER QUALITY IMPROVEMENTS |  | 4117 | 1 | Municipal water conservation | 2161 | ORANGE GROVE | N | WUG | MUNICIPAL | 444 | CITY |  | N | 2010 | 2010 | 1087 | 3224 | 5744 | 7826 | 11905 | 15869 | 0 | 0 | 2161 | ORANGE GROVE | N | WUG | MUNICIPAL | 444 | CITY | N | 125 | JIM WELLS | 3 | 8 | 14 | 18 | 28 | 38 | N
75 | MUNICIPAL WATER CONSERVATION | Municipal water conservation | N | 3 | CONSERVATION | 1 | MUNICIPAL CONSERVATION | 1 | NO INFRASTRUCTURE |  | 1761 | 4253 | CONSERVATION | N | 125 | JIM WELLS | 22 | NUECES-RIO GRANDE | 3 | CONSERVATION | 1 | NO WATER QUALITY IMPROVEMENTS |  | 4118 | 1 | Municipal water conservation | 2233 | PREMONT | N | WUG | MUNICIPAL | 486 | CITY |  | N | 2010 | 2010 | 3813 | 9272 | 15294 | 20901 | 29665 | 39077 | 0 | 0 | 2233 | PREMONT | N | WUG | MUNICIPAL | 486 | CITY | N | 125 | JIM WELLS | 9 | 22 | 36 | 49 | 70 | 92 | N
75 | MUNICIPAL WATER CONSERVATION | Municipal water conservation | N | 3 | CONSERVATION | 1 | MUNICIPAL CONSERVATION | 1 | NO INFRASTRUCTURE |  | 1759 | 2763 | CONSERVATION | N | 149 | LIVE OAK | 21 | NUECES | 3 | CONSERVATION | 1 | NO WATER QUALITY IMPROVEMENTS |  | 4044 | 1 | Municipal water conservation | 833 | GEORGE WEST | N | WUG | MUNICIPAL | 234 | CITY |  | N | 2010 | 2010 | 1961 | 6068 | 10446 | 14026 | 19008 | 24166 | 0 | 0 | 833 | GEORGE WEST | N | WUG | MUNICIPAL | 234 | CITY | N | 149 | LIVE OAK | 5 | 14 | 25 | 33 | 45 | 57 | N
75 | MUNICIPAL WATER CONSERVATION | Municipal water conservation | N | 3 | CONSERVATION | 1 | MUNICIPAL CONSERVATION | 1 | NO INFRASTRUCTURE |  | 1759 | 2763 | CONSERVATION | N | 149 | LIVE OAK | 21 | NUECES | 3 | CONSERVATION | 1 | NO WATER QUALITY IMPROVEMENTS |  | 4045 | 1 | Municipal water conservation | 2524 | THREE RIVERS | N | WUG | MUNICIPAL | 604 | CITY |  | N | 2010 | 2010 | 1068 | 3492 | 5797 | 7779 | 11332 | 14508 | 0 | 0 | 2524 | THREE RIVERS | N | WUG | MUNICIPAL | 604 | CITY | N | 149 | LIVE OAK | 3 | 8 | 14 | 18 | 27 | 34 | N
75 | MUNICIPAL WATER CONSERVATION | Municipal water conservation | N | 3 | CONSERVATION | 1 | MUNICIPAL CONSERVATION | 1 | NO INFRASTRUCTURE |  | 1762 | 4252 | CONSERVATION | N | 156 | MCMULLEN | 21 | NUECES | 3 | CONSERVATION | 1 | NO WATER QUALITY IMPROVEMENTS |  | 4046 | 1 | Municipal water conservation | 567 | COUNTY-OTHER, MCMULLEN | N | WUG | MUNICIPAL | 757 | COUNTY-OTHER |  | N | 2010 | 2010 | 272 | 739 | 1421 | 2232 | 2894 | 4264 | 0 | 0 | 567 | COUNTY-OTHER, MCMULLEN | N | WUG | MUNICIPAL | 757 | COUNTY-OTHER | N | 156 | MCMULLEN | 1 | 2 | 3 | 5 | 7 | 10 | N
75 | MUNICIPAL WATER CONSERVATION | Municipal water conservation | N | 3 | CONSERVATION | 1 | MUNICIPAL CONSERVATION | 1 | NO INFRASTRUCTURE |  | 1756 | 4251 | CONSERVATION | N | 178 | NUECES | 22 | NUECES-RIO GRANDE | 3 | CONSERVATION | 1 | NO WATER QUALITY IMPROVEMENTS |  | 4041 | 1 | Municipal water conservation | 477 | COUNTY-OTHER, DUVAL | N | WUG | MUNICIPAL | 757 | COUNTY-OTHER |  | N | 2010 | 2010 | 1215 | 2840 | 4419 | 5759 | 9233 | 13234 | 0 | 0 | 477 | COUNTY-OTHER, DUVAL | N | WUG | MUNICIPAL | 757 | COUNTY-OTHER | N | 66 | DUVAL | 3 | 6 | 10 | 13 | 22 | 31 | N
75 | MUNICIPAL WATER CONSERVATION | Municipal water conservation | N | 3 | CONSERVATION | 1 | MUNICIPAL CONSERVATION | 1 | NO INFRASTRUCTURE |  | 1756 | 4251 | CONSERVATION | N | 178 | NUECES | 22 | NUECES-RIO GRANDE | 3 | CONSERVATION | 1 | NO WATER QUALITY IMPROVEMENTS |  | 4122 | 1 | Municipal water conservation | 2143 | NUECES COUNTY WCID #4 | N | WUG | MUNICIPAL | 4289 | UTILITY |  | N | 2030 | 2030 | 0 | 0 | 25130 | 60508 | 117026 | 171880 | 0 | 0 | 2143 | NUECES COUNTY WCID #4 | N | WUG | MUNICIPAL | 4289 | UTILITY | N | 178 | NUECES | 0 | 0 | 56 | 135 | 261 | 384 | N
75 | MUNICIPAL WATER CONSERVATION | Municipal water conservation | N | 3 | CONSERVATION | 1 | MUNICIPAL CONSERVATION | 1 | NO INFRASTRUCTURE |  | 1756 | 4251 | CONSERVATION | N | 178 | NUECES | 22 | NUECES-RIO GRANDE | 3 | CONSERVATION | 1 | NO WATER QUALITY IMPROVEMENTS |  | 4123 | 1 | Municipal water conservation | 2220 | PORT ARANSAS | N | WUG | MUNICIPAL | 475 | CITY |  | N | 2010 | 2010 | 12682 | 51653 | 106749 | 181858 | 275709 | 377720 | 0 | 0 | 2220 | PORT ARANSAS | N | WUG | MUNICIPAL | 475 | CITY | N | 178 | NUECES | 28 | 115 | 238 | 406 | 615 | 843 | N
61 | MUNICIPAL WATER CONSERVATION | Municipal water conservation | O | 3 | CONSERVATION | 1 | MUNICIPAL CONSERVATION | 1 | NO INFRASTRUCTURE |  | 273 | 2550 | CONSERVATION | O | 9 | BAILEY | 12 | BRAZOS | 3 | CONSERVATION | 1 | NO WATER QUALITY IMPROVEMENTS |  | 2164 | 1 | Municipal water conservation | 2093 | MULESHOE | O | WUG | MUNICIPAL | 419 | CITY | Capital cost is zero | N | 2010 | 2010 | 57930 | 56372 | 45327 | 33260 | 28708 | 28180 | 0 | 0 | 2093 | MULESHOE | O | WUG | MUNICIPAL | 419 | CITY | O | 9 | BAILEY | 79 | 81 | 67 | 51 | 44 | 44 | N
61 | MUNICIPAL WATER CONSERVATION | Municipal water conservation | O | 3 | CONSERVATION | 1 | MUNICIPAL CONSERVATION | 1 | NO INFRASTRUCTURE |  | 278 | 2562 | CONSERVATION | O | 35 | CASTRO | 12 | BRAZOS | 3 | CONSERVATION | 1 | NO WATER QUALITY IMPROVEMENTS |  | 2166 | 1 | Municipal water conservation | 716 | DIMMITT | O | WUG | MUNICIPAL | 167 | CITY | Capital cost is zero. This WMS represents a demand reduction from the WUG''''''''s projected demands. | N | 2010 | 2010 | 54358 | 69934 | 59860 | 48128 | 43422 | 42660 | 0 | 0 | 716 | DIMMITT | O | WUG | MUNICIPAL | 167 | CITY | O | 35 | CASTRO | 75 | 110 | 97 | 81 | 75 | 74 | N
61 | MUNICIPAL WATER CONSERVATION | Municipal water conservation | O | 3 | CONSERVATION | 1 | MUNICIPAL CONSERVATION | 1 | NO INFRASTRUCTURE |  | 280 | 2563 | CONSERVATION | O | 40 | COCHRAN | 12 | BRAZOS | 3 | CONSERVATION | 1 | NO WATER QUALITY IMPROVEMENTS |  | 2168 | 1 | Municipal water conservation | 2085 | MORTON | O | WUG | MUNICIPAL | 415 | CITY | Capital cost is zero. This WMS represents a demand reduction from the WUG''''''''''''''''s projected demands. | N | 2010 | 2010 | 29859 | 36110 | 30383 | 23334 | 20272 | 19286 | 0 | 0 | 2085 | MORTON | O | WUG | MUNICIPAL | 415 | CITY | O | 40 | COCHRAN | 41 | 56 | 48 | 38 | 34 | 32 | N
61 | MUNICIPAL WATER CONSERVATION | Municipal water conservation | O | 3 | CONSERVATION | 1 | MUNICIPAL CONSERVATION | 1 | NO INFRASTRUCTURE |  | 276 | 2644 | CONSERVATION | O | 58 | DAWSON | 14 | COLORADO | 3 | CONSERVATION | 1 | NO WATER QUALITY IMPROVEMENTS |  | 3079 | 1 | Municipal water conservation | 1303 | LAMESA | O | WUG | MUNICIPAL | 343 | CITY | Capital cost is zero | N | 2010 | 2010 | 147965 | 238281 | 284147 | 260930 | 245779 | 236474 | 0 | 0 | 1303 | LAMESA | O | WUG | MUNICIPAL | 343 | CITY | O | 58 | DAWSON | 212 | 400 | 501 | 471 | 448 | 431 | N
61 | MUNICIPAL WATER CONSERVATION | Municipal water conservation | O | 3 | CONSERVATION | 1 | MUNICIPAL CONSERVATION | 1 | NO INFRASTRUCTURE |  | 285 | 2397 | CONSERVATION | O | 59 | DEAF SMITH | 2 | RED | 3 | CONSERVATION | 1 | NO WATER QUALITY IMPROVEMENTS |  | 5161 | 1 | Municipal water conservation | 934 | HEREFORD | O | WUG | MUNICIPAL | 274 | CITY | Capital cost is zero | N | 2010 | 2010 | 212336 | 341834 | 372020 | 340279 | 329440 | 330411 | 0 | 0 | 934 | HEREFORD | O | WUG | MUNICIPAL | 274 | CITY | O | 59 | DEAF SMITH | 302 | 572 | 649 | 610 | 596 | 598 | N
61 | MUNICIPAL WATER CONSERVATION | Municipal water conservation | O | 3 | CONSERVATION | 1 | MUNICIPAL CONSERVATION | 1 | NO INFRASTRUCTURE |  | 275 | 2568 | CONSERVATION | O | 63 | DICKENS | 12 | BRAZOS | 3 | CONSERVATION | 1 | NO WATER QUALITY IMPROVEMENTS |  | 2171 | 1 | Municipal water conservation | 2394 | SPUR | O | WUG | MUNICIPAL | 576 | CITY | Capital cost is zero. This WMS represents a demand reduction from the WUG''''''''s projected demands. | N | 2010 | 2010 | 14901 | 24732 | 30270 | 27573 | 25775 | 25775 | 0 | 0 | 2394 | SPUR | O | WUG | MUNICIPAL | 576 | CITY | O | 63 | DICKENS | 21 | 42 | 54 | 50 | 48 | 48 | N
61 | MUNICIPAL WATER CONSERVATION | Municipal water conservation | O | 3 | CONSERVATION | 1 | MUNICIPAL CONSERVATION | 1 | NO INFRASTRUCTURE |  | 293 | 2649 | CONSERVATION | O | 83 | GAINES | 14 | COLORADO | 3 | CONSERVATION | 1 | NO WATER QUALITY IMPROVEMENTS |  | 3081 | 1 | Municipal water conservation | 2344 | SEMINOLE | O | WUG | MUNICIPAL | 551 | CITY | Capital cost is zero | N | 2010 | 2010 | 114121 | 166714 | 321760 | 417028 | 499012 | 550022 | 0 | 0 | 2344 | SEMINOLE | O | WUG | MUNICIPAL | 551 | CITY | O | 83 | GAINES | 178 | 384 | 588 | 778 | 938 | 1035 | N
61 | MUNICIPAL WATER CONSERVATION | Municipal water conservation | O | 3 | CONSERVATION | 1 | MUNICIPAL CONSERVATION | 1 | NO INFRASTRUCTURE |  | 291 | 2579 | CONSERVATION | O | 95 | HALE | 12 | BRAZOS | 3 | CONSERVATION | 1 | NO WATER QUALITY IMPROVEMENTS |  | 2175 | 1 | Municipal water conservation | 163 | ABERNATHY | O | WUG | MUNICIPAL | 1 | CITY | Capital cost is zero. This WMS represents a demand reduction from the WUG projected demands. | N | 2010 | 2010 | 35831 | 32462 | 28378 | 20469 | 17686 | 17334 | 0 | 0 | 163 | ABERNATHY | O | WUG | MUNICIPAL | 1 | CITY | O | 95 | HALE | 50 | 36 | 32 | 24 | 21 | 20 | N
61 | MUNICIPAL WATER CONSERVATION | Municipal water conservation | O | 3 | CONSERVATION | 1 | MUNICIPAL CONSERVATION | 1 | NO INFRASTRUCTURE |  | 291 | 2579 | CONSERVATION | O | 95 | HALE | 12 | BRAZOS | 3 | CONSERVATION | 1 | NO WATER QUALITY IMPROVEMENTS |  | 2175 | 1 | Municipal water conservation | 163 | ABERNATHY | O | WUG | MUNICIPAL | 1 | CITY | Capital cost is zero. This WMS represents a demand reduction from the WUG projected demands. | N | 2010 | 2020 | 35831 | 32462 | 28378 | 20469 | 17686 | 17334 | 0 | 0 | 163 | ABERNATHY | O | WUG | MUNICIPAL | 1 | CITY | O | 152 | LUBBOCK | 0 | 12 | 11 | 8 | 7 | 7 | N
61 | MUNICIPAL WATER CONSERVATION | Municipal water conservation | O | 3 | CONSERVATION | 1 | MUNICIPAL CONSERVATION | 1 | NO INFRASTRUCTURE |  | 291 | 2579 | CONSERVATION | O | 95 | HALE | 12 | BRAZOS | 3 | CONSERVATION | 1 | NO WATER QUALITY IMPROVEMENTS |  | 2176 | 1 | Municipal water conservation | 2194 | PETERSBURG | O | WUG | MUNICIPAL | 462 | CITY | Capital cost is zero. This WMS represents a demand reduction from the WUG''''''''s projected demands. | N | 2010 | 2010 | 15127 | 16276 | 13253 | 9746 | 8403 | 8241 | 0 | 0 | 2194 | PETERSBURG | O | WUG | MUNICIPAL | 462 | CITY | O | 95 | HALE | 21 | 24 | 20 | 16 | 14 | 14 | N
61 | MUNICIPAL WATER CONSERVATION | Municipal water conservation | O | 3 | CONSERVATION | 1 | MUNICIPAL CONSERVATION | 1 | NO INFRASTRUCTURE |  | 299 | 2583 | CONSERVATION | O | 110 | HOCKLEY | 12 | BRAZOS | 3 | CONSERVATION | 1 | NO WATER QUALITY IMPROVEMENTS |  | 2178 | 1 | Municipal water conservation | 192 | ANTON | O | WUG | MUNICIPAL | 22 | CITY | Capital cost is zero. This WMS represents a demand reduction from the WUG''''''''s projected demands. | N | 2010 | 2010 | 10668 | 7792 | 4561 | 1141 | 0 | 0 | 0 | 0 | 192 | ANTON | O | WUG | MUNICIPAL | 22 | CITY | O | 110 | HOCKLEY | 14 | 11 | 6 | 2 | 0 | 0 | N
61 | MUNICIPAL WATER CONSERVATION | Municipal water conservation | O | 3 | CONSERVATION | 1 | MUNICIPAL CONSERVATION | 1 | NO INFRASTRUCTURE |  | 301 | 2653 | CONSERVATION | O | 110 | HOCKLEY | 14 | COLORADO | 3 | CONSERVATION | 1 | NO WATER QUALITY IMPROVEMENTS |  | 3083 | 1 | Municipal water conservation | 2496 | SUNDOWN | O | WUG | MUNICIPAL | 587 | CITY | Capital cost is zero. This WMS represents a demand reduction from the WUG''''''''''''''''s projected demands. | N | 2010 | 2010 | 18000 | 16942 | 13065 | 8786 | 7071 | 6722 | 0 | 0 | 2496 | SUNDOWN | O | WUG | MUNICIPAL | 587 | CITY | O | 110 | HOCKLEY | 24 | 25 | 19 | 14 | 11 | 11 | N
61 | MUNICIPAL WATER CONSERVATION | Municipal water conservation | O | 3 | CONSERVATION | 1 | MUNICIPAL CONSERVATION | 1 | NO INFRASTRUCTURE |  | 294 | 2591 | CONSERVATION | O | 140 | LAMB | 12 | BRAZOS | 3 | CONSERVATION | 1 | NO WATER QUALITY IMPROVEMENTS |  | 2180 | 1 | Municipal water conservation | 182 | AMHERST | O | WUG | MUNICIPAL | 811 | CITY | Capital cost is zero. This WMS represents a demand reduction from the WUG''''''''s projected demands. | N | 2010 | 2010 | 5513 | 3665 | 1542 | 0 | 0 | 0 | 0 | 0 | 182 | AMHERST | O | WUG | MUNICIPAL | 811 | CITY | O | 140 | LAMB | 7 | 5 | 2 | 0 | 0 | 0 | N
61 | MUNICIPAL WATER CONSERVATION | Municipal water conservation | O | 3 | CONSERVATION | 1 | MUNICIPAL CONSERVATION | 1 | NO INFRASTRUCTURE |  | 294 | 2591 | CONSERVATION | O | 140 | LAMB | 12 | BRAZOS | 3 | CONSERVATION | 1 | NO WATER QUALITY IMPROVEMENTS |  | 2181 | 1 | Municipal water conservation | 727 | EARTH | O | WUG | MUNICIPAL | 175 | CITY | Capital cost is zero. This WMS represents a demand reduction from the WUG''''''''s projected demands. | N | 2010 | 2010 | 14310 | 17609 | 15273 | 12481 | 11301 | 11150 | 0 | 0 | 727 | EARTH | O | WUG | MUNICIPAL | 175 | CITY | O | 140 | LAMB | 20 | 28 | 25 | 21 | 20 | 17 | N
61 | MUNICIPAL WATER CONSERVATION | Municipal water conservation | O | 3 | CONSERVATION | 1 | MUNICIPAL CONSERVATION | 1 | NO INFRASTRUCTURE |  | 294 | 2591 | CONSERVATION | O | 140 | LAMB | 12 | BRAZOS | 3 | CONSERVATION | 1 | NO WATER QUALITY IMPROVEMENTS |  | 2182 | 1 | Municipal water conservation | 1330 | LITTLEFIELD | O | WUG | MUNICIPAL | 360 | CITY | Capital cost is zero | N | 2010 | 2010 | 85113 | 122254 | 109568 | 93870 | 86831 | 85702 | 0 | 0 | 1330 | LITTLEFIELD | O | WUG | MUNICIPAL | 360 | CITY | O | 140 | LAMB | 118 | 196 | 181 | 161 | 151 | 149 | N
61 | MUNICIPAL WATER CONSERVATION | Municipal water conservation | O | 3 | CONSERVATION | 1 | MUNICIPAL CONSERVATION | 1 | NO INFRASTRUCTURE |  | 294 | 2591 | CONSERVATION | O | 140 | LAMB | 12 | BRAZOS | 3 | CONSERVATION | 1 | NO WATER QUALITY IMPROVEMENTS |  | 2183 | 1 | Municipal water conservation | 2156 | OLTON | O | WUG | MUNICIPAL | 442 | CITY | Capital cost is zero | N | 2010 | 2010 | 19940 | 12727 | 8925 | 2313 | 0 | 0 | 0 | 0 | 2156 | OLTON | O | WUG | MUNICIPAL | 442 | CITY | O | 140 | LAMB | 27 | 17 | 12 | 3 | 0 | 0 | N
61 | MUNICIPAL WATER CONSERVATION | Municipal water conservation | O | 3 | CONSERVATION | 1 | MUNICIPAL CONSERVATION | 1 | NO INFRASTRUCTURE |  | 294 | 2591 | CONSERVATION | O | 140 | LAMB | 12 | BRAZOS | 3 | CONSERVATION | 1 | NO WATER QUALITY IMPROVEMENTS |  | 2184 | 1 | Municipal water conservation | 2492 | SUDAN | O | WUG | MUNICIPAL | 748 | CITY | Capital cost is zero. This WMS represents a demand reduction from the WUG''''''''s projected demands. | N | 2010 | 2010 | 10868 | 8672 | 5206 | 3151 | 2389 | 2063 | 0 | 0 | 2492 | SUDAN | O | WUG | MUNICIPAL | 748 | CITY | O | 140 | LAMB | 15 | 12 | 8 | 4 | 3 | 3 | N
61 | MUNICIPAL WATER CONSERVATION | Municipal water conservation | O | 3 | CONSERVATION | 1 | MUNICIPAL CONSERVATION | 1 | NO INFRASTRUCTURE |  | 304 | 2596 | CONSERVATION | O | 152 | LUBBOCK | 12 | BRAZOS | 3 | CONSERVATION | 1 | NO WATER QUALITY IMPROVEMENTS |  | 2186 | 1 | Municipal water conservation | 90 | LUBBOCK | O | BOTH | MUNICIPAL | 370 | CITY |  | N | 2010 | 2010 | 2710211 | 4473330 | 4073369 | 3599732 | 3462415 | 3544986 | 0 | 0 | 90 | LUBBOCK | O | BOTH | MUNICIPAL | 370 | CITY | O | 152 | LUBBOCK | 4132 | 7662 | 7112 | 6441 | 6256 | 6405 | N
61 | MUNICIPAL WATER CONSERVATION | Municipal water conservation | O | 3 | CONSERVATION | 1 | MUNICIPAL CONSERVATION | 1 | NO INFRASTRUCTURE |  | 304 | 2596 | CONSERVATION | O | 152 | LUBBOCK | 12 | BRAZOS | 3 | CONSERVATION | 1 | NO WATER QUALITY IMPROVEMENTS |  | 2187 | 1 | Municipal water conservation | 2251 | RANSOM CANYON | O | WUG | MUNICIPAL | 944 | CITY | Capital cost is zero | N | 2010 | 2010 | 22221 | 51167 | 89255 | 133876 | 174412 | 183611 | 0 | 0 | 2251 | RANSOM CANYON | O | WUG | MUNICIPAL | 944 | CITY | O | 152 | LUBBOCK | 35 | 90 | 162 | 248 | 325 | 342 | N
61 | MUNICIPAL WATER CONSERVATION | Municipal water conservation | O | 3 | CONSERVATION | 1 | MUNICIPAL CONSERVATION | 1 | NO INFRASTRUCTURE |  | 302 | 2413 | CONSERVATION | O | 173 | MOTLEY | 2 | RED | 3 | CONSERVATION | 1 | NO WATER QUALITY IMPROVEMENTS |  | 5165 | 1 | Municipal water conservation | 1808 | MATADOR | O | WUG | MUNICIPAL | 391 | CITY | Capital cost is zero | N | 2010 | 2010 | 13187 | 21388 | 27143 | 30618 | 33864 | 33087 | 0 | 0 | 1808 | MATADOR | O | WUG | MUNICIPAL | 391 | CITY | O | 173 | MOTLEY | 20 | 37 | 49 | 57 | 63 | 62 | N
61 | MUNICIPAL WATER CONSERVATION | Municipal water conservation | O | 3 | CONSERVATION | 1 | MUNICIPAL CONSERVATION | 1 | NO INFRASTRUCTURE |  | 300 | 2605 | CONSERVATION | O | 185 | PARMER | 12 | BRAZOS | 3 | CONSERVATION | 1 | NO WATER QUALITY IMPROVEMENTS |  | 2190 | 1 | Municipal water conservation | 775 | FARWELL | O | WUG | MUNICIPAL | 200 | CITY | Capital cost is zero. This WMS represents a demand reduction from the WUG''''''''s projected demands. | N | 2010 | 2010 | 22349 | 37626 | 52264 | 55249 | 52239 | 49354 | 0 | 0 | 775 | FARWELL | O | WUG | MUNICIPAL | 200 | CITY | O | 185 | PARMER | 33 | 64 | 94 | 101 | 97 | 91 | N
61 | MUNICIPAL WATER CONSERVATION | Municipal water conservation | O | 3 | CONSERVATION | 1 | MUNICIPAL CONSERVATION | 1 | NO INFRASTRUCTURE |  | 305 | 2415 | CONSERVATION | O | 185 | PARMER | 2 | RED | 3 | CONSERVATION | 1 | NO WATER QUALITY IMPROVEMENTS |  | 5167 | 1 | Municipal water conservation | 818 | FRIONA | O | WUG | MUNICIPAL | 220 | CITY | Capital cost is zero. This WMS represents a demand reduction from the WUG''''''''s projected demands. | N | 2010 | 2010 | 33831 | 25156 | 14735 | 3709 | 0 | 0 | 0 | 0 | 818 | FRIONA | O | WUG | MUNICIPAL | 220 | CITY | O | 185 | PARMER | 46 | 34 | 20 | 5 | 0 | 0 | N
61 | MUNICIPAL WATER CONSERVATION | Municipal water conservation | O | 3 | CONSERVATION | 1 | MUNICIPAL CONSERVATION | 1 | NO INFRASTRUCTURE |  | 306 | 2420 | CONSERVATION | O | 219 | SWISHER | 2 | RED | 3 | CONSERVATION | 1 | NO WATER QUALITY IMPROVEMENTS |  | 5169 | 1 | Municipal water conservation | 2550 | TULIA | O | WUG | MUNICIPAL | 612 | CITY | Capital cost is zero | N | 2010 | 2010 | 13283 | 0 | 0 | 0 | 0 | 0 | 0 | 0 | 2550 | TULIA | O | WUG | MUNICIPAL | 612 | CITY | O | 219 | SWISHER | 18 | 0 | 0 | 0 | 0 | 0 | N
61 | MUNICIPAL WATER CONSERVATION | Municipal water conservation | O | 3 | CONSERVATION | 1 | MUNICIPAL CONSERVATION | 1 | NO INFRASTRUCTURE |  | 289 | 2681 | CONSERVATION | O | 223 | TERRY | 14 | COLORADO | 3 | CONSERVATION | 1 | NO WATER QUALITY IMPROVEMENTS |  | 3086 | 1 | Municipal water conservation | 298 | BROWNFIELD | O | WUG | MUNICIPAL | 79 | CITY | Capital cost is zero | N | 2010 | 2010 | 142485 | 261914 | 380644 | 433686 | 425849 | 423482 | 0 | 0 | 298 | BROWNFIELD | O | WUG | MUNICIPAL | 79 | CITY | O | 223 | TERRY | 211 | 448 | 687 | 802 | 793 | 788 | N
61 | MUNICIPAL WATER CONSERVATION | Municipal water conservation | O | 3 | CONSERVATION | 1 | MUNICIPAL CONSERVATION | 1 | NO INFRASTRUCTURE |  | 303 | 2689 | CONSERVATION | O | 251 | YOAKUM | 14 | COLORADO | 3 | CONSERVATION | 1 | NO WATER QUALITY IMPROVEMENTS |  | 3088 | 1 | Municipal water conservation | 708 | DENVER CITY | O | WUG | MUNICIPAL | 160 | CITY | Capital cost is zero. This WMS represents a demand reduction from the WUG''''''''s projected demands. | N | 2010 | 2010 | 54309 | 100614 | 102694 | 95011 | 88085 | 85093 | 0 | 0 | 708 | DENVER CITY | O | WUG | MUNICIPAL | 160 | CITY | O | 251 | YOAKUM | 77 | 169 | 179 | 171 | 160 | 155 | N
61 | MUNICIPAL WATER CONSERVATION | Municipal water conservation | O | 3 | CONSERVATION | 1 | MUNICIPAL CONSERVATION | 1 | NO INFRASTRUCTURE |  | 303 | 2689 | CONSERVATION | O | 251 | YOAKUM | 14 | COLORADO | 3 | CONSERVATION | 1 | NO WATER QUALITY IMPROVEMENTS |  | 3089 | 1 | Municipal water conservation | 2206 | PLAINS | O | WUG | MUNICIPAL | 470 | CITY | Capital cost is zero. This WMS represents a demand reduction from the WUG''''''''s projected demands. | N | 2010 | 2010 | 22840 | 40237 | 59512 | 58404 | 55219 | 53358 | 0 | 0 | 2206 | PLAINS | O | WUG | MUNICIPAL | 470 | CITY | O | 251 | YOAKUM | 33 | 68 | 106 | 107 | 102 | 98 | N
680 | NEW GROUNDWATER WELLS FOR LIVESTOCK | New groundwater wells for livestock | H | 5 | EXISTING SOURCE OR EXPANDED USE OF AN EXISTING SOURCE (SURFACE WATER OR GROUNDWATER) | 6 | GROUNDWATER | 6 | OTHER INFRASTRUCTURE |  | 1854 | 1423 | GULF COAST AQUIFER | H | 20 | BRAZORIA | 11 | SAN JACINTO-BRAZOS | 1 | GROUNDWATER | 1 | NO WATER QUALITY IMPROVEMENTS |  | 2482 | 1 | New groundwater wells for livestock | 1351 | LIVESTOCK, BRAZORIA | H | WUG | LIVESTOCK | 1005 | N/A |  | N | 2020 | 2020 | 0 | 2253 | 2253 | 628 | 628 | 628 | 18635 | 20 | 1351 | LIVESTOCK, BRAZORIA | H | WUG | LIVESTOCK | 1005 | N/A | H | 20 | BRAZORIA | 0 | 27 | 27 | 27 | 27 | 27 | N
680 | NEW GROUNDWATER WELLS FOR LIVESTOCK | New groundwater wells for livestock | H | 5 | EXISTING SOURCE OR EXPANDED USE OF AN EXISTING SOURCE (SURFACE WATER OR GROUNDWATER) | 6 | GROUNDWATER | 6 | OTHER INFRASTRUCTURE |  | 1855 | 1391 | GULF COAST AQUIFER | H | 84 | GALVESTON | 7 | NECHES-TRINITY | 1 | GROUNDWATER | 1 | NO WATER QUALITY IMPROVEMENTS |  | 5325 | 1 | New groundwater wells for livestock | 1415 | LIVESTOCK, GALVESTON | H | WUG | LIVESTOCK | 1005 | N/A |  | N | 2020 | 2020 | 0 | 229 | 229 | 229 | 229 | 229 | 0 | 0 | 1415 | LIVESTOCK, GALVESTON | H | WUG | LIVESTOCK | 1005 | N/A | H | 84 | GALVESTON | 0 | 14 | 14 | 14 | 14 | 14 | N
346 | NEW LCRA CONTRACTS | New LCRA contracts | K | 5 | EXISTING SOURCE OR EXPANDED USE OF AN EXISTING SOURCE (SURFACE WATER OR GROUNDWATER) | 5 | OTHER SURFACE WATER | 1 | NO INFRASTRUCTURE |  | 1567 | 4242 | COLORADO RIVER COMBINED RUN-OF-RIVER - LCRA SUPPLY REALLOCATION | K | 227 | TRAVIS | 14 | COLORADO | 0 | SURFACE WATER | 1 | NO WATER QUALITY IMPROVEMENTS |  | 3301 | 1 | New LCRA contracts | 670 | CREEDMOOR-MAHA WSC | K | WUG | MUNICIPAL | 4076 | UTILITY |  | N | 2020 | 2020 | 0 | 59478 | 75624 | 87216 | 98670 | 111366 | 0 | 0 | 670 | CREEDMOOR-MAHA WSC | K | WUG | MUNICIPAL | 4076 | UTILITY | K | 227 | TRAVIS | 0 | 431 | 548 | 632 | 715 | 807 | N
346 | NEW LCRA CONTRACTS | New LCRA contracts | K | 5 | EXISTING SOURCE OR EXPANDED USE OF AN EXISTING SOURCE (SURFACE WATER OR GROUNDWATER) | 5 | OTHER SURFACE WATER | 1 | NO INFRASTRUCTURE |  | 1567 | 4242 | COLORADO RIVER COMBINED RUN-OF-RIVER - LCRA SUPPLY REALLOCATION | K | 227 | TRAVIS | 14 | COLORADO | 0 | SURFACE WATER | 1 | NO WATER QUALITY IMPROVEMENTS |  | 3301 | 1 | New LCRA contracts | 757 | ELGIN | K | WUG | MUNICIPAL | 188 | CITY |  | N | 2060 | 2060 | 0 | 0 | 0 | 0 | 0 | 3425066 | 17556000 | 20 | 757 | ELGIN | K | WUG | MUNICIPAL | 188 | CITY | K | 11 | BASTROP | 0 | 0 | 0 | 0 | 0 | 3000 | N
346 | NEW LCRA CONTRACTS | New LCRA contracts | K | 5 | EXISTING SOURCE OR EXPANDED USE OF AN EXISTING SOURCE (SURFACE WATER OR GROUNDWATER) | 5 | OTHER SURFACE WATER | 1 | NO INFRASTRUCTURE |  | 1567 | 4242 | COLORADO RIVER COMBINED RUN-OF-RIVER - LCRA SUPPLY REALLOCATION | K | 227 | TRAVIS | 14 | COLORADO | 0 | SURFACE WATER | 1 | NO WATER QUALITY IMPROVEMENTS |  | 7074 | 1 | Goldthwaite Channel Dam | 844 | GOLDTHWAITE | K | WUG | MUNICIPAL | 239 | CITY |  | N | 2010 | 2010 | 41400 | 41400 | 41400 | 41400 | 41400 | 41400 | 0 | 0 | 844 | GOLDTHWAITE | K | WUG | MUNICIPAL | 239 | CITY | K | 167 | MILLS | 300 | 300 | 300 | 300 | 300 | 300 | Y
346 | NEW LCRA CONTRACTS | New LCRA contracts | K | 5 | EXISTING SOURCE OR EXPANDED USE OF AN EXISTING SOURCE (SURFACE WATER OR GROUNDWATER) | 5 | OTHER SURFACE WATER | 1 | NO INFRASTRUCTURE |  | 1567 | 4242 | COLORADO RIVER COMBINED RUN-OF-RIVER - LCRA SUPPLY REALLOCATION | K | 227 | TRAVIS | 14 | COLORADO | 0 | SURFACE WATER | 1 | NO WATER QUALITY IMPROVEMENTS |  | 3301 | 1 | New LCRA contracts | 1620 | MANOR | K | WUG | MUNICIPAL | 720 | CITY |  | N | 2020 | 2020 | 0 | 97290 | 107640 | 124200 | 142140 | 160080 | 0 | 0 | 1620 | MANOR | K | WUG | MUNICIPAL | 720 | CITY | K | 227 | TRAVIS | 0 | 705 | 780 | 900 | 1030 | 1160 | N
346 | NEW LCRA CONTRACTS | New LCRA contracts | K | 5 | EXISTING SOURCE OR EXPANDED USE OF AN EXISTING SOURCE (SURFACE WATER OR GROUNDWATER) | 5 | OTHER SURFACE WATER | 1 | NO INFRASTRUCTURE |  | 1567 | 4242 | COLORADO RIVER COMBINED RUN-OF-RIVER - LCRA SUPPLY REALLOCATION | K | 227 | TRAVIS | 14 | COLORADO | 0 | SURFACE WATER | 1 | NO WATER QUALITY IMPROVEMENTS |  | 3301 | 1 | New LCRA contracts | 1797 | MANVILLE WSC | K | WUG | MUNICIPAL | 4245 | UTILITY |  | N | 2030 | 2030 | 0 | 0 | 114678 | 301392 | 356592 | 418692 | 0 | 0 | 1797 | MANVILLE WSC | K | WUG | MUNICIPAL | 4245 | UTILITY | K | 227 | TRAVIS | 0 | 0 | 831 | 2184 | 2584 | 3034 | N
346 | NEW LCRA CONTRACTS | New LCRA contracts | K | 5 | EXISTING SOURCE OR EXPANDED USE OF AN EXISTING SOURCE (SURFACE WATER OR GROUNDWATER) | 5 | OTHER SURFACE WATER | 1 | NO INFRASTRUCTURE |  | 1567 | 4242 | COLORADO RIVER COMBINED RUN-OF-RIVER - LCRA SUPPLY REALLOCATION | K | 227 | TRAVIS | 14 | COLORADO | 0 | SURFACE WATER | 1 | NO WATER QUALITY IMPROVEMENTS |  | 3301 | 1 | New LCRA contracts | 2292 | ROLLINGWOOD | K | WUG | MUNICIPAL | 741 | CITY |  | N | 2020 | 2020 | 0 | 51474 | 51474 | 51474 | 51474 | 51474 | 0 | 0 | 2292 | ROLLINGWOOD | K | WUG | MUNICIPAL | 741 | CITY | K | 227 | TRAVIS | 0 | 373 | 373 | 373 | 373 | 373 | N
346 | NEW LCRA CONTRACTS | New LCRA contracts | K | 5 | EXISTING SOURCE OR EXPANDED USE OF AN EXISTING SOURCE (SURFACE WATER OR GROUNDWATER) | 5 | OTHER SURFACE WATER | 1 | NO INFRASTRUCTURE |  | 1567 | 4242 | COLORADO RIVER COMBINED RUN-OF-RIVER - LCRA SUPPLY REALLOCATION | K | 227 | TRAVIS | 14 | COLORADO | 0 | SURFACE WATER | 1 | NO WATER QUALITY IMPROVEMENTS |  | 3301 | 1 | New LCRA contracts | 2421 | STEAM ELECTRIC POWER, FAYETTE | K | WUG | STEAM ELECTRIC | 1002 | N/A |  | N | 2040 | 2040 | 0 | 0 | 0 | 2894550 | 2894550 | 3710130 | 0 | 0 | 2421 | STEAM ELECTRIC POWER, FAYETTE | K | WUG | STEAM ELECTRIC | 1002 | N/A | K | 75 | FAYETTE | 0 | 0 | 0 | 20975 | 20975 | 26885 | N
346 | NEW LCRA CONTRACTS | New LCRA contracts | K | 5 | EXISTING SOURCE OR EXPANDED USE OF AN EXISTING SOURCE (SURFACE WATER OR GROUNDWATER) | 5 | OTHER SURFACE WATER | 1 | NO INFRASTRUCTURE |  | 1567 | 4242 | COLORADO RIVER COMBINED RUN-OF-RIVER - LCRA SUPPLY REALLOCATION | K | 227 | TRAVIS | 14 | COLORADO | 0 | SURFACE WATER | 1 | NO WATER QUALITY IMPROVEMENTS |  | 3301 | 1 | New LCRA contracts | 2452 | STEAM ELECTRIC POWER, MATAGORDA | K | WUG | STEAM ELECTRIC | 1002 | N/A |  | N | 2020 | 2020 | 0 | 4140000 | 4140000 | 4140000 | 4140000 | 4140000 | 0 | 0 | 2452 | STEAM ELECTRIC POWER, MATAGORDA | K | WUG | STEAM ELECTRIC | 1002 | N/A | K | 161 | MATAGORDA | 0 | 30000 | 30000 | 30000 | 30000 | 30000 | N
346 | NEW LCRA CONTRACTS | New LCRA contracts | K | 5 | EXISTING SOURCE OR EXPANDED USE OF AN EXISTING SOURCE (SURFACE WATER OR GROUNDWATER) | 5 | OTHER SURFACE WATER | 1 | NO INFRASTRUCTURE |  | 1567 | 4242 | COLORADO RIVER COMBINED RUN-OF-RIVER - LCRA SUPPLY REALLOCATION | K | 227 | TRAVIS | 14 | COLORADO | 0 | SURFACE WATER | 1 | NO WATER QUALITY IMPROVEMENTS |  | 3301 | 1 | New LCRA contracts | 2599 | WEST LAKE HILLS | K | WUG | MUNICIPAL | 641 | CITY |  | N | 2020 | 2020 | 0 | 252954 | 282762 | 300564 | 320160 | 340998 | 0 | 0 | 2599 | WEST LAKE HILLS | K | WUG | MUNICIPAL | 641 | CITY | K | 227 | TRAVIS | 0 | 1833 | 2049 | 2178 | 2320 | 2471 | N
346 | NEW LCRA CONTRACTS | New LCRA contracts | K | 5 | EXISTING SOURCE OR EXPANDED USE OF AN EXISTING SOURCE (SURFACE WATER OR GROUNDWATER) | 5 | OTHER SURFACE WATER | 1 | NO INFRASTRUCTURE |  | 1567 | 4242 | COLORADO RIVER COMBINED RUN-OF-RIVER - LCRA SUPPLY REALLOCATION | K | 227 | TRAVIS | 14 | COLORADO | 0 | SURFACE WATER | 1 | NO WATER QUALITY IMPROVEMENTS |  | 3301 | 1 | New LCRA contracts | 2631 | WINDERMERE UTILITY COMPANY | K | WUG | MUNICIPAL | 4400 | UTILITY |  | N | 2020 | 2020 | 0 | 306636 | 303738 | 300840 | 300840 | 300840 | 0 | 0 | 2631 | WINDERMERE UTILITY COMPANY | K | WUG | MUNICIPAL | 4400 | UTILITY | K | 227 | TRAVIS | 0 | 2222 | 2201 | 2180 | 2180 | 2180 | N
458 | NEW SOURCE - LAKE COLUMBIA | New source - Lake Columbia | I | 6 | NEW SURFACE WATER OR NEW GROUNDWATER SOURCE | 4 | NEW MAJOR RESERVOIR | 6 | OTHER INFRASTRUCTURE |  | 1206 | 628 | COLUMBIA LAKE/RESERVOIR | I | 999 | RESERVOIR | 6 | NECHES | 0 | SURFACE WATER | 1 | NO WATER QUALITY IMPROVEMENTS |  | 2308 | 1 | Lake Columbia | 3 | ANGELINA & NECHES RIVER AUTHORITY | I | WWP | WWP | N/A | N/A | Development of reservoir only. | Y | 2020 | 2020 | 0 | 16280500 | 16280500 | 16280500 | 16280500 | 870500 | 231865000 | 40 | 175 | ALTO | I | WUG | MUNICIPAL | 11 | CITY | I | 37 | CHEROKEE | 0 | 428 | 428 | 428 | 428 | 428 | N
458 | NEW SOURCE - LAKE COLUMBIA | New source - Lake Columbia | I | 6 | NEW SURFACE WATER OR NEW GROUNDWATER SOURCE | 4 | NEW MAJOR RESERVOIR | 6 | OTHER INFRASTRUCTURE |  | 1206 | 628 | COLUMBIA LAKE/RESERVOIR | I | 999 | RESERVOIR | 6 | NECHES | 0 | SURFACE WATER | 1 | NO WATER QUALITY IMPROVEMENTS |  | 2308 | 1 | Lake Columbia | 3 | ANGELINA & NECHES RIVER AUTHORITY | I | WWP | WWP | N/A | N/A | Development of reservoir only. | Y | 2020 | 2020 | 0 | 16280500 | 16280500 | 16280500 | 16280500 | 870500 | 231865000 | 40 | 3 | ANGELINA & NECHES RIVER AUTHORITY - FUTURE CUSTOMER/SURPLUS SUPPLY | I | WWP | MUNICIPAL | N/A | N/A | I | 37 | CHEROKEE | 0 | 21830 | 21830 | 21830 | 21830 | 21830 | N
458 | NEW SOURCE - LAKE COLUMBIA | New source - Lake Columbia | I | 6 | NEW SURFACE WATER OR NEW GROUNDWATER SOURCE | 4 | NEW MAJOR RESERVOIR | 6 | OTHER INFRASTRUCTURE |  | 1206 | 628 | COLUMBIA LAKE/RESERVOIR | I | 999 | RESERVOIR | 6 | NECHES | 0 | SURFACE WATER | 1 | NO WATER QUALITY IMPROVEMENTS |  | 2308 | 1 | Lake Columbia | 3 | ANGELINA & NECHES RIVER AUTHORITY | I | WWP | WWP | N/A | N/A | Development of reservoir only. | Y | 2020 | 2020 | 0 | 16280500 | 16280500 | 16280500 | 16280500 | 870500 | 231865000 | 40 | 201 | ARP | I | WUG | MUNICIPAL | 815 | CITY | I | 212 | SMITH | 0 | 428 | 428 | 428 | 428 | 428 | N
458 | NEW SOURCE - LAKE COLUMBIA | New source - Lake Columbia | I | 6 | NEW SURFACE WATER OR NEW GROUNDWATER SOURCE | 4 | NEW MAJOR RESERVOIR | 6 | OTHER INFRASTRUCTURE |  | 1206 | 628 | COLUMBIA LAKE/RESERVOIR | I | 999 | RESERVOIR | 6 | NECHES | 0 | SURFACE WATER | 1 | NO WATER QUALITY IMPROVEMENTS |  | 2308 | 1 | Lake Columbia | 3 | ANGELINA & NECHES RIVER AUTHORITY | I | WWP | WWP | N/A | N/A | Development of reservoir only. | Y | 2020 | 2020 | 0 | 16280500 | 16280500 | 16280500 | 16280500 | 870500 | 231865000 | 40 | 448 | COUNTY-OTHER, CHEROKEE | I | WUG | MUNICIPAL | 757 | COUNTY-OTHER | I | 37 | CHEROKEE | 0 | 3848 | 3848 | 3848 | 3848 | 3848 | N
458 | NEW SOURCE - LAKE COLUMBIA | New source - Lake Columbia | I | 6 | NEW SURFACE WATER OR NEW GROUNDWATER SOURCE | 4 | NEW MAJOR RESERVOIR | 6 | OTHER INFRASTRUCTURE |  | 1206 | 628 | COLUMBIA LAKE/RESERVOIR | I | 999 | RESERVOIR | 6 | NECHES | 0 | SURFACE WATER | 1 | NO WATER QUALITY IMPROVEMENTS |  | 2308 | 1 | Lake Columbia | 3 | ANGELINA & NECHES RIVER AUTHORITY | I | WWP | WWP | N/A | N/A | Development of reservoir only. | Y | 2020 | 2020 | 0 | 16280500 | 16280500 | 16280500 | 16280500 | 870500 | 231865000 | 40 | 585 | COUNTY-OTHER, NACOGDOCHES | I | WUG | MUNICIPAL | 757 | COUNTY-OTHER | I | 174 | NACOGDOCHES | 0 | 428 | 428 | 428 | 428 | 428 | N
458 | NEW SOURCE - LAKE COLUMBIA | New source - Lake Columbia | I | 6 | NEW SURFACE WATER OR NEW GROUNDWATER SOURCE | 4 | NEW MAJOR RESERVOIR | 6 | OTHER INFRASTRUCTURE |  | 1206 | 628 | COLUMBIA LAKE/RESERVOIR | I | 999 | RESERVOIR | 6 | NECHES | 0 | SURFACE WATER | 1 | NO WATER QUALITY IMPROVEMENTS |  | 2308 | 1 | Lake Columbia | 3 | ANGELINA & NECHES RIVER AUTHORITY | I | WWP | WWP | N/A | N/A | Development of reservoir only. | Y | 2020 | 2020 | 0 | 16280500 | 16280500 | 16280500 | 16280500 | 870500 | 231865000 | 40 | 623 | COUNTY-OTHER, SMITH | D | WUG | MUNICIPAL | 757 | COUNTY-OTHER | I | 212 | SMITH | 0 | 855 | 855 | 855 | 855 | 855 | N
458 | NEW SOURCE - LAKE COLUMBIA | New source - Lake Columbia | I | 6 | NEW SURFACE WATER OR NEW GROUNDWATER SOURCE | 4 | NEW MAJOR RESERVOIR | 6 | OTHER INFRASTRUCTURE |  | 1206 | 628 | COLUMBIA LAKE/RESERVOIR | I | 999 | RESERVOIR | 6 | NECHES | 0 | SURFACE WATER | 1 | NO WATER QUALITY IMPROVEMENTS |  | 2308 | 1 | Lake Columbia | 3 | ANGELINA & NECHES RIVER AUTHORITY | I | WWP | WWP | N/A | N/A | Development of reservoir only. | Y | 2020 | 2020 | 0 | 16280500 | 16280500 | 16280500 | 16280500 | 870500 | 231865000 | 40 | 1224 | JACKSON WSC | I | WUG | MUNICIPAL | 4211 | UTILITY | I | 212 | SMITH | 0 | 855 | 855 | 855 | 855 | 855 | N
458 | NEW SOURCE - LAKE COLUMBIA | New source - Lake Columbia | I | 6 | NEW SURFACE WATER OR NEW GROUNDWATER SOURCE | 4 | NEW MAJOR RESERVOIR | 6 | OTHER INFRASTRUCTURE |  | 1206 | 628 | COLUMBIA LAKE/RESERVOIR | I | 999 | RESERVOIR | 6 | NECHES | 0 | SURFACE WATER | 1 | NO WATER QUALITY IMPROVEMENTS |  | 2308 | 1 | Lake Columbia | 3 | ANGELINA & NECHES RIVER AUTHORITY | I | WWP | WWP | N/A | N/A | Development of reservoir only. | Y | 2020 | 2020 | 0 | 16280500 | 16280500 | 16280500 | 16280500 | 870500 | 231865000 | 40 | 79 | JACKSONVILLE | I | BOTH | MUNICIPAL | 303 | CITY | I | 37 | CHEROKEE | 0 | 4275 | 4275 | 4275 | 4275 | 4275 | N
458 | NEW SOURCE - LAKE COLUMBIA | New source - Lake Columbia | I | 6 | NEW SURFACE WATER OR NEW GROUNDWATER SOURCE | 4 | NEW MAJOR RESERVOIR | 6 | OTHER INFRASTRUCTURE |  | 1206 | 628 | COLUMBIA LAKE/RESERVOIR | I | 999 | RESERVOIR | 6 | NECHES | 0 | SURFACE WATER | 1 | NO WATER QUALITY IMPROVEMENTS |  | 2308 | 1 | Lake Columbia | 3 | ANGELINA & NECHES RIVER AUTHORITY | I | WWP | WWP | N/A | N/A | Development of reservoir only. | Y | 2020 | 2020 | 0 | 16280500 | 16280500 | 16280500 | 16280500 | 870500 | 231865000 | 40 | 1622 | MANUFACTURING, ANGELINA | I | WUG | MANUFACTURING | 1001 | N/A | I | 3 | ANGELINA | 0 | 8551 | 8551 | 8551 | 8551 | 8551 | N
458 | NEW SOURCE - LAKE COLUMBIA | New source - Lake Columbia | I | 6 | NEW SURFACE WATER OR NEW GROUNDWATER SOURCE | 4 | NEW MAJOR RESERVOIR | 6 | OTHER INFRASTRUCTURE |  | 1206 | 628 | COLUMBIA LAKE/RESERVOIR | I | 999 | RESERVOIR | 6 | NECHES | 0 | SURFACE WATER | 1 | NO WATER QUALITY IMPROVEMENTS |  | 2308 | 1 | Lake Columbia | 3 | ANGELINA & NECHES RIVER AUTHORITY | I | WWP | WWP | N/A | N/A | Development of reservoir only. | Y | 2020 | 2020 | 0 | 16280500 | 16280500 | 16280500 | 16280500 | 870500 | 231865000 | 40 | 102 | NACOGDOCHES | I | BOTH | MUNICIPAL | 421 | CITY | I | 174 | NACOGDOCHES | 0 | 8551 | 8551 | 8551 | 8551 | 8551 | N
458 | NEW SOURCE - LAKE COLUMBIA | New source - Lake Columbia | I | 6 | NEW SURFACE WATER OR NEW GROUNDWATER SOURCE | 4 | NEW MAJOR RESERVOIR | 6 | OTHER INFRASTRUCTURE |  | 1206 | 628 | COLUMBIA LAKE/RESERVOIR | I | 999 | RESERVOIR | 6 | NECHES | 0 | SURFACE WATER | 1 | NO WATER QUALITY IMPROVEMENTS |  | 2308 | 1 | Lake Columbia | 3 | ANGELINA & NECHES RIVER AUTHORITY | I | WWP | WWP | N/A | N/A | Development of reservoir only. | Y | 2020 | 2020 | 0 | 16280500 | 16280500 | 16280500 | 16280500 | 870500 | 231865000 | 40 | 2115 | NEW LONDON | I | WUG | MUNICIPAL | 924 | CITY | I | 201 | RUSK | 0 | 855 | 855 | 855 | 855 | 855 | N
458 | NEW SOURCE - LAKE COLUMBIA | New source - Lake Columbia | I | 6 | NEW SURFACE WATER OR NEW GROUNDWATER SOURCE | 4 | NEW MAJOR RESERVOIR | 6 | OTHER INFRASTRUCTURE |  | 1206 | 628 | COLUMBIA LAKE/RESERVOIR | I | 999 | RESERVOIR | 6 | NECHES | 0 | SURFACE WATER | 1 | NO WATER QUALITY IMPROVEMENTS |  | 2308 | 1 | Lake Columbia | 3 | ANGELINA & NECHES RIVER AUTHORITY | I | WWP | WWP | N/A | N/A | Development of reservoir only. | Y | 2020 | 2020 | 0 | 16280500 | 16280500 | 16280500 | 16280500 | 870500 | 231865000 | 40 | 2116 | NEW SUMMERFIELD | I | WUG | MUNICIPAL | 925 | CITY | I | 37 | CHEROKEE | 0 | 2565 | 2565 | 2565 | 2565 | 2565 | N
458 | NEW SOURCE - LAKE COLUMBIA | New source - Lake Columbia | I | 6 | NEW SURFACE WATER OR NEW GROUNDWATER SOURCE | 4 | NEW MAJOR RESERVOIR | 6 | OTHER INFRASTRUCTURE |  | 1206 | 628 | COLUMBIA LAKE/RESERVOIR | I | 999 | RESERVOIR | 6 | NECHES | 0 | SURFACE WATER | 1 | NO WATER QUALITY IMPROVEMENTS |  | 2308 | 1 | Lake Columbia | 3 | ANGELINA & NECHES RIVER AUTHORITY | I | WWP | WWP | N/A | N/A | Development of reservoir only. | Y | 2020 | 2020 | 0 | 16280500 | 16280500 | 16280500 | 16280500 | 870500 | 231865000 | 40 | 2132 | NORTH CHEROKEE WSC | I | WUG | MUNICIPAL | 4277 | UTILITY | I | 37 | CHEROKEE | 0 | 4275 | 4275 | 4275 | 4275 | 4275 | N
458 | NEW SOURCE - LAKE COLUMBIA | New source - Lake Columbia | I | 6 | NEW SURFACE WATER OR NEW GROUNDWATER SOURCE | 4 | NEW MAJOR RESERVOIR | 6 | OTHER INFRASTRUCTURE |  | 1206 | 628 | COLUMBIA LAKE/RESERVOIR | I | 999 | RESERVOIR | 6 | NECHES | 0 | SURFACE WATER | 1 | NO WATER QUALITY IMPROVEMENTS |  | 2308 | 1 | Lake Columbia | 3 | ANGELINA & NECHES RIVER AUTHORITY | I | WWP | WWP | N/A | N/A | Development of reservoir only. | Y | 2020 | 2020 | 0 | 16280500 | 16280500 | 16280500 | 16280500 | 870500 | 231865000 | 40 | 2308 | RUSK | I | WUG | MUNICIPAL | 525 | CITY | I | 37 | CHEROKEE | 0 | 4275 | 4275 | 4275 | 4275 | 4275 | N
458 | NEW SOURCE - LAKE COLUMBIA | New source - Lake Columbia | I | 6 | NEW SURFACE WATER OR NEW GROUNDWATER SOURCE | 4 | NEW MAJOR RESERVOIR | 6 | OTHER INFRASTRUCTURE |  | 1206 | 628 | COLUMBIA LAKE/RESERVOIR | I | 999 | RESERVOIR | 6 | NECHES | 0 | SURFACE WATER | 1 | NO WATER QUALITY IMPROVEMENTS |  | 2308 | 1 | Lake Columbia | 3 | ANGELINA & NECHES RIVER AUTHORITY | I | WWP | WWP | N/A | N/A | Development of reservoir only. | Y | 2020 | 2020 | 0 | 16280500 | 16280500 | 16280500 | 16280500 | 870500 | 231865000 | 40 | 2309 | RUSK RURAL WSC | I | WUG | MUNICIPAL | 4326 | UTILITY | I | 37 | CHEROKEE | 0 | 855 | 855 | 855 | 855 | 855 | N
458 | NEW SOURCE - LAKE COLUMBIA | New source - Lake Columbia | I | 6 | NEW SURFACE WATER OR NEW GROUNDWATER SOURCE | 4 | NEW MAJOR RESERVOIR | 6 | OTHER INFRASTRUCTURE |  | 1206 | 628 | COLUMBIA LAKE/RESERVOIR | I | 999 | RESERVOIR | 6 | NECHES | 0 | SURFACE WATER | 1 | NO WATER QUALITY IMPROVEMENTS |  | 2308 | 1 | Lake Columbia | 3 | ANGELINA & NECHES RIVER AUTHORITY | I | WWP | WWP | N/A | N/A | Development of reservoir only. | Y | 2020 | 2020 | 0 | 16280500 | 16280500 | 16280500 | 16280500 | 870500 | 231865000 | 40 | 2547 | TROUP | I | WUG | MUNICIPAL | 611 | CITY | I | 212 | SMITH | 0 | 4275 | 4275 | 4275 | 4275 | 4275 | N
458 | NEW SOURCE - LAKE COLUMBIA | New source - Lake Columbia | I | 6 | NEW SURFACE WATER OR NEW GROUNDWATER SOURCE | 4 | NEW MAJOR RESERVOIR | 6 | OTHER INFRASTRUCTURE |  | 1206 | 628 | COLUMBIA LAKE/RESERVOIR | I | 999 | RESERVOIR | 6 | NECHES | 0 | SURFACE WATER | 1 | NO WATER QUALITY IMPROVEMENTS |  | 2308 | 1 | Lake Columbia | 3 | ANGELINA & NECHES RIVER AUTHORITY | I | WWP | WWP | N/A | N/A | Development of reservoir only. | Y | 2020 | 2020 | 0 | 16280500 | 16280500 | 16280500 | 16280500 | 870500 | 231865000 | 40 | 2616 | WHITEHOUSE | I | WUG | MUNICIPAL | 648 | CITY | I | 212 | SMITH | 0 | 8551 | 8551 | 8551 | 8551 | 8551 | N
48 | NEW SURFACE WATER CONTRACT | New surface water contract | D | 5 | EXISTING SOURCE OR EXPANDED USE OF AN EXISTING SOURCE (SURFACE WATER OR GROUNDWATER) | 5 | OTHER SURFACE WATER | 2 | PIPELINE |  | 88 | 212 | BIG CREEK LAKE/RESERVOIR | D | 999 | RESERVOIR | 3 | SULPHUR | 0 | SURFACE WATER | 1 | NO WATER QUALITY IMPROVEMENTS |  | 6997 | 1 | New surface water contract | 471 | COUNTY-OTHER, DELTA | D | WUG | MUNICIPAL | 757 | COUNTY-OTHER | County- Other Entity is Ben Franklin WSC, and strategy is to buy water from Delta County Municipal Utility District (DCMUD). DCMUD is not listed as a WWP because it sells less than 1,000 ac-ft/yr. | N | 2030 | 2030 | 31991 | 31991 | 85756.41 | 58653.18 | 58653.18 | 58653.18 | 440647.38 | 30 | 471 | COUNTY-OTHER, DELTA | D | WUG | MUNICIPAL | 757 | COUNTY-OTHER | D | 60 | DELTA | 0 | 0 | 33 | 36 | 36 | 36 | N
48 | NEW SURFACE WATER CONTRACT | New surface water contract | D | 5 | EXISTING SOURCE OR EXPANDED USE OF AN EXISTING SOURCE (SURFACE WATER OR GROUNDWATER) | 5 | OTHER SURFACE WATER | 2 | PIPELINE |  | 79 | 231 | BOB SANDLIN LAKE/RESERVOIR | D | 999 | RESERVOIR | 4 | CYPRESS | 0 | SURFACE WATER | 1 | NO WATER QUALITY IMPROVEMENTS |  | 5070 | 1 | New surface water contract | 251 | BI-COUNTY WSC | D | WUG | MUNICIPAL | 4019 | UTILITY |  | N | 2020 | 2020 | 3745.07 | 87162.93 | 198603.97 | 282838.67 | 351267.38 | 425561.41 | 51585.04 | 30 | 251 | BI-COUNTY WSC | D | WUG | MUNICIPAL | 4019 | UTILITY | D | 32 | CAMP | 0 | 128 | 299 | 434 | 539 | 653 | N
48 | NEW SURFACE WATER CONTRACT | New surface water contract | D | 5 | EXISTING SOURCE OR EXPANDED USE OF AN EXISTING SOURCE (SURFACE WATER OR GROUNDWATER) | 5 | OTHER SURFACE WATER | 2 | PIPELINE |  | 91 | 190 | PAT MAYSE LAKE/RESERVOIR | D | 999 | RESERVOIR | 2 | RED | 0 | SURFACE WATER | 1 | NO WATER QUALITY IMPROVEMENTS |  | 5200 | 1 | New surface water contract | 550 | COUNTY-OTHER, LAMAR | D | WUG | MUNICIPAL | 757 | COUNTY-OTHER |  | Y | 2010 | 2010 | 4072.25 | 4991.15 | 21531.35 | 19296.9 | 18378 | 18378 | 43434.56 | 30 | 550 | COUNTY-OTHER, LAMAR | D | WUG | MUNICIPAL | 757 | COUNTY-OTHER | D | 139 | LAMAR | 1 | 2 | 20 | 21 | 20 | 20 | N
48 | NEW SURFACE WATER CONTRACT | New surface water contract | D | 5 | EXISTING SOURCE OR EXPANDED USE OF AN EXISTING SOURCE (SURFACE WATER OR GROUNDWATER) | 5 | OTHER SURFACE WATER | 2 | PIPELINE |  | 80 | 256 | TAWAKONI LAKE/RESERVOIR | D | 999 | RESERVOIR | 5 | SABINE | 0 | SURFACE WATER | 1 | NO WATER QUALITY IMPROVEMENTS |  | 5301 | 1 | New surface water contract | 325 | CAMPBELL WSC | D | WUG | MUNICIPAL | 4412 | UTILITY |  | Y | 2040 | 2040 | 67875.66 | 67875.66 | 67875.66 | 100912.8 | 342886.49 | 721580.75 | 934926.41 | 20 | 325 | CAMPBELL WSC | D | WUG | MUNICIPAL | 4412 | UTILITY | D | 116 | HUNT | 0 | 0 | 0 | 93 | 316 | 665 | N
48 | NEW SURFACE WATER CONTRACT | New surface water contract | D | 5 | EXISTING SOURCE OR EXPANDED USE OF AN EXISTING SOURCE (SURFACE WATER OR GROUNDWATER) | 5 | OTHER SURFACE WATER | 2 | PIPELINE |  | 80 | 256 | TAWAKONI LAKE/RESERVOIR | D | 999 | RESERVOIR | 5 | SABINE | 0 | SURFACE WATER | 1 | NO WATER QUALITY IMPROVEMENTS |  | 5302 | 1 | New surface water contract | 337 | CELESTE | D | WUG | MUNICIPAL | 839 | CITY |  | N | 2060 | 2060 | 0 | 0 | 0 | 126411.39 | 126411.39 | 192513.53 | 1741203.78 | 30 | 337 | CELESTE | D | WUG | MUNICIPAL | 839 | CITY | D | 116 | HUNT | 0 | 0 | 0 | 0 | 0 | 63 | N
48 | NEW SURFACE WATER CONTRACT | New surface water contract | D | 5 | EXISTING SOURCE OR EXPANDED USE OF AN EXISTING SOURCE (SURFACE WATER OR GROUNDWATER) | 5 | OTHER SURFACE WATER | 2 | PIPELINE |  | 80 | 256 | TAWAKONI LAKE/RESERVOIR | D | 999 | RESERVOIR | 5 | SABINE | 0 | SURFACE WATER | 1 | NO WATER QUALITY IMPROVEMENTS |  | 5303 | 1 | New surface water contract | 527 | COUNTY-OTHER, HUNT | D | WUG | MUNICIPAL | 757 | COUNTY-OTHER |  | N | 2010 | 2010 | 38414.25 | 48678.56 | 63341.85 | 79181.79 | 136368.64 | 224348.41 | 125174.4 | 30 | 527 | COUNTY-OTHER, HUNT | D | WUG | MUNICIPAL | 757 | COUNTY-OTHER | D | 116 | HUNT | 20 | 27 | 37 | 54 | 93 | 153 | N
48 | NEW SURFACE WATER CONTRACT | New surface water contract | D | 5 | EXISTING SOURCE OR EXPANDED USE OF AN EXISTING SOURCE (SURFACE WATER OR GROUNDWATER) | 5 | OTHER SURFACE WATER | 2 | PIPELINE |  | 80 | 256 | TAWAKONI LAKE/RESERVOIR | D | 999 | RESERVOIR | 5 | SABINE | 0 | SURFACE WATER | 1 | NO WATER QUALITY IMPROVEMENTS |  | 5304 | 1 | New surface water contract | 2638 | WOLFE CITY | D | WUG | MUNICIPAL | 663 | CITY |  | Y | 2030 | 2030 | 211332.37 | 211332.37 | 233034.04 | 36892.85 | 71615.53 | 123699.56 | 2910914.16 | 30 | 2638 | WOLFE CITY | D | WUG | MUNICIPAL | 663 | CITY | D | 116 | HUNT | 0 | 0 | 20 | 34 | 66 | 114 | N
48 | NEW SURFACE WATER CONTRACT | New surface water contract | D | 5 | EXISTING SOURCE OR EXPANDED USE OF AN EXISTING SOURCE (SURFACE WATER OR GROUNDWATER) | 5 | OTHER SURFACE WATER | 2 | PIPELINE |  | 82 | 566 | TOLEDO BEND LAKE/RESERVOIR | I | 999 | RESERVOIR | 5 | SABINE | 0 | SURFACE WATER | 1 | NO WATER QUALITY IMPROVEMENTS |  | 5306 | 1 | New surface water contract | 164 | ABLES SPRINGS WSC | C | WUG | MUNICIPAL | 4001 | UTILITY | Capital cost will be incurred by WWP, and these costs are factored into the customer’s wholesale water rates. | N | 2050 | 2050 | 0 | 0 | 0 | 0 | 4441 | 13513 | 0 | 0 | 164 | ABLES SPRINGS WSC | C | WUG | MUNICIPAL | 4001 | UTILITY | D | 116 | HUNT | 0 | 0 | 0 | 0 | 47 | 143 | N
48 | NEW SURFACE WATER CONTRACT | New surface water contract | D | 5 | EXISTING SOURCE OR EXPANDED USE OF AN EXISTING SOURCE (SURFACE WATER OR GROUNDWATER) | 5 | OTHER SURFACE WATER | 2 | PIPELINE |  | 82 | 566 | TOLEDO BEND LAKE/RESERVOIR | I | 999 | RESERVOIR | 5 | SABINE | 0 | SURFACE WATER | 1 | NO WATER QUALITY IMPROVEMENTS |  | 5307 | 1 | New surface water contract | 23 | CASH SUD | D | BOTH | MUNICIPAL | 4045 | UTILITY | Capital cost will be incurred by seller, and these costs are factored into the customer’s wholesale water rates. | N | 2050 | 2050 | 0 | 0 | 0 | 0 | 42429.06 | 365230.09 | 0 | 0 | 23 | CASH SUD | D | BOTH | MUNICIPAL | 4045 | UTILITY | D | 116 | HUNT | 0 | 0 | 0 | 0 | 449 | 3865 | N
48 | NEW SURFACE WATER CONTRACT | New surface water contract | D | 5 | EXISTING SOURCE OR EXPANDED USE OF AN EXISTING SOURCE (SURFACE WATER OR GROUNDWATER) | 5 | OTHER SURFACE WATER | 2 | PIPELINE |  | 82 | 566 | TOLEDO BEND LAKE/RESERVOIR | I | 999 | RESERVOIR | 5 | SABINE | 0 | SURFACE WATER | 1 | NO WATER QUALITY IMPROVEMENTS |  | 5306 | 1 | New surface water contract | 391 | COMBINED CONSUMERS WSC | D | WUG | MUNICIPAL | 4067 | UTILITY | Capital cost will be incurred by WWP, and these costs are factored into the customer’s wholesale water rates. | N | 2050 | 2050 | 0 | 0 | 0 | 0 | 78621.33 | 247298.1 | 0 | 0 | 391 | COMBINED CONSUMERS WSC | D | WUG | MUNICIPAL | 4067 | UTILITY | D | 116 | HUNT | 0 | 0 | 0 | 0 | 832 | 2617 | N
48 | NEW SURFACE WATER CONTRACT | New surface water contract | D | 5 | EXISTING SOURCE OR EXPANDED USE OF AN EXISTING SOURCE (SURFACE WATER OR GROUNDWATER) | 5 | OTHER SURFACE WATER | 2 | PIPELINE |  | 82 | 566 | TOLEDO BEND LAKE/RESERVOIR | I | 999 | RESERVOIR | 5 | SABINE | 0 | SURFACE WATER | 1 | NO WATER QUALITY IMPROVEMENTS |  | 5306 | 1 | New surface water contract | 2438 | STEAM ELECTRIC POWER, HUNT | D | WUG | STEAM ELECTRIC | 1002 | N/A | Capital cost will be incurred by WWP, and these costs are factored into the customer’s wholesale water rates. | N | 2010 | 2010 | 2336472.23 | 3344462.98 | 3909987.16 | 4599380.35 | 1900708.43 | 2258662.27 | 0 | 0 | 2438 | STEAM ELECTRIC POWER, HUNT | D | WUG | STEAM ELECTRIC | 1002 | N/A | D | 116 | HUNT | 8639 | 12366 | 14457 | 17006 | 20114 | 23902 | N
463 | NEW WTP | New water treatment plant | I | 5 | EXISTING SOURCE OR EXPANDED USE OF AN EXISTING SOURCE (SURFACE WATER OR GROUNDWATER) | 5 | OTHER SURFACE WATER | 3 | WATER TREATMENT PLANT |  | 1017 | 169 | FOREST GROVE LAKE/RESERVOIR | C | 999 | RESERVOIR | 8 | TRINITY | 0 | SURFACE WATER | 1 | NO WATER QUALITY IMPROVEMENTS |  | 4241 | 2 | Forest Grove Reservoir project | 6 | ATHENS MUNICIPAL WATER AUTHORITY | I | WWP | WWP | N/A | N/A |  | Y | 2010 | 2060 | 0 | 0 | 0 | 0 | 0 | 1254220 | 12387000 | 30 | 205 | ATHENS | C | WUG | MUNICIPAL | 28 | CITY | C | 107 | HENDERSON | 0 | 0 | 0 | 0 | 0 | 0 | Y
463 | NEW WTP | New water treatment plant | I | 5 | EXISTING SOURCE OR EXPANDED USE OF AN EXISTING SOURCE (SURFACE WATER OR GROUNDWATER) | 5 | OTHER SURFACE WATER | 3 | WATER TREATMENT PLANT |  | 1017 | 169 | FOREST GROVE LAKE/RESERVOIR | C | 999 | RESERVOIR | 8 | TRINITY | 0 | SURFACE WATER | 1 | NO WATER QUALITY IMPROVEMENTS |  | 4241 | 2 | Forest Grove Reservoir project | 6 | ATHENS MUNICIPAL WATER AUTHORITY | I | WWP | WWP | N/A | N/A |  | Y | 2010 | 2060 | 0 | 0 | 0 | 0 | 0 | 1254220 | 12387000 | 30 | 205 | ATHENS | C | WUG | MUNICIPAL | 28 | CITY | I | 107 | HENDERSON | 0 | 0 | 0 | 0 | 0 | 0 | Y
463 | NEW WTP | New water treatment plant | I | 5 | EXISTING SOURCE OR EXPANDED USE OF AN EXISTING SOURCE (SURFACE WATER OR GROUNDWATER) | 5 | OTHER SURFACE WATER | 3 | WATER TREATMENT PLANT |  | 1017 | 169 | FOREST GROVE LAKE/RESERVOIR | C | 999 | RESERVOIR | 8 | TRINITY | 0 | SURFACE WATER | 1 | NO WATER QUALITY IMPROVEMENTS |  | 4241 | 2 | Forest Grove Reservoir project | 6 | ATHENS MUNICIPAL WATER AUTHORITY | I | WWP | WWP | N/A | N/A |  | Y | 2060 | 2060 | 0 | 0 | 0 | 0 | 0 | 1254220 | 12387000 | 30 | 6 | ATHENS MUNICIPAL WATER AUTHORITY - FUTURE CUSTOMER/SURPLUS SUPPLY | I | WWP | MUNICIPAL | N/A | N/A | I | 107 | HENDERSON | 0 | 0 | 0 | 0 | 0 | 2240 | Y
463 | NEW WTP | New water treatment plant | I | 5 | EXISTING SOURCE OR EXPANDED USE OF AN EXISTING SOURCE (SURFACE WATER OR GROUNDWATER) | 5 | OTHER SURFACE WATER | 3 | WATER TREATMENT PLANT |  | 1017 | 169 | FOREST GROVE LAKE/RESERVOIR | C | 999 | RESERVOIR | 8 | TRINITY | 0 | SURFACE WATER | 1 | NO WATER QUALITY IMPROVEMENTS |  | 4241 | 2 | Forest Grove Reservoir project | 6 | ATHENS MUNICIPAL WATER AUTHORITY | I | WWP | WWP | N/A | N/A |  | Y | 2010 | 2060 | 0 | 0 | 0 | 0 | 0 | 1254220 | 12387000 | 30 | 1692 | MANUFACTURING, HENDERSON | C | WUG | MANUFACTURING | 1001 | N/A | C | 107 | HENDERSON | 0 | 0 | 0 | 0 | 0 | 0 | Y
763 | NEW WATER TREATMENT PLANT | New water treatment plant | G | 6 | NEW SURFACE WATER OR NEW GROUNDWATER SOURCE | 6 | GROUNDWATER | 3 | WATER TREATMENT PLANT |  | 2105 | 1344 | SEYMOUR AQUIFER | G | 132 | KENT | 12 | BRAZOS | 1 | GROUNDWATER | 1 | NO WATER QUALITY IMPROVEMENTS |  | 2262 | 1 | New water treatment plant | 1229 | JAYTON | G | WUG | MUNICIPAL | 305 | CITY |  | N | 2010 | 2010 | 488000 | 488000 | 181000 | 181000 | 181000 | 181000 | 3522000 | 20 | 1229 | JAYTON | G | WUG | MUNICIPAL | 305 | CITY | G | 132 | KENT | 224 | 224 | 224 | 224 | 224 | 224 | N
763 | NEW WATER TREATMENT PLANT | New water treatment plant | G | 6 | NEW SURFACE WATER OR NEW GROUNDWATER SOURCE | 4 | NEW MAJOR RESERVOIR | 3 | WATER TREATMENT PLANT |  | 2377 | 4239 | TURKEY PEAK LAKE/RESERVOIR | G | 999 | RESERVOIR | 12 | BRAZOS | 0 | SURFACE WATER | 1 | NO WATER QUALITY IMPROVEMENTS |  | 2277 | 2 | Turkey Peak Reservoir | 113 | PALO PINTO MWD #1 | G | WWP | WWP | N/A | N/A | Project treats supply from Turkey Peak Reservoir. | N | 2020 | 2020 | 0 | 5268000 | 5268000 | 2142000 | 2142000 | 2142000 | 35822000 | 20 | 1843 | MINERAL WELLS | G | WUG | MUNICIPAL | 407 | CITY | G | 182 | PALO PINTO | 0 | 8400 | 8400 | 8400 | 8400 | 8400 | Y
212 | NEW WTP AND STORAGE FACILITIES | New water treatment plant and storage facilities | F | 5 | EXISTING SOURCE OR EXPANDED USE OF AN EXISTING SOURCE (SURFACE WATER OR GROUNDWATER) | 5 | OTHER SURFACE WATER | 6 | OTHER INFRASTRUCTURE |  | 601 | 326 | COLORADO RIVER MWD LAKE/RESERVOIR SYSTEM | F | 999 | RESERVOIR | 14 | COLORADO | 0 | SURFACE WATER | 1 | NO WATER QUALITY IMPROVEMENTS |  | 3271 | 1 | New water treatment plant and storage facilities | 2282 | ROBERT LEE | F | WUG | MUNICIPAL | 506 | CITY | Additional capacity does not make more water available to WUG | N | 2010 | 2010 | 265600 | 265600 | 53600 | 53600 | 53600 | 53600 | 2436000 | 20 | 2282 | ROBERT LEE | F | WUG | MUNICIPAL | 506 | CITY | F | 41 | COKE | 0 | 0 | 0 | 0 | 0 | 0 | N
305 | NEW WELLS - CARRIZO WILCOX AQUIFER | New wells - Carrizo Wilcox Aquifer | C | 5 | EXISTING SOURCE OR EXPANDED USE OF AN EXISTING SOURCE (SURFACE WATER OR GROUNDWATER) | 6 | GROUNDWATER | 6 | OTHER INFRASTRUCTURE |  | 851 | 1046 | CARRIZO-WILCOX AQUIFER | C | 81 | FREESTONE | 8 | TRINITY | 1 | GROUNDWATER | 1 | NO WATER QUALITY IMPROVEMENTS |  | 4773 | 1 | New wells - Carrizo Wilcox Aquifer | 2512 | TEAGUE | C | WUG | MUNICIPAL | 596 | CITY |  | N | 2010 | 2020 | 0 | 153954 | 153954 | 153954 | 88396 | 88396 | 902000 | 30 | 2512 | TEAGUE | C | WUG | MUNICIPAL | 596 | CITY | C | 81 | FREESTONE | 0 | 0 | 0 | 0 | 0 | 0 | N
305 | NEW WELLS - CARRIZO WILCOX AQUIFER | New wells - Carrizo Wilcox Aquifer | C | 5 | EXISTING SOURCE OR EXPANDED USE OF AN EXISTING SOURCE (SURFACE WATER OR GROUNDWATER) | 6 | GROUNDWATER | 6 | OTHER INFRASTRUCTURE |  | 848 | 1052 | CARRIZO-WILCOX AQUIFER | C | 107 | HENDERSON | 8 | TRINITY | 1 | GROUNDWATER | 1 | NO WATER QUALITY IMPROVEMENTS |  | 4770 | 1 | New wells - Carrizo Wilcox Aquifer | 205 | ATHENS | C | WUG | MUNICIPAL | 28 | CITY | All capital costs shown for Region C WUG | N | 2020 | 2020 | 0 | 6200 | 6600 | 6600 | 6800 | 7000 | 0 | 0 | 205 | ATHENS | C | WUG | MUNICIPAL | 28 | CITY | I | 107 | HENDERSON | 0 | 27 | 29 | 29 | 30 | 31 | N
305 | NEW WELLS - CARRIZO WILCOX AQUIFER | New wells - Carrizo Wilcox Aquifer | C | 5 | EXISTING SOURCE OR EXPANDED USE OF AN EXISTING SOURCE (SURFACE WATER OR GROUNDWATER) | 6 | GROUNDWATER | 6 | OTHER INFRASTRUCTURE |  | 848 | 1052 | CARRIZO-WILCOX AQUIFER | C | 107 | HENDERSON | 8 | TRINITY | 1 | GROUNDWATER | 1 | NO WATER QUALITY IMPROVEMENTS |  | 4771 | 1 | New wells - Carrizo Wilcox Aquifer | 767 | FAIRFIELD | C | WUG | MUNICIPAL | 196 | CITY |  | N | 2040 | 2040 | 0 | 0 | 0 | 86925 | 86925 | 86925 | 573000 | 30 | 767 | FAIRFIELD | C | WUG | MUNICIPAL | 196 | CITY | C | 81 | FREESTONE | 0 | 0 | 0 | 282 | 282 | 282 | N
305 | NEW WELLS - CARRIZO WILCOX AQUIFER | New wells - Carrizo Wilcox Aquifer | C | 5 | EXISTING SOURCE OR EXPANDED USE OF AN EXISTING SOURCE (SURFACE WATER OR GROUNDWATER) | 6 | GROUNDWATER | 6 | OTHER INFRASTRUCTURE |  | 848 | 1052 | CARRIZO-WILCOX AQUIFER | C | 107 | HENDERSON | 8 | TRINITY | 1 | GROUNDWATER | 1 | NO WATER QUALITY IMPROVEMENTS |  | 4772 | 1 | New wells - Carrizo Wilcox Aquifer | 2183 | PAYNE SPRINGS | C | WUG | MUNICIPAL | 934 | CITY |  | N | 2010 | 2010 | 53100 | 53100 | 53100 | 26100 | 26100 | 26100 | 378000 | 30 | 2183 | PAYNE SPRINGS | C | WUG | MUNICIPAL | 934 | CITY | C | 107 | HENDERSON | 154 | 154 | 154 | 154 | 154 | 154 | N
443 | NEW WELLS - CARRIZO WILCOX AQUIFER | New wells - Carrizo Wilcox Aquifer | I | 5 | EXISTING SOURCE OR EXPANDED USE OF AN EXISTING SOURCE (SURFACE WATER OR GROUNDWATER) | 6 | GROUNDWATER | 6 | OTHER INFRASTRUCTURE |  | 1350 | 1460 | CARRIZO-WILCOX AQUIFER | I | 1 | ANDERSON | 6 | NECHES | 1 | GROUNDWATER | 1 | NO WATER QUALITY IMPROVEMENTS |  | 2283 | 1 | New wells - Carrizo Wilcox Aquifer | 813 | FRANKSTON | I | WUG | MUNICIPAL | 215 | CITY |  | N | 2030 | 2030 | 0 | 0 | 42846 | 42846 | 20531 | 20531 | 255951 | 20 | 813 | FRANKSTON | I | WUG | MUNICIPAL | 215 | CITY | I | 1 | ANDERSON | 0 | 0 | 121 | 121 | 121 | 121 | N
443 | NEW WELLS - CARRIZO WILCOX AQUIFER | New wells - Carrizo Wilcox Aquifer | I | 5 | EXISTING SOURCE OR EXPANDED USE OF AN EXISTING SOURCE (SURFACE WATER OR GROUNDWATER) | 6 | GROUNDWATER | 6 | OTHER INFRASTRUCTURE |  | 1350 | 1460 | CARRIZO-WILCOX AQUIFER | I | 1 | ANDERSON | 6 | NECHES | 1 | GROUNDWATER | 1 | NO WATER QUALITY IMPROVEMENTS |  | 2284 | 1 | New wells - Carrizo Wilcox Aquifer | 1844 | MINING, ANDERSON | I | WUG | MINING | 1003 | N/A | costs and supply for WMS prorated between river basins for Anderson Co Mining | N | 2020 | 2020 | 0 | 20610 | 20610 | 6053 | 6053 | 6053 | 168417 | 20 | 1844 | MINING, ANDERSON | I | WUG | MINING | 1003 | N/A | I | 1 | ANDERSON | 0 | 86 | 86 | 86 | 86 | 87 | N
443 | NEW WELLS - CARRIZO WILCOX AQUIFER | New wells - Carrizo Wilcox Aquifer | I | 5 | EXISTING SOURCE OR EXPANDED USE OF AN EXISTING SOURCE (SURFACE WATER OR GROUNDWATER) | 6 | GROUNDWATER | 6 | OTHER INFRASTRUCTURE |  | 1386 | 1510 | CARRIZO-WILCOX AQUIFER | I | 1 | ANDERSON | 8 | TRINITY | 1 | GROUNDWATER | 1 | NO WATER QUALITY IMPROVEMENTS |  | 7061 | 1 | New wells - Carrizo Wilcox Aquifer | 1844 | MINING, ANDERSON | I | WUG | MINING | 1003 | N/A | costs and supply for WMS prorated between river basins for Anderson Co Mining; IPP shows WMS beginning only in 2020 because combined need doesn''''t show up until then | N | 2010 | 2010 | 7623 | 7623 | 2239 | 2239 | 2239 | 2239 | 60313 | 20 | 1844 | MINING, ANDERSON | I | WUG | MINING | 1003 | N/A | I | 1 | ANDERSON | 18 | 34 | 34 | 34 | 34 | 33 | N
443 | NEW WELLS - CARRIZO WILCOX AQUIFER | New wells - Carrizo Wilcox Aquifer | I | 5 | EXISTING SOURCE OR EXPANDED USE OF AN EXISTING SOURCE (SURFACE WATER OR GROUNDWATER) | 6 | GROUNDWATER | 6 | OTHER INFRASTRUCTURE |  | 1351 | 1466 | CARRIZO-WILCOX AQUIFER | I | 3 | ANGELINA | 6 | NECHES | 1 | GROUNDWATER | 1 | NO WATER QUALITY IMPROVEMENTS |  | 2288 | 1 | New wells - Carrizo Wilcox Aquifer | 964 | HUDSON WSC | I | WUG | MUNICIPAL | 4209 | UTILITY |  | N | 2030 | 2030 | 0 | 0 | 190352 | 190352 | 553289 | 553289 | 3274192 | 20 | 964 | HUDSON WSC | I | WUG | MUNICIPAL | 4209 | UTILITY | I | 3 | ANGELINA | 0 | 0 | 600 | 600 | 2000 | 2000 | N
443 | NEW WELLS - CARRIZO WILCOX AQUIFER | New wells - Carrizo Wilcox Aquifer | I | 5 | EXISTING SOURCE OR EXPANDED USE OF AN EXISTING SOURCE (SURFACE WATER OR GROUNDWATER) | 6 | GROUNDWATER | 6 | OTHER INFRASTRUCTURE |  | 1351 | 1466 | CARRIZO-WILCOX AQUIFER | I | 3 | ANGELINA | 6 | NECHES | 1 | GROUNDWATER | 1 | NO WATER QUALITY IMPROVEMENTS |  | 2286 | 1 | New wells - Carrizo Wilcox Aquifer | 91 | LUFKIN | I | BOTH | MUNICIPAL | 371 | CITY | Strategy costs include all costs associated with Carrizo-Wilcox well in Nacogdoches County. | N | 2010 | 2010 | 1986800 | 1986800 | 757800 | 757800 | 757800 | 757800 | 14097000 | 20 | 414 | COUNTY-OTHER, ANGELINA | I | WUG | MUNICIPAL | 757 | COUNTY-OTHER | I | 3 | ANGELINA | 56 | 90 | 106 | 119 | 137 | 160 | N
443 | NEW WELLS - CARRIZO WILCOX AQUIFER | New wells - Carrizo Wilcox Aquifer | I | 5 | EXISTING SOURCE OR EXPANDED USE OF AN EXISTING SOURCE (SURFACE WATER OR GROUNDWATER) | 6 | GROUNDWATER | 6 | OTHER INFRASTRUCTURE |  | 1351 | 1466 | CARRIZO-WILCOX AQUIFER | I | 3 | ANGELINA | 6 | NECHES | 1 | GROUNDWATER | 1 | NO WATER QUALITY IMPROVEMENTS |  | 2286 | 1 | New wells - Carrizo Wilcox Aquifer | 91 | LUFKIN | I | BOTH | MUNICIPAL | 371 | CITY | Strategy costs include all costs associated with Carrizo-Wilcox well in Nacogdoches County. | N | 2010 | 2010 | 1986800 | 1986800 | 757800 | 757800 | 757800 | 757800 | 14097000 | 20 | 713 | DIBOLL | I | WUG | MUNICIPAL | 163 | CITY | I | 3 | ANGELINA | 834 | 1176 | 1244 | 1307 | 1366 | 1422 | N
443 | NEW WELLS - CARRIZO WILCOX AQUIFER | New wells - Carrizo Wilcox Aquifer | I | 5 | EXISTING SOURCE OR EXPANDED USE OF AN EXISTING SOURCE (SURFACE WATER OR GROUNDWATER) | 6 | GROUNDWATER | 6 | OTHER INFRASTRUCTURE |  | 1351 | 1466 | CARRIZO-WILCOX AQUIFER | I | 3 | ANGELINA | 6 | NECHES | 1 | GROUNDWATER | 1 | NO WATER QUALITY IMPROVEMENTS |  | 2286 | 1 | New wells - Carrizo Wilcox Aquifer | 91 | LUFKIN | I | BOTH | MUNICIPAL | 371 | CITY | Strategy costs include all costs associated with Carrizo-Wilcox well in Nacogdoches County. | N | 2010 | 2010 | 1986800 | 1986800 | 757800 | 757800 | 757800 | 757800 | 14097000 | 20 | 968 | HUNTINGTON | I | WUG | MUNICIPAL | 291 | CITY | I | 3 | ANGELINA | 9 | 16 | 21 | 24 | 28 | 32 | N
443 | NEW WELLS - CARRIZO WILCOX AQUIFER | New wells - Carrizo Wilcox Aquifer | I | 5 | EXISTING SOURCE OR EXPANDED USE OF AN EXISTING SOURCE (SURFACE WATER OR GROUNDWATER) | 6 | GROUNDWATER | 6 | OTHER INFRASTRUCTURE |  | 1351 | 1466 | CARRIZO-WILCOX AQUIFER | I | 3 | ANGELINA | 6 | NECHES | 1 | GROUNDWATER | 1 | NO WATER QUALITY IMPROVEMENTS |  | 2286 | 1 | New wells - Carrizo Wilcox Aquifer | 91 | LUFKIN | I | BOTH | MUNICIPAL | 371 | CITY | Strategy costs include all costs associated with Carrizo-Wilcox well in Nacogdoches County. | N | 2010 | 2010 | 1986800 | 1986800 | 757800 | 757800 | 757800 | 757800 | 14097000 | 20 | 91 | LUFKIN | I | BOTH | MUNICIPAL | 371 | CITY | I | 3 | ANGELINA | 2955 | 2555 | 2464 | 2384 | 2301 | 2215 | N
443 | NEW WELLS - CARRIZO WILCOX AQUIFER | New wells - Carrizo Wilcox Aquifer | I | 5 | EXISTING SOURCE OR EXPANDED USE OF AN EXISTING SOURCE (SURFACE WATER OR GROUNDWATER) | 6 | GROUNDWATER | 6 | OTHER INFRASTRUCTURE |  | 1351 | 1466 | CARRIZO-WILCOX AQUIFER | I | 3 | ANGELINA | 6 | NECHES | 1 | GROUNDWATER | 1 | NO WATER QUALITY IMPROVEMENTS |  | 2286 | 1 | New wells - Carrizo Wilcox Aquifer | 91 | LUFKIN | I | BOTH | MUNICIPAL | 371 | CITY | Strategy costs include all costs associated with Carrizo-Wilcox well in Nacogdoches County. | N | 2010 | 2010 | 1986800 | 1986800 | 757800 | 757800 | 757800 | 757800 | 14097000 | 20 | 1622 | MANUFACTURING, ANGELINA | I | WUG | MANUFACTURING | 1001 | N/A | I | 3 | ANGELINA | 0 | 0 | 0 | 0 | 0 | 0 | N
443 | NEW WELLS - CARRIZO WILCOX AQUIFER | New wells - Carrizo Wilcox Aquifer | I | 5 | EXISTING SOURCE OR EXPANDED USE OF AN EXISTING SOURCE (SURFACE WATER OR GROUNDWATER) | 6 | GROUNDWATER | 6 | OTHER INFRASTRUCTURE |  | 1351 | 1466 | CARRIZO-WILCOX AQUIFER | I | 3 | ANGELINA | 6 | NECHES | 1 | GROUNDWATER | 1 | NO WATER QUALITY IMPROVEMENTS |  | 2286 | 1 | New wells - Carrizo Wilcox Aquifer | 91 | LUFKIN | I | BOTH | MUNICIPAL | 371 | CITY | Strategy costs include all costs associated with Carrizo-Wilcox well in Nacogdoches County. | N | 2010 | 2010 | 1986800 | 1986800 | 757800 | 757800 | 757800 | 757800 | 14097000 | 20 | 2687 | REDLAND WSC | I | WUG | MUNICIPAL | 4419 | UTILITY | I | 3 | ANGELINA | 46 | 63 | 65 | 66 | 68 | 71 | N
443 | NEW WELLS - CARRIZO WILCOX AQUIFER | New wells - Carrizo Wilcox Aquifer | I | 5 | EXISTING SOURCE OR EXPANDED USE OF AN EXISTING SOURCE (SURFACE WATER OR GROUNDWATER) | 6 | GROUNDWATER | 6 | OTHER INFRASTRUCTURE |  | 1351 | 1466 | CARRIZO-WILCOX AQUIFER | I | 3 | ANGELINA | 6 | NECHES | 1 | GROUNDWATER | 1 | NO WATER QUALITY IMPROVEMENTS |  | 2289 | 1 | New wells - Carrizo Wilcox Aquifer | 2673 | STEAM ELECTRIC POWER, ANGELINA | I | WUG | STEAM ELECTRIC | 1002 | N/A |  | N | 2010 | 2010 | 230665 | 230665 | 80280 | 80280 | 80280 | 80280 | 1724909 | 20 | 2673 | STEAM ELECTRIC POWER, ANGELINA | I | WUG | STEAM ELECTRIC | 1002 | N/A | I | 3 | ANGELINA | 1000 | 1000 | 1000 | 1000 | 1000 | 1000 | N
443 | NEW WELLS - CARRIZO WILCOX AQUIFER | New wells - Carrizo Wilcox Aquifer | I | 5 | EXISTING SOURCE OR EXPANDED USE OF AN EXISTING SOURCE (SURFACE WATER OR GROUNDWATER) | 6 | GROUNDWATER | 6 | OTHER INFRASTRUCTURE |  | 1001 | 1472 | CARRIZO-WILCOX AQUIFER | I | 107 | HENDERSON | 6 | NECHES | 1 | GROUNDWATER | 1 | NO WATER QUALITY IMPROVEMENTS |  | 2291 | 1 | New wells - Carrizo Wilcox Aquifer | 518 | COUNTY-OTHER, HENDERSON | I | WUG | MUNICIPAL | 757 | COUNTY-OTHER |  | N | 2010 | 2010 | 64900 | 64900 | 11700 | 11700 | 11700 | 11700 | 609900 | 20 | 518 | COUNTY-OTHER, HENDERSON | I | WUG | MUNICIPAL | 757 | COUNTY-OTHER | I | 107 | HENDERSON | 50 | 50 | 50 | 50 | 50 | 50 | N
443 | NEW WELLS - CARRIZO WILCOX AQUIFER | New wells - Carrizo Wilcox Aquifer | I | 5 | EXISTING SOURCE OR EXPANDED USE OF AN EXISTING SOURCE (SURFACE WATER OR GROUNDWATER) | 6 | GROUNDWATER | 6 | OTHER INFRASTRUCTURE |  | 1353 | 1474 | CARRIZO-WILCOX AQUIFER | I | 113 | HOUSTON | 6 | NECHES | 1 | GROUNDWATER | 1 | NO WATER QUALITY IMPROVEMENTS |  | 2294 | 1 | New wells - Carrizo Wilcox Aquifer | 1087 | IRRIGATION, HOUSTON | I | WUG | IRRIGATION | 1004 | N/A | WMS in IPP not split by river basin; for database, the supply is split according to need and costs are shared equally between the two river basins | N | 2010 | 2010 | 158307 | 158307 | 65150 | 66150 | 144304 | 144304 | 1602780 | 20 | 1087 | IRRIGATION, HOUSTON | I | WUG | IRRIGATION | 1004 | N/A | I | 113 | HOUSTON | 766 | 766 | 766 | 873 | 1149 | 1149 | N
443 | NEW WELLS - CARRIZO WILCOX AQUIFER | New wells - Carrizo Wilcox Aquifer | I | 5 | EXISTING SOURCE OR EXPANDED USE OF AN EXISTING SOURCE (SURFACE WATER OR GROUNDWATER) | 6 | GROUNDWATER | 6 | OTHER INFRASTRUCTURE |  | 1387 | 1514 | CARRIZO-WILCOX AQUIFER | I | 113 | HOUSTON | 8 | TRINITY | 1 | GROUNDWATER | 1 | NO WATER QUALITY IMPROVEMENTS |  | 2158 | 1 | New wells - Carrizo Wilcox Aquifer | 1087 | IRRIGATION, HOUSTON | I | WUG | IRRIGATION | 1004 | N/A | WMS in IPP not split by river basin; for database, the supply is split according to need and costs are shared equally between the two river basins | N | 2020 | 2020 | 0 | 79154 | 79154 | 111729 | 111729 | 144304 | 1602780 | 20 | 1087 | IRRIGATION, HOUSTON | I | WUG | IRRIGATION | 1004 | N/A | I | 113 | HOUSTON | 0 | 383 | 383 | 766 | 766 | 1149 | N
443 | NEW WELLS - CARRIZO WILCOX AQUIFER | New wells - Carrizo Wilcox Aquifer | I | 5 | EXISTING SOURCE OR EXPANDED USE OF AN EXISTING SOURCE (SURFACE WATER OR GROUNDWATER) | 6 | GROUNDWATER | 6 | OTHER INFRASTRUCTURE |  | 1387 | 1514 | CARRIZO-WILCOX AQUIFER | I | 113 | HOUSTON | 8 | TRINITY | 1 | GROUNDWATER | 1 | NO WATER QUALITY IMPROVEMENTS |  | 4944 | 1 | New wells - Carrizo Wilcox Aquifer | 1444 | LIVESTOCK, HOUSTON | I | WUG | LIVESTOCK | 1005 | N/A | Houston Co Livestock WMS is not split by river basin in IPP; WMS supply is split by need in database, with costs split equally between river basins | N | 2010 | 2010 | 39577 | 39577 | 55864 | 95441 | 111728 | 128016 | 1335649 | 20 | 1444 | LIVESTOCK, HOUSTON | I | WUG | LIVESTOCK | 1005 | N/A | I | 113 | HOUSTON | 111 | 111 | 221 | 363 | 542 | 665 | N
443 | NEW WELLS - CARRIZO WILCOX AQUIFER | New wells - Carrizo Wilcox Aquifer | I | 5 | EXISTING SOURCE OR EXPANDED USE OF AN EXISTING SOURCE (SURFACE WATER OR GROUNDWATER) | 6 | GROUNDWATER | 6 | OTHER INFRASTRUCTURE |  | 1354 | 1483 | CARRIZO-WILCOX AQUIFER | I | 174 | NACOGDOCHES | 6 | NECHES | 1 | GROUNDWATER | 1 | NO WATER QUALITY IMPROVEMENTS |  | 2295 | 1 | New wells - Carrizo Wilcox Aquifer | 2688 | D&M WSC | I | WUG | MUNICIPAL | 4420 | UTILITY |  | N | 2030 | 2030 | 0 | 0 | 100361 | 100361 | 57436 | 57436 | 492348 | 20 | 2688 | D&M WSC | I | WUG | MUNICIPAL | 4420 | UTILITY | I | 174 | NACOGDOCHES | 0 | 0 | 310 | 310 | 310 | 310 | N
443 | NEW WELLS - CARRIZO WILCOX AQUIFER | New wells - Carrizo Wilcox Aquifer | I | 5 | EXISTING SOURCE OR EXPANDED USE OF AN EXISTING SOURCE (SURFACE WATER OR GROUNDWATER) | 6 | GROUNDWATER | 6 | OTHER INFRASTRUCTURE |  | 1354 | 1483 | CARRIZO-WILCOX AQUIFER | I | 174 | NACOGDOCHES | 6 | NECHES | 1 | GROUNDWATER | 1 | NO WATER QUALITY IMPROVEMENTS |  | 2296 | 1 | New wells - Carrizo Wilcox Aquifer | 1322 | LILLY GROVE SUD | I | WUG | MUNICIPAL | 4233 | UTILITY |  | N | 2050 | 2050 | 0 | 0 | 0 | 0 | 134877 | 134877 | 580504 | 20 | 1322 | LILLY GROVE SUD | I | WUG | MUNICIPAL | 4233 | UTILITY | I | 174 | NACOGDOCHES | 0 | 0 | 0 | 0 | 500 | 500 | N
443 | NEW WELLS - CARRIZO WILCOX AQUIFER | New wells - Carrizo Wilcox Aquifer | I | 5 | EXISTING SOURCE OR EXPANDED USE OF AN EXISTING SOURCE (SURFACE WATER OR GROUNDWATER) | 6 | GROUNDWATER | 6 | OTHER INFRASTRUCTURE |  | 1354 | 1483 | CARRIZO-WILCOX AQUIFER | I | 174 | NACOGDOCHES | 6 | NECHES | 1 | GROUNDWATER | 1 | NO WATER QUALITY IMPROVEMENTS |  | 2297 | 1 | New wells - Carrizo Wilcox Aquifer | 1505 | LIVESTOCK, NACOGDOCHES | I | WUG | LIVESTOCK | 1005 | N/A |  | N | 2030 | 2030 | 0 | 0 | 100361 | 200722 | 258158 | 315594 | 1969392 | 20 | 1505 | LIVESTOCK, NACOGDOCHES | I | WUG | LIVESTOCK | 1005 | N/A | I | 174 | NACOGDOCHES | 0 | 0 | 322 | 644 | 966 | 1350 | N
443 | NEW WELLS - CARRIZO WILCOX AQUIFER | New wells - Carrizo Wilcox Aquifer | I | 5 | EXISTING SOURCE OR EXPANDED USE OF AN EXISTING SOURCE (SURFACE WATER OR GROUNDWATER) | 6 | GROUNDWATER | 6 | OTHER INFRASTRUCTURE |  | 1354 | 1483 | CARRIZO-WILCOX AQUIFER | I | 174 | NACOGDOCHES | 6 | NECHES | 1 | GROUNDWATER | 1 | NO WATER QUALITY IMPROVEMENTS |  | 2286 | 1 | New wells - Carrizo Wilcox Aquifer | 91 | LUFKIN | I | BOTH | MUNICIPAL | 371 | CITY | Costs for this strategy are shown with New groundwater in Angelina County. | N | 2010 | 2010 | 0 | 0 | 0 | 0 | 0 | 0 | 0 | 0 | 91 | LUFKIN | I | BOTH | MUNICIPAL | 371 | CITY | I | 3 | ANGELINA | 750 | 750 | 750 | 750 | 750 | 750 | N
443 | NEW WELLS - CARRIZO WILCOX AQUIFER | New wells - Carrizo Wilcox Aquifer | I | 5 | EXISTING SOURCE OR EXPANDED USE OF AN EXISTING SOURCE (SURFACE WATER OR GROUNDWATER) | 6 | GROUNDWATER | 6 | OTHER INFRASTRUCTURE |  | 1354 | 1483 | CARRIZO-WILCOX AQUIFER | I | 174 | NACOGDOCHES | 6 | NECHES | 1 | GROUNDWATER | 1 | NO WATER QUALITY IMPROVEMENTS |  | 2298 | 1 | New wells - Carrizo Wilcox Aquifer | 102 | NACOGDOCHES | I | BOTH | MUNICIPAL | 421 | CITY |  | N | 2010 | 2010 | 724600 | 724600 | 486887 | 486887 | 486887 | 486887 | 2727000 | 20 | 1740 | MANUFACTURING, NACOGDOCHES | I | WUG | MANUFACTURING | 1001 | N/A | I | 174 | NACOGDOCHES | 0 | 0 | 0 | 0 | 0 | 0 | N
443 | NEW WELLS - CARRIZO WILCOX AQUIFER | New wells - Carrizo Wilcox Aquifer | I | 5 | EXISTING SOURCE OR EXPANDED USE OF AN EXISTING SOURCE (SURFACE WATER OR GROUNDWATER) | 6 | GROUNDWATER | 6 | OTHER INFRASTRUCTURE |  | 1354 | 1483 | CARRIZO-WILCOX AQUIFER | I | 174 | NACOGDOCHES | 6 | NECHES | 1 | GROUNDWATER | 1 | NO WATER QUALITY IMPROVEMENTS |  | 2298 | 1 | New wells - Carrizo Wilcox Aquifer | 102 | NACOGDOCHES | I | BOTH | MUNICIPAL | 421 | CITY |  | N | 2010 | 2010 | 724600 | 724600 | 486887 | 486887 | 486887 | 486887 | 2727000 | 20 | 102 | NACOGDOCHES | I | BOTH | MUNICIPAL | 421 | CITY | I | 174 | NACOGDOCHES | 2800 | 2800 | 2800 | 2800 | 2800 | 2800 | N
443 | NEW WELLS - CARRIZO WILCOX AQUIFER | New wells - Carrizo Wilcox Aquifer | I | 5 | EXISTING SOURCE OR EXPANDED USE OF AN EXISTING SOURCE (SURFACE WATER OR GROUNDWATER) | 6 | GROUNDWATER | 6 | OTHER INFRASTRUCTURE |  | 1354 | 1483 | CARRIZO-WILCOX AQUIFER | I | 174 | NACOGDOCHES | 6 | NECHES | 1 | GROUNDWATER | 1 | NO WATER QUALITY IMPROVEMENTS |  | 2299 | 1 | New wells - Carrizo Wilcox Aquifer | 2503 | SWIFT WSC | I | WUG | MUNICIPAL | 4352 | UTILITY |  | N | 2010 | 2010 | 107277 | 107277 | 63844 | 63844 | 63844 | 63844 | 498171 | 20 | 2503 | SWIFT WSC | I | WUG | MUNICIPAL | 4352 | UTILITY | I | 174 | NACOGDOCHES | 350 | 350 | 350 | 350 | 350 | 350 | N
443 | NEW WELLS - CARRIZO WILCOX AQUIFER | New wells - Carrizo Wilcox Aquifer | I | 5 | EXISTING SOURCE OR EXPANDED USE OF AN EXISTING SOURCE (SURFACE WATER OR GROUNDWATER) | 6 | GROUNDWATER | 6 | OTHER INFRASTRUCTURE |  | 1205 | 1450 | CARRIZO-WILCOX AQUIFER | I | 201 | RUSK | 5 | SABINE | 1 | GROUNDWATER | 1 | NO WATER QUALITY IMPROVEMENTS |  | 5268 | 1 | New wells - Carrizo Wilcox Aquifer | 2021 | MINING, RUSK | I | WUG | MINING | 1003 | N/A |  | N | 2040 | 2040 | 0 | 0 | 0 | 27550 | 27550 | 6486 | 241600 | 20 | 2021 | MINING, RUSK | I | WUG | MINING | 1003 | N/A | I | 201 | RUSK | 0 | 0 | 0 | 158 | 158 | 158 | N
443 | NEW WELLS - CARRIZO WILCOX AQUIFER | New wells - Carrizo Wilcox Aquifer | I | 5 | EXISTING SOURCE OR EXPANDED USE OF AN EXISTING SOURCE (SURFACE WATER OR GROUNDWATER) | 6 | GROUNDWATER | 6 | OTHER INFRASTRUCTURE |  | 1000 | 1493 | CARRIZO-WILCOX AQUIFER | I | 202 | SABINE | 6 | NECHES | 1 | GROUNDWATER | 1 | NO WATER QUALITY IMPROVEMENTS |  | 2300 | 1 | New wells - Carrizo Wilcox Aquifer | 613 | COUNTY-OTHER, SABINE | I | WUG | MUNICIPAL | 757 | COUNTY-OTHER |  | N | 2010 | 2010 | 27356 | 27356 | 7944 | 35300 | 35300 | 15888 | 328840 | 20 | 613 | COUNTY-OTHER, SABINE | I | WUG | MUNICIPAL | 757 | COUNTY-OTHER | I | 202 | SABINE | 32 | 32 | 32 | 64 | 64 | 64 | N
443 | NEW WELLS - CARRIZO WILCOX AQUIFER | New wells - Carrizo Wilcox Aquifer | I | 5 | EXISTING SOURCE OR EXPANDED USE OF AN EXISTING SOURCE (SURFACE WATER OR GROUNDWATER) | 6 | GROUNDWATER | 6 | OTHER INFRASTRUCTURE |  | 1004 | 1454 | CARRIZO-WILCOX AQUIFER | I | 202 | SABINE | 5 | SABINE | 1 | GROUNDWATER | 1 | NO WATER QUALITY IMPROVEMENTS |  | 5269 | 1 | New wells - Carrizo Wilcox Aquifer | 1533 | LIVESTOCK, SABINE | I | WUG | LIVESTOCK | 1005 | N/A |  | N | 2010 | 2010 | 31224 | 31224 | 11483 | 42707 | 42707 | 22965 | 226430 | 20 | 1533 | LIVESTOCK, SABINE | I | WUG | LIVESTOCK | 1005 | N/A | I | 202 | SABINE | 50 | 50 | 50 | 100 | 100 | 100 | N
443 | NEW WELLS - CARRIZO WILCOX AQUIFER | New wells - Carrizo Wilcox Aquifer | I | 5 | EXISTING SOURCE OR EXPANDED USE OF AN EXISTING SOURCE (SURFACE WATER OR GROUNDWATER) | 6 | GROUNDWATER | 6 | OTHER INFRASTRUCTURE |  | 1002 | 1496 | CARRIZO-WILCOX AQUIFER | I | 203 | SAN AUGUSTINE | 6 | NECHES | 1 | GROUNDWATER | 1 | NO WATER QUALITY IMPROVEMENTS |  | 2301 | 1 | New wells - Carrizo Wilcox Aquifer | 1168 | IRRIGATION, SAN AUGUSTINE | I | WUG | IRRIGATION | 1004 | N/A |  | N | 2010 | 2010 | 43639 | 43639 | 24049 | 24049 | 24049 | 24049 | 224690 | 20 | 1168 | IRRIGATION, SAN AUGUSTINE | I | WUG | IRRIGATION | 1004 | N/A | I | 203 | SAN AUGUSTINE | 100 | 100 | 100 | 100 | 100 | 100 | N
443 | NEW WELLS - CARRIZO WILCOX AQUIFER | New wells - Carrizo Wilcox Aquifer | I | 5 | EXISTING SOURCE OR EXPANDED USE OF AN EXISTING SOURCE (SURFACE WATER OR GROUNDWATER) | 6 | GROUNDWATER | 6 | OTHER INFRASTRUCTURE |  | 1002 | 1496 | CARRIZO-WILCOX AQUIFER | I | 203 | SAN AUGUSTINE | 6 | NECHES | 1 | GROUNDWATER | 1 | NO WATER QUALITY IMPROVEMENTS |  | 2302 | 1 | New wells - Carrizo Wilcox Aquifer | 1534 | LIVESTOCK, SAN AUGUSTINE | I | WUG | LIVESTOCK | 1005 | N/A |  | N | 2010 | 2010 | 30875 | 30875 | 49356 | 49356 | 67836 | 67836 | 379140 | 20 | 1534 | LIVESTOCK, SAN AUGUSTINE | I | WUG | LIVESTOCK | 1005 | N/A | I | 203 | SAN AUGUSTINE | 100 | 100 | 200 | 200 | 300 | 300 | N
443 | NEW WELLS - CARRIZO WILCOX AQUIFER | New wells - Carrizo Wilcox Aquifer | I | 5 | EXISTING SOURCE OR EXPANDED USE OF AN EXISTING SOURCE (SURFACE WATER OR GROUNDWATER) | 6 | GROUNDWATER | 6 | OTHER INFRASTRUCTURE |  | 1002 | 1496 | CARRIZO-WILCOX AQUIFER | I | 203 | SAN AUGUSTINE | 6 | NECHES | 1 | GROUNDWATER | 1 | NO WATER QUALITY IMPROVEMENTS |  | 2303 | 1 | New wells - Carrizo Wilcox Aquifer | 1762 | MANUFACTURING, SAN AUGUSTINE | I | WUG | MANUFACTURING | 1001 | N/A |  | N | 2010 | 2010 | 3130 | 3130 | 230 | 230 | 230 | 230 | 33300 | 20 | 1762 | MANUFACTURING, SAN AUGUSTINE | I | WUG | MANUFACTURING | 1001 | N/A | I | 203 | SAN AUGUSTINE | 10 | 10 | 10 | 10 | 10 | 10 | N
443 | NEW WELLS - CARRIZO WILCOX AQUIFER | New wells - Carrizo Wilcox Aquifer | I | 5 | EXISTING SOURCE OR EXPANDED USE OF AN EXISTING SOURCE (SURFACE WATER OR GROUNDWATER) | 6 | GROUNDWATER | 6 | OTHER INFRASTRUCTURE |  | 1005 | 1457 | CARRIZO-WILCOX AQUIFER | I | 203 | SAN AUGUSTINE | 5 | SABINE | 1 | GROUNDWATER | 1 | NO WATER QUALITY IMPROVEMENTS |  | 5270 | 1 | New wells - Carrizo Wilcox Aquifer | 1534 | LIVESTOCK, SAN AUGUSTINE | I | WUG | LIVESTOCK | 1005 | N/A |  | N | 2010 | 2010 | 10293 | 10293 | 16452 | 16452 | 22612 | 22612 | 189570 | 20 | 1534 | LIVESTOCK, SAN AUGUSTINE | I | WUG | LIVESTOCK | 1005 | N/A | I | 203 | SAN AUGUSTINE | 50 | 50 | 50 | 100 | 100 | 100 | N
443 | NEW WELLS - CARRIZO WILCOX AQUIFER | New wells - Carrizo Wilcox Aquifer | I | 5 | EXISTING SOURCE OR EXPANDED USE OF AN EXISTING SOURCE (SURFACE WATER OR GROUNDWATER) | 6 | GROUNDWATER | 6 | OTHER INFRASTRUCTURE |  | 1006 | 1497 | CARRIZO-WILCOX AQUIFER | I | 210 | SHELBY | 6 | NECHES | 1 | GROUNDWATER | 1 | NO WATER QUALITY IMPROVEMENTS |  | 2304 | 1 | New wells - Carrizo Wilcox Aquifer | 1541 | LIVESTOCK, SHELBY | I | WUG | LIVESTOCK | 1005 | N/A |  | N | 2010 | 2010 | 53233 | 53233 | 83900 | 83900 | 114567 | 114567 | 1040800 | 20 | 1541 | LIVESTOCK, SHELBY | I | WUG | LIVESTOCK | 1005 | N/A | I | 210 | SHELBY | 500 | 500 | 1000 | 1000 | 1500 | 1500 | N
443 | NEW WELLS - CARRIZO WILCOX AQUIFER | New wells - Carrizo Wilcox Aquifer | I | 5 | EXISTING SOURCE OR EXPANDED USE OF AN EXISTING SOURCE (SURFACE WATER OR GROUNDWATER) | 6 | GROUNDWATER | 6 | OTHER INFRASTRUCTURE |  | 1003 | 1459 | CARRIZO-WILCOX AQUIFER | I | 210 | SHELBY | 5 | SABINE | 1 | GROUNDWATER | 1 | NO WATER QUALITY IMPROVEMENTS |  | 5271 | 1 | New wells - Carrizo Wilcox Aquifer | 621 | COUNTY-OTHER, SHELBY | I | WUG | MUNICIPAL | 757 | COUNTY-OTHER |  | N | 2010 | 2010 | 91699 | 183398 | 208898 | 142699 | 76497 | 76497 | 2278400 | 20 | 621 | COUNTY-OTHER, SHELBY | I | WUG | MUNICIPAL | 757 | COUNTY-OTHER | I | 210 | SHELBY | 100 | 200 | 300 | 300 | 350 | 350 | N
443 | NEW WELLS - CARRIZO WILCOX AQUIFER | New wells - Carrizo Wilcox Aquifer | I | 5 | EXISTING SOURCE OR EXPANDED USE OF AN EXISTING SOURCE (SURFACE WATER OR GROUNDWATER) | 6 | GROUNDWATER | 6 | OTHER INFRASTRUCTURE |  | 1003 | 1459 | CARRIZO-WILCOX AQUIFER | I | 210 | SHELBY | 5 | SABINE | 1 | GROUNDWATER | 1 | NO WATER QUALITY IMPROVEMENTS |  | 5271 | 1 | New wells - Carrizo Wilcox Aquifer | 1541 | LIVESTOCK, SHELBY | I | WUG | LIVESTOCK | 1005 | N/A |  | N | 2010 | 2010 | 106500 | 213000 | 152500 | 92000 | 92000 | 92000 | 1387600 | 20 | 1541 | LIVESTOCK, SHELBY | I | WUG | LIVESTOCK | 1005 | N/A | I | 210 | SHELBY | 1000 | 2000 | 2000 | 2000 | 2000 | 2000 | N
443 | NEW WELLS - CARRIZO WILCOX AQUIFER | New wells - Carrizo Wilcox Aquifer | I | 5 | EXISTING SOURCE OR EXPANDED USE OF AN EXISTING SOURCE (SURFACE WATER OR GROUNDWATER) | 6 | GROUNDWATER | 6 | OTHER INFRASTRUCTURE |  | 1212 | 1499 | CARRIZO-WILCOX AQUIFER | I | 212 | SMITH | 6 | NECHES | 1 | GROUNDWATER | 1 | NO WATER QUALITY IMPROVEMENTS |  | 2305 | 1 | New wells - Carrizo Wilcox Aquifer | 310 | BULLARD | I | WUG | MUNICIPAL | 835 | CITY | Online dates - 2020 and 2050 included in totals | N | 2020 | 2020 | 0 | 51736 | 51736 | 25086 | 76822 | 76822 | 305674 | 20 | 310 | BULLARD | I | WUG | MUNICIPAL | 835 | CITY | I | 212 | SMITH | 0 | 100 | 100 | 100 | 200 | 200 | N
443 | NEW WELLS - CARRIZO WILCOX AQUIFER | New wells - Carrizo Wilcox Aquifer | I | 5 | EXISTING SOURCE OR EXPANDED USE OF AN EXISTING SOURCE (SURFACE WATER OR GROUNDWATER) | 6 | GROUNDWATER | 6 | OTHER INFRASTRUCTURE |  | 1212 | 1499 | CARRIZO-WILCOX AQUIFER | I | 212 | SMITH | 6 | NECHES | 1 | GROUNDWATER | 1 | NO WATER QUALITY IMPROVEMENTS |  | 2306 | 1 | New wells - Carrizo Wilcox Aquifer | 393 | COMMUNITY WATER COMPANY | C | WUG | MUNICIPAL | 4068 | UTILITY | Online Dates - 2010 and 2040 included in totals | N | 2010 | 2010 | 197781 | 197781 | 126255 | 324036 | 324036 | 252511 | 1640776 | 20 | 393 | COMMUNITY WATER COMPANY | C | WUG | MUNICIPAL | 4068 | UTILITY | I | 212 | SMITH | 100 | 121 | 121 | 227 | 227 | 227 | N
443 | NEW WELLS - CARRIZO WILCOX AQUIFER | New wells - Carrizo Wilcox Aquifer | I | 5 | EXISTING SOURCE OR EXPANDED USE OF AN EXISTING SOURCE (SURFACE WATER OR GROUNDWATER) | 6 | GROUNDWATER | 6 | OTHER INFRASTRUCTURE |  | 1212 | 1499 | CARRIZO-WILCOX AQUIFER | I | 212 | SMITH | 6 | NECHES | 1 | GROUNDWATER | 1 | NO WATER QUALITY IMPROVEMENTS |  | 2307 | 1 | New wells - Carrizo Wilcox Aquifer | 1325 | LINDALE RURAL WSC | I | WUG | MUNICIPAL | 4234 | UTILITY | Online Date 2060 | N | 2060 | 2060 | 0 | 0 | 0 | 0 | 0 | 65938 | 347259 | 20 | 1325 | LINDALE RURAL WSC | I | WUG | MUNICIPAL | 4234 | UTILITY | I | 212 | SMITH | 0 | 0 | 0 | 0 | 0 | 80 | N
446 | NEW WELLS - GULF COAST AQUIFER | New wells - Gulf Coast Aquifer | I | 5 | EXISTING SOURCE OR EXPANDED USE OF AN EXISTING SOURCE (SURFACE WATER OR GROUNDWATER) | 6 | GROUNDWATER | 6 | OTHER INFRASTRUCTURE |  | 1194 | 1471 | GULF COAST AQUIFER | I | 100 | HARDIN | 6 | NECHES | 1 | GROUNDWATER | 1 | NO WATER QUALITY IMPROVEMENTS |  | 2330 | 1 | New wells - Gulf Coast Aquifer | 1686 | MANUFACTURING, HARDIN | I | WUG | MANUFACTURING | 1001 | N/A |  | N | 2010 | 2010 | 43444 | 43444 | 5995 | 5995 | 5995 | 5995 | 429542 | 20 | 1686 | MANUFACTURING, HARDIN | I | WUG | MANUFACTURING | 1001 | N/A | I | 100 | HARDIN | 114 | 114 | 114 | 114 | 114 | 114 | N
446 | NEW WELLS - GULF COAST AQUIFER | New wells - Gulf Coast Aquifer | I | 5 | EXISTING SOURCE OR EXPANDED USE OF AN EXISTING SOURCE (SURFACE WATER OR GROUNDWATER) | 6 | GROUNDWATER | 6 | OTHER INFRASTRUCTURE |  | 1740 | 1512 | GULF COAST AQUIFER | I | 100 | HARDIN | 8 | TRINITY | 1 | GROUNDWATER | 1 | NO WATER QUALITY IMPROVEMENTS |  | 4946 | 1 | New wells - Gulf Coast Aquifer | 511 | COUNTY-OTHER, HARDIN | I | WUG | MUNICIPAL | 757 | COUNTY-OTHER |  | N | 2040 | 2040 | 0 | 0 | 0 | 0 | 0 | 0 | 0 | 0 | 511 | COUNTY-OTHER, HARDIN | I | WUG | MUNICIPAL | 757 | COUNTY-OTHER | I | 100 | HARDIN | 0 | 0 | 0 | 1 | 1 | 2 | N
446 | NEW WELLS - GULF COAST AQUIFER | New wells - Gulf Coast Aquifer | I | 5 | EXISTING SOURCE OR EXPANDED USE OF AN EXISTING SOURCE (SURFACE WATER OR GROUNDWATER) | 6 | GROUNDWATER | 6 | OTHER INFRASTRUCTURE |  | 997 | 1446 | GULF COAST AQUIFER | I | 121 | JASPER | 5 | SABINE | 1 | GROUNDWATER | 1 | NO WATER QUALITY IMPROVEMENTS |  | 5288 | 1 | New wells - Gulf Coast Aquifer | 532 | COUNTY-OTHER, JASPER | I | WUG | MUNICIPAL | 757 | COUNTY-OTHER |  | N | 2010 | 2010 | 174438 | 174438 | 140167 | 140167 | 140167 | 140167 | 393088 | 20 | 532 | COUNTY-OTHER, JASPER | I | WUG | MUNICIPAL | 757 | COUNTY-OTHER | I | 121 | JASPER | 82 | 82 | 82 | 82 | 82 | 82 | N
446 | NEW WELLS - GULF COAST AQUIFER | New wells - Gulf Coast Aquifer | I | 5 | EXISTING SOURCE OR EXPANDED USE OF AN EXISTING SOURCE (SURFACE WATER OR GROUNDWATER) | 6 | GROUNDWATER | 6 | OTHER INFRASTRUCTURE |  | 1199 | 1507 | GULF COAST AQUIFER | I | 123 | JEFFERSON | 7 | NECHES-TRINITY | 1 | GROUNDWATER | 1 | NO WATER QUALITY IMPROVEMENTS |  | 5328 | 1 | New wells - Gulf Coast Aquifer | 1951 | MINING, JEFFERSON | I | WUG | MINING | 1003 | N/A |  | N | 2050 | 2050 | 0 | 0 | 0 | 0 | 12746 | 12746 | 103083 | 20 | 1951 | MINING, JEFFERSON | I | WUG | MINING | 1003 | N/A | I | 123 | JEFFERSON | 0 | 0 | 0 | 0 | 5 | 9 | N
446 | NEW WELLS - GULF COAST AQUIFER | New wells - Gulf Coast Aquifer | I | 5 | EXISTING SOURCE OR EXPANDED USE OF AN EXISTING SOURCE (SURFACE WATER OR GROUNDWATER) | 6 | GROUNDWATER | 6 | OTHER INFRASTRUCTURE |  | 998 | 1447 | GULF COAST AQUIFER | I | 176 | NEWTON | 5 | SABINE | 1 | GROUNDWATER | 1 | NO WATER QUALITY IMPROVEMENTS |  | 5289 | 1 | New wells - Gulf Coast Aquifer | 1742 | MANUFACTURING, NEWTON | I | WUG | MANUFACTURING | 1001 | N/A |  | N | 2010 | 2010 | 120954 | 120954 | 82091 | 203045 | 203045 | 164181 | 891529 | 20 | 1742 | MANUFACTURING, NEWTON | I | WUG | MANUFACTURING | 1001 | N/A | I | 176 | NEWTON | 400 | 400 | 400 | 800 | 800 | 800 | N
446 | NEW WELLS - GULF COAST AQUIFER | New wells - Gulf Coast Aquifer | I | 5 | EXISTING SOURCE OR EXPANDED USE OF AN EXISTING SOURCE (SURFACE WATER OR GROUNDWATER) | 6 | GROUNDWATER | 6 | OTHER INFRASTRUCTURE |  | 998 | 1447 | GULF COAST AQUIFER | I | 176 | NEWTON | 5 | SABINE | 1 | GROUNDWATER | 1 | NO WATER QUALITY IMPROVEMENTS |  | 5290 | 1 | New wells - Gulf Coast Aquifer | 1811 | MAURICEVILLE SUD | I | WUG | MUNICIPAL | 4248 | UTILITY |  | N | 2020 | 2020 | 0 | 106749 | 106749 | 58724 | 58724 | 58724 | 550848 | 20 | 1811 | MAURICEVILLE SUD | I | WUG | MUNICIPAL | 4248 | UTILITY | I | 181 | ORANGE | 0 | 203 | 203 | 203 | 203 | 203 | N
446 | NEW WELLS - GULF COAST AQUIFER | New wells - Gulf Coast Aquifer | I | 5 | EXISTING SOURCE OR EXPANDED USE OF AN EXISTING SOURCE (SURFACE WATER OR GROUNDWATER) | 6 | GROUNDWATER | 6 | OTHER INFRASTRUCTURE |  | 1201 | 1486 | GULF COAST AQUIFER | I | 187 | POLK | 6 | NECHES | 1 | GROUNDWATER | 1 | NO WATER QUALITY IMPROVEMENTS |  | 2325 | 1 | New wells - Gulf Coast Aquifer | 598 | COUNTY-OTHER, POLK | H | WUG | MUNICIPAL | 757 | COUNTY-OTHER | Online Dates - 2010, 2020, 2030, and 2040 included in totals | N | 2010 | 2010 | 75513 | 151026 | 161344 | 171662 | 106466 | 41271 | 2991138 | 20 | 598 | COUNTY-OTHER, POLK | H | WUG | MUNICIPAL | 757 | COUNTY-OTHER | I | 187 | POLK | 208 | 417 | 624 | 832 | 832 | 832 | N
446 | NEW WELLS - GULF COAST AQUIFER | New wells - Gulf Coast Aquifer | I | 5 | EXISTING SOURCE OR EXPANDED USE OF AN EXISTING SOURCE (SURFACE WATER OR GROUNDWATER) | 6 | GROUNDWATER | 6 | OTHER INFRASTRUCTURE |  | 1201 | 1486 | GULF COAST AQUIFER | I | 187 | POLK | 6 | NECHES | 1 | GROUNDWATER | 1 | NO WATER QUALITY IMPROVEMENTS |  | 2326 | 1 | New wells - Gulf Coast Aquifer | 1751 | MANUFACTURING, POLK | I | WUG | MANUFACTURING | 1001 | N/A | Onlines Dates - 2020 and 2040 included in totals | N | 2020 | 2020 | 0 | 32678 | 32678 | 40014 | 40014 | 14672 | 581344 | 20 | 1751 | MANUFACTURING, POLK | I | WUG | MANUFACTURING | 1001 | N/A | I | 187 | POLK | 0 | 225 | 225 | 450 | 450 | 450 | N
446 | NEW WELLS - GULF COAST AQUIFER | New wells - Gulf Coast Aquifer | I | 5 | EXISTING SOURCE OR EXPANDED USE OF AN EXISTING SOURCE (SURFACE WATER OR GROUNDWATER) | 6 | GROUNDWATER | 6 | OTHER INFRASTRUCTURE |  | 1214 | 1506 | GULF COAST AQUIFER | I | 229 | TYLER | 6 | NECHES | 1 | GROUNDWATER | 1 | NO WATER QUALITY IMPROVEMENTS |  | 2327 | 1 | New wells - Gulf Coast Aquifer | 640 | COUNTY-OTHER, TYLER | I | WUG | MUNICIPAL | 757 | COUNTY-OTHER | Online Date 2020 | N | 2020 | 2020 | 0 | 49441 | 49441 | 17510 | 17510 | 17510 | 366241 | 20 | 640 | COUNTY-OTHER, TYLER | I | WUG | MUNICIPAL | 757 | COUNTY-OTHER | I | 229 | TYLER | 0 | 251 | 251 | 251 | 251 | 251 | N
446 | NEW WELLS - GULF COAST AQUIFER | New wells - Gulf Coast Aquifer | I | 5 | EXISTING SOURCE OR EXPANDED USE OF AN EXISTING SOURCE (SURFACE WATER OR GROUNDWATER) | 6 | GROUNDWATER | 6 | OTHER INFRASTRUCTURE |  | 1214 | 1506 | GULF COAST AQUIFER | I | 229 | TYLER | 6 | NECHES | 1 | GROUNDWATER | 1 | NO WATER QUALITY IMPROVEMENTS |  | 2328 | 1 | New wells - Gulf Coast Aquifer | 2647 | WOODVILLE | I | WUG | MUNICIPAL | 666 | CITY | Needed to meet demands of 2 prisons and TCEQ reqmt of .6 gpm per connections | N | 2020 | 2020 | 0 | 72700 | 72700 | 28100 | 28100 | 28100 | 511400 | 20 | 2647 | WOODVILLE | I | WUG | MUNICIPAL | 666 | CITY | I | 229 | TYLER | 0 | 300 | 300 | 300 | 300 | 300 | N
445 | NEW WELLS - QUEEN CITY AQUIFER | New wells - Queen City Aquifer | I | 5 | EXISTING SOURCE OR EXPANDED USE OF AN EXISTING SOURCE (SURFACE WATER OR GROUNDWATER) | 6 | GROUNDWATER | 6 | OTHER INFRASTRUCTURE |  | 1385 | 1508 | QUEEN CITY AQUIFER | I | 1 | ANDERSON | 8 | TRINITY | 1 | GROUNDWATER | 1 | NO WATER QUALITY IMPROVEMENTS |  | 4945 | 1 | New wells - Queen City Aquifer | 412 | COUNTY-OTHER, ANDERSON | I | WUG | MUNICIPAL | 757 | COUNTY-OTHER |  | N | 2060 | 2060 | 0 | 0 | 0 | 0 | 0 | 3211000 | 212732 | 20 | 412 | COUNTY-OTHER, ANDERSON | I | WUG | MUNICIPAL | 757 | COUNTY-OTHER | I | 1 | ANDERSON | 0 | 0 | 0 | 0 | 0 | 100 | N
445 | NEW WELLS - QUEEN CITY AQUIFER | New wells - Queen City Aquifer | I | 5 | EXISTING SOURCE OR EXPANDED USE OF AN EXISTING SOURCE (SURFACE WATER OR GROUNDWATER) | 6 | GROUNDWATER | 6 | OTHER INFRASTRUCTURE |  | 996 | 1473 | QUEEN CITY AQUIFER | I | 107 | HENDERSON | 6 | NECHES | 1 | GROUNDWATER | 1 | NO WATER QUALITY IMPROVEMENTS |  | 2351 | 1 | New wells - Queen City Aquifer | 518 | COUNTY-OTHER, HENDERSON | I | WUG | MUNICIPAL | 757 | COUNTY-OTHER |  | N | 2010 | 2010 | 84067 | 84067 | 19833 | 103900 | 272033 | 375933 | 4420100 | 20 | 518 | COUNTY-OTHER, HENDERSON | I | WUG | MUNICIPAL | 757 | COUNTY-OTHER | I | 107 | HENDERSON | 50 | 50 | 50 | 100 | 200 | 500 | N
445 | NEW WELLS - QUEEN CITY AQUIFER | New wells - Queen City Aquifer | I | 5 | EXISTING SOURCE OR EXPANDED USE OF AN EXISTING SOURCE (SURFACE WATER OR GROUNDWATER) | 6 | GROUNDWATER | 6 | OTHER INFRASTRUCTURE |  | 996 | 1473 | QUEEN CITY AQUIFER | I | 107 | HENDERSON | 6 | NECHES | 1 | GROUNDWATER | 1 | NO WATER QUALITY IMPROVEMENTS |  | 2352 | 1 | New wells - Queen City Aquifer | 1177 | IRRIGATION, SMITH | I | WUG | IRRIGATION | 1004 | N/A |  | N | 2010 | 2010 | 9833 | 9833 | 11868 | 21701 | 23736 | 15937 | 357794 | 20 | 1177 | IRRIGATION, SMITH | I | WUG | IRRIGATION | 1004 | N/A | I | 212 | SMITH | 40 | 40 | 80 | 120 | 168 | 168 | N
445 | NEW WELLS - QUEEN CITY AQUIFER | New wells - Queen City Aquifer | I | 5 | EXISTING SOURCE OR EXPANDED USE OF AN EXISTING SOURCE (SURFACE WATER OR GROUNDWATER) | 6 | GROUNDWATER | 6 | OTHER INFRASTRUCTURE |  | 996 | 1473 | QUEEN CITY AQUIFER | I | 107 | HENDERSON | 6 | NECHES | 1 | GROUNDWATER | 1 | NO WATER QUALITY IMPROVEMENTS |  | 2353 | 1 | New wells - Queen City Aquifer | 2029 | MINING, SMITH | D | WUG | MINING | 1003 | N/A |  | N | 2010 | 2010 | 10301 | 30903 | 33041 | 27016 | 29154 | 31292 | 655416 | 20 | 2029 | MINING, SMITH | D | WUG | MINING | 1003 | N/A | I | 212 | SMITH | 47 | 141 | 188 | 235 | 282 | 329 | N
297 | NEW WELLS - TRINITY AQUIFER | New wells - Trinity Aquifer | C | 5 | EXISTING SOURCE OR EXPANDED USE OF AN EXISTING SOURCE (SURFACE WATER OR GROUNDWATER) | 6 | GROUNDWATER | 6 | OTHER INFRASTRUCTURE |  | 2405 | 1038 | TRINITY AQUIFER | C | 61 | DENTON | 8 | TRINITY | 1 | GROUNDWATER | 1 | NO WATER QUALITY IMPROVEMENTS |  | 4359 | 1 | New wells - Trinity Aquifer | 1037 | IRRIGATION, DENTON | C | WUG | IRRIGATION | 1004 | N/A |  | N | 2010 | 2010 | 97600 | 97600 | 97600 | 45600 | 45600 | 45600 | 717000 | 30 | 1037 | IRRIGATION, DENTON | C | WUG | IRRIGATION | 1004 | N/A | C | 61 | DENTON | 200 | 200 | 200 | 200 | 200 | 200 | N
297 | NEW WELLS - TRINITY AQUIFER | New wells - Trinity Aquifer | C | 5 | EXISTING SOURCE OR EXPANDED USE OF AN EXISTING SOURCE (SURFACE WATER OR GROUNDWATER) | 6 | GROUNDWATER | 6 | OTHER INFRASTRUCTURE |  | 2405 | 1038 | TRINITY AQUIFER | C | 61 | DENTON | 8 | TRINITY | 1 | GROUNDWATER | 1 | NO WATER QUALITY IMPROVEMENTS |  | 4456 | 1 | New wells - Trinity Aquifer | 1328 | LITTLE ELM | C | WUG | MUNICIPAL | 790 | CITY |  | N | 2010 | 2010 | 93100 | 93100 | 93100 | 62100 | 62100 | 62100 | 421000 | 30 | 1328 | LITTLE ELM | C | WUG | MUNICIPAL | 790 | CITY | C | 61 | DENTON | 410 | 410 | 410 | 410 | 410 | 410 | N
297 | NEW WELLS - TRINITY AQUIFER | New wells - Trinity Aquifer | C | 5 | EXISTING SOURCE OR EXPANDED USE OF AN EXISTING SOURCE (SURFACE WATER OR GROUNDWATER) | 6 | GROUNDWATER | 6 | OTHER INFRASTRUCTURE |  | 2405 | 1038 | TRINITY AQUIFER | C | 61 | DENTON | 8 | TRINITY | 1 | GROUNDWATER | 1 | NO WATER QUALITY IMPROVEMENTS |  | 4401 | 1 | New wells - Trinity Aquifer | 1660 | MANUFACTURING, DENTON | C | WUG | MANUFACTURING | 1001 | N/A | This is actually not NEW wells. It is existing wells | N | 2010 | 2010 | 97600 | 97600 | 97600 | 45600 | 45600 | 45600 | 717000 | 30 | 1660 | MANUFACTURING, DENTON | C | WUG | MANUFACTURING | 1001 | N/A | C | 61 | DENTON | 200 | 200 | 200 | 200 | 200 | 200 | N
297 | NEW WELLS - TRINITY AQUIFER | New wells - Trinity Aquifer | C | 5 | EXISTING SOURCE OR EXPANDED USE OF AN EXISTING SOURCE (SURFACE WATER OR GROUNDWATER) | 6 | GROUNDWATER | 6 | OTHER INFRASTRUCTURE |  | 2405 | 1038 | TRINITY AQUIFER | C | 61 | DENTON | 8 | TRINITY | 1 | GROUNDWATER | 1 | NO WATER QUALITY IMPROVEMENTS |  | 4236 | 1 | New wells - Trinity Aquifer | 1895 | MINING, DENTON | C | WUG | MINING | 1003 | N/A |  | N | 2010 | 2010 | 158000 | 158000 | 158000 | 81000 | 81000 | 81000 | 1064000 | 30 | 1895 | MINING, DENTON | C | WUG | MINING | 1003 | N/A | C | 61 | DENTON | 200 | 200 | 200 | 200 | 200 | 200 | N
297 | NEW WELLS - TRINITY AQUIFER | New wells - Trinity Aquifer | C | 5 | EXISTING SOURCE OR EXPANDED USE OF AN EXISTING SOURCE (SURFACE WATER OR GROUNDWATER) | 6 | GROUNDWATER | 6 | OTHER INFRASTRUCTURE |  | 2405 | 1038 | TRINITY AQUIFER | C | 61 | DENTON | 8 | TRINITY | 1 | GROUNDWATER | 1 | NO WATER QUALITY IMPROVEMENTS |  | 4520 | 1 | New wells - Trinity Aquifer | 2198 | PILOT POINT | C | WUG | MUNICIPAL | 465 | CITY |  | N | 2010 | 2010 | 65620 | 65620 | 65620 | 33620 | 33620 | 33620 | 443000 | 30 | 2198 | PILOT POINT | C | WUG | MUNICIPAL | 465 | CITY | C | 61 | DENTON | 167 | 167 | 167 | 167 | 167 | 167 | N
297 | NEW WELLS - TRINITY AQUIFER | New wells - Trinity Aquifer | C | 5 | EXISTING SOURCE OR EXPANDED USE OF AN EXISTING SOURCE (SURFACE WATER OR GROUNDWATER) | 6 | GROUNDWATER | 6 | OTHER INFRASTRUCTURE |  | 2405 | 1038 | TRINITY AQUIFER | C | 61 | DENTON | 8 | TRINITY | 1 | GROUNDWATER | 1 | NO WATER QUALITY IMPROVEMENTS |  | 4308 | 1 | New wells - Trinity Aquifer | 2416 | STEAM ELECTRIC POWER, DENTON | C | WUG | STEAM ELECTRIC | 1002 | N/A |  | N | 2010 | 2010 | 97600 | 97600 | 97600 | 45600 | 45600 | 45600 | 717000 | 30 | 2416 | STEAM ELECTRIC POWER, DENTON | C | WUG | STEAM ELECTRIC | 1002 | N/A | C | 61 | DENTON | 200 | 200 | 200 | 200 | 200 | 200 | N
297 | NEW WELLS - TRINITY AQUIFER | New wells - Trinity Aquifer | C | 5 | EXISTING SOURCE OR EXPANDED USE OF AN EXISTING SOURCE (SURFACE WATER OR GROUNDWATER) | 6 | GROUNDWATER | 6 | OTHER INFRASTRUCTURE |  | 2403 | 1063 | TRINITY AQUIFER | C | 175 | NAVARRO | 8 | TRINITY | 1 | GROUNDWATER | 1 | NO WATER QUALITY IMPROVEMENTS |  | 4373 | 1 | New wells - Trinity Aquifer | 263 | BLOOMING GROVE | C | WUG | MUNICIPAL | 828 | CITY |  | N | 2020 | 2020 | 0 | 167000 | 167000 | 167000 | 58000 | 58000 | 1495400 | 30 | 263 | BLOOMING GROVE | C | WUG | MUNICIPAL | 828 | CITY | C | 175 | NAVARRO | 0 | 160 | 160 | 160 | 160 | 160 | N
297 | NEW WELLS - TRINITY AQUIFER | New wells - Trinity Aquifer | C | 5 | EXISTING SOURCE OR EXPANDED USE OF AN EXISTING SOURCE (SURFACE WATER OR GROUNDWATER) | 6 | GROUNDWATER | 6 | OTHER INFRASTRUCTURE |  | 2520 | 1067 | TRINITY AQUIFER | C | 184 | PARKER | 8 | TRINITY | 1 | GROUNDWATER | 1 | NO WATER QUALITY IMPROVEMENTS |  | 4571 | 1 | New wells - Trinity Aquifer | 2393 | SPRINGTOWN | C | WUG | MUNICIPAL | 574 | CITY |  | N | 2010 | 2010 | 62000 | 62000 | 62000 | 32000 | 32000 | 32000 | 408750 | 30 | 2393 | SPRINGTOWN | C | WUG | MUNICIPAL | 574 | CITY | C | 184 | PARKER | 184 | 184 | 184 | 184 | 184 | 184 | N
297 | NEW WELLS - TRINITY AQUIFER | New wells - Trinity Aquifer | C | 5 | EXISTING SOURCE OR EXPANDED USE OF AN EXISTING SOURCE (SURFACE WATER OR GROUNDWATER) | 6 | GROUNDWATER | 6 | OTHER INFRASTRUCTURE |  | 2406 | 1074 | TRINITY AQUIFER | C | 220 | TARRANT | 8 | TRINITY | 1 | GROUNDWATER | 1 | NO WATER QUALITY IMPROVEMENTS |  | 4396 | 1 | New wells - Trinity Aquifer | 1258 | KENNEDALE | C | WUG | MUNICIPAL | 318 | CITY |  | N | 2010 | 2010 | 100100 | 100100 | 100100 | 48100 | 48100 | 48100 | 717000 | 30 | 1258 | KENNEDALE | C | WUG | MUNICIPAL | 318 | CITY | C | 220 | TARRANT | 216 | 216 | 216 | 216 | 216 | 216 | N
297 | NEW WELLS - TRINITY AQUIFER | New wells - Trinity Aquifer | C | 5 | EXISTING SOURCE OR EXPANDED USE OF AN EXISTING SOURCE (SURFACE WATER OR GROUNDWATER) | 6 | GROUNDWATER | 6 | OTHER INFRASTRUCTURE |  | 2406 | 1074 | TRINITY AQUIFER | C | 220 | TARRANT | 8 | TRINITY | 1 | GROUNDWATER | 1 | NO WATER QUALITY IMPROVEMENTS |  | 4565 | 1 | New wells - Trinity Aquifer | 1298 | LAKE WORTH | C | WUG | MUNICIPAL | 341 | CITY |  | N | 2010 | 2010 | 0 | 0 | 102800 | 102800 | 102800 | 54800 | 416000 | 30 | 1298 | LAKE WORTH | C | WUG | MUNICIPAL | 341 | CITY | C | 220 | TARRANT | 105 | 105 | 105 | 105 | 105 | 105 | N
297 | NEW WELLS - TRINITY AQUIFER | New wells - Trinity Aquifer | C | 5 | EXISTING SOURCE OR EXPANDED USE OF AN EXISTING SOURCE (SURFACE WATER OR GROUNDWATER) | 6 | GROUNDWATER | 6 | OTHER INFRASTRUCTURE |  | 2406 | 1074 | TRINITY AQUIFER | C | 220 | TARRANT | 8 | TRINITY | 1 | GROUNDWATER | 1 | NO WATER QUALITY IMPROVEMENTS |  | 4609 | 1 | New wells - Trinity Aquifer | 1300 | LAKESIDE | C | WUG | MUNICIPAL | 1036 | CITY |  | N | 2030 | 2030 | 51300 | 51300 | 51300 | 21300 | 21300 | 21300 | 662000 | 30 | 1300 | LAKESIDE | C | WUG | MUNICIPAL | 1036 | CITY | C | 220 | TARRANT | 0 | 0 | 264 | 264 | 264 | 264 | N
301 | NEW WELLS - WOODBINE AQUIFER | New wells - Woodbine Aquifer | C | 5 | EXISTING SOURCE OR EXPANDED USE OF AN EXISTING SOURCE (SURFACE WATER OR GROUNDWATER) | 6 | GROUNDWATER | 6 | OTHER INFRASTRUCTURE |  | 2404 | 1039 | WOODBINE AQUIFER | C | 61 | DENTON | 8 | TRINITY | 1 | GROUNDWATER | 1 | NO WATER QUALITY IMPROVEMENTS |  | 4519 | 1 | New wells - Woodbine Aquifer | 472 | COUNTY-OTHER, DENTON | C | WUG | MUNICIPAL | 757 | COUNTY-OTHER | Cost estimates Q-147 & Q-148. Total is slightly different than Table 4F.116, but matches App Q tables | N | 2010 | 2010 | 176780 | 176780 | 176780 | 57780 | 57780 | 57780 | 1639000 | 30 | 472 | COUNTY-OTHER, DENTON | C | WUG | MUNICIPAL | 757 | COUNTY-OTHER | C | 61 | DENTON | 200 | 200 | 200 | 200 | 200 | 200 | N
301 | NEW WELLS - WOODBINE AQUIFER | New wells - Woodbine Aquifer | C | 5 | EXISTING SOURCE OR EXPANDED USE OF AN EXISTING SOURCE (SURFACE WATER OR GROUNDWATER) | 6 | GROUNDWATER | 6 | OTHER INFRASTRUCTURE |  | 869 | 1042 | WOODBINE AQUIFER | C | 70 | ELLIS | 8 | TRINITY | 1 | GROUNDWATER | 1 | NO WATER QUALITY IMPROVEMENTS |  | 4254 | 1 | New wells - Woodbine Aquifer | 481 | COUNTY-OTHER, ELLIS | C | WUG | MUNICIPAL | 757 | COUNTY-OTHER |  | N | 2020 | 2020 | 0 | 901000 | 901000 | 901000 | 322000 | 322000 | 7975000 | 30 | 481 | COUNTY-OTHER, ELLIS | C | WUG | MUNICIPAL | 757 | COUNTY-OTHER | C | 70 | ELLIS | 0 | 865 | 865 | 865 | 865 | 865 | N
301 | NEW WELLS - WOODBINE AQUIFER | New wells - Woodbine Aquifer | C | 5 | EXISTING SOURCE OR EXPANDED USE OF AN EXISTING SOURCE (SURFACE WATER OR GROUNDWATER) | 6 | GROUNDWATER | 6 | OTHER INFRASTRUCTURE |  | 869 | 1042 | WOODBINE AQUIFER | C | 70 | ELLIS | 8 | TRINITY | 1 | GROUNDWATER | 1 | NO WATER QUALITY IMPROVEMENTS |  | 4374 | 1 | New wells - Woodbine Aquifer | 1046 | IRRIGATION, ELLIS | C | WUG | IRRIGATION | 1004 | N/A |  | N | 2010 | 2010 | 329000 | 329000 | 329000 | 148000 | 148000 | 148000 | 2487000 | 30 | 1046 | IRRIGATION, ELLIS | C | WUG | IRRIGATION | 1004 | N/A | C | 70 | ELLIS | 563 | 563 | 563 | 563 | 563 | 563 | N
301 | NEW WELLS - WOODBINE AQUIFER | New wells - Woodbine Aquifer | C | 5 | EXISTING SOURCE OR EXPANDED USE OF AN EXISTING SOURCE (SURFACE WATER OR GROUNDWATER) | 6 | GROUNDWATER | 6 | OTHER INFRASTRUCTURE |  | 869 | 1042 | WOODBINE AQUIFER | C | 70 | ELLIS | 8 | TRINITY | 1 | GROUNDWATER | 1 | NO WATER QUALITY IMPROVEMENTS |  | 4617 | 1 | New wells - Woodbine Aquifer | 2090 | MOUNTAIN PEAK SUD | C | WUG | MUNICIPAL | 4269 | UTILITY |  | N | 2020 | 2020 | 0 | 129200 | 129200 | 129200 | 65200 | 65200 | 876000 | 30 | 2090 | MOUNTAIN PEAK SUD | C | WUG | MUNICIPAL | 4269 | UTILITY | C | 70 | ELLIS | 0 | 200 | 200 | 200 | 200 | 200 | N
301 | NEW WELLS - WOODBINE AQUIFER | New wells - Woodbine Aquifer | C | 5 | EXISTING SOURCE OR EXPANDED USE OF AN EXISTING SOURCE (SURFACE WATER OR GROUNDWATER) | 6 | GROUNDWATER | 6 | OTHER INFRASTRUCTURE |  | 873 | 1018 | WOODBINE AQUIFER | C | 91 | GRAYSON | 2 | RED | 1 | GROUNDWATER | 1 | NO WATER QUALITY IMPROVEMENTS |  | 5240 | 1 | New wells - Woodbine Aquifer | 2384 | SOUTHMAYD | C | WUG | MUNICIPAL | 961 | CITY |  | N | 2020 | 2020 | 0 | 41300 | 41300 | 41300 | 14300 | 14300 | 366000 | 30 | 2384 | SOUTHMAYD | C | WUG | MUNICIPAL | 961 | CITY | C | 91 | GRAYSON | 0 | 60 | 60 | 60 | 60 | 60 | N
301 | NEW WELLS - WOODBINE AQUIFER | New wells - Woodbine Aquifer | C | 5 | EXISTING SOURCE OR EXPANDED USE OF AN EXISTING SOURCE (SURFACE WATER OR GROUNDWATER) | 6 | GROUNDWATER | 6 | OTHER INFRASTRUCTURE |  | 2407 | 1064 | WOODBINE AQUIFER | C | 175 | NAVARRO | 8 | TRINITY | 1 | GROUNDWATER | 1 | NO WATER QUALITY IMPROVEMENTS |  | 4465 | 1 | New wells - Woodbine Aquifer | 2103 | NAVARRO MILLS WSC | C | WUG | MUNICIPAL | 4413 | UTILITY |  | N | 2020 | 2020 | 0 | 135397 | 135397 | 135397 | 48218 | 48218 | 1200000 | 30 | 2103 | NAVARRO MILLS WSC | C | WUG | MUNICIPAL | 4413 | UTILITY | C | 175 | NAVARRO | 0 | 44 | 44 | 44 | 44 | 44 | N
448 | NEW WELLS - YEGUA JACKSON AQUIFER | New wells - Yegua Jackson Aquifer | I | 5 | EXISTING SOURCE OR EXPANDED USE OF AN EXISTING SOURCE (SURFACE WATER OR GROUNDWATER) | 6 | GROUNDWATER | 6 | OTHER INFRASTRUCTURE |  | 1360 | 3774 | YEGUA-JACKSON AQUIFER | I | 3 | ANGELINA | 6 | NECHES | 1 | GROUNDWATER | 1 | NO WATER QUALITY IMPROVEMENTS | Added as part of an amendment to the 2006 Regional Water Plan and 2007 State Water Plan | 2355 | 1 | New wells - Yegua Jackson Aquifer | 414 | COUNTY-OTHER, ANGELINA | I | WUG | MUNICIPAL | 757 | COUNTY-OTHER |  | N | 2030 | 2030 | 0 | 0 | 41291 | 41291 | 64285 | 64285 | 419717 | 20 | 414 | COUNTY-OTHER, ANGELINA | I | WUG | MUNICIPAL | 757 | COUNTY-OTHER | I | 3 | ANGELINA | 0 | 0 | 150 | 150 | 300 | 300 | N
448 | NEW WELLS - YEGUA JACKSON AQUIFER | New wells - Yegua Jackson Aquifer | I | 5 | EXISTING SOURCE OR EXPANDED USE OF AN EXISTING SOURCE (SURFACE WATER OR GROUNDWATER) | 6 | GROUNDWATER | 6 | OTHER INFRASTRUCTURE |  | 1360 | 3774 | YEGUA-JACKSON AQUIFER | I | 3 | ANGELINA | 6 | NECHES | 1 | GROUNDWATER | 1 | NO WATER QUALITY IMPROVEMENTS | Added as part of an amendment to the 2006 Regional Water Plan and 2007 State Water Plan | 2356 | 1 | New wells - Yegua Jackson Aquifer | 713 | DIBOLL | I | WUG | MUNICIPAL | 163 | CITY | Added as part of an amendment to the 2006 Regional Water Plan and 2007 State Water Plan | N | 2010 | 2010 | 140344 | 140344 | 90075 | 90075 | 90075 | 90075 | 576576 | 20 | 713 | DIBOLL | I | WUG | MUNICIPAL | 163 | CITY | I | 3 | ANGELINA | 600 | 600 | 600 | 600 | 600 | 600 | N
448 | NEW WELLS - YEGUA JACKSON AQUIFER | New wells - Yegua Jackson Aquifer | I | 5 | EXISTING SOURCE OR EXPANDED USE OF AN EXISTING SOURCE (SURFACE WATER OR GROUNDWATER) | 6 | GROUNDWATER | 6 | OTHER INFRASTRUCTURE |  | 2374 | 3775 | YEGUA-JACKSON AQUIFER | I | 113 | HOUSTON | 6 | NECHES | 1 | GROUNDWATER | 1 | NO WATER QUALITY IMPROVEMENTS |  | 2357 | 1 | New wells - Yegua Jackson Aquifer | 1444 | LIVESTOCK, HOUSTON | I | WUG | LIVESTOCK | 1005 | N/A |  | N | 2010 | 2010 | 39577 | 39577 | 55864 | 95441 | 111728 | 128016 | 1335649 | 20 | 1444 | LIVESTOCK, HOUSTON | I | WUG | LIVESTOCK | 1005 | N/A | I | 113 | HOUSTON | 110 | 130 | 221 | 300 | 342 | 416 | N
448 | NEW WELLS - YEGUA JACKSON AQUIFER | New wells - Yegua Jackson Aquifer | I | 5 | EXISTING SOURCE OR EXPANDED USE OF AN EXISTING SOURCE (SURFACE WATER OR GROUNDWATER) | 6 | GROUNDWATER | 6 | OTHER INFRASTRUCTURE |  | 1361 | 3783 | YEGUA-JACKSON AQUIFER | I | 228 | TRINITY | 6 | NECHES | 1 | GROUNDWATER | 1 | NO WATER QUALITY IMPROVEMENTS |  | 2358 | 1 | New wells - Yegua Jackson Aquifer | 639 | COUNTY-OTHER, TRINITY | I | WUG | MUNICIPAL | 757 | COUNTY-OTHER |  | N | 2040 | 2040 | 0 | 0 | 0 | 36990 | 36990 | 15207 | 249851 | 20 | 639 | COUNTY-OTHER, TRINITY | I | WUG | MUNICIPAL | 757 | COUNTY-OTHER | I | 228 | TRINITY | 0 | 0 | 0 | 60 | 60 | 60 | N
648 | NEW WEST LOOP REUSE LINE | New West Loop reuse line | G | 8 | REUSE | 7 | REUSE | 2 | PIPELINE | THIS PROJECT WAS ADDED AS PART OF AN AMENDMENT TO THE DATABASE. | 1767 | 4157 | DIRECT REUSE | G | 126 | JOHNSON | 12 | BRAZOS | 2 | REUSE | 1 | NO WATER QUALITY IMPROVEMENTS | THIS PROJECT WAS ADDED AS PART OF AN AMENDMENT TO THE DATABASE. | 2198 | 1 | New West Loop reuse line | 369 | CLEBURNE | G | WUG | MUNICIPAL | 115 | CITY |  | N | 2010 | 2010 | 401880 | 401880 | 81600 | 81600 | 81600 | 81600 | 5495500 | 20 | 369 | CLEBURNE | G | WUG | MUNICIPAL | 115 | CITY | G | 126 | JOHNSON | 680 | 680 | 680 | 680 | 680 | 680 | N
203 | NEW/RENEW WATER SUPPLY | New/renew water supply | F | 5 | EXISTING SOURCE OR EXPANDED USE OF AN EXISTING SOURCE (SURFACE WATER OR GROUNDWATER) | 6 | GROUNDWATER | 1 | NO INFRASTRUCTURE |  | 622 | 1288 | CENOZOIC PECOS ALLUVIUM AQUIFER | F | 238 | WARD | 23 | RIO GRANDE | 1 | GROUNDWATER | 1 | NO WATER QUALITY IMPROVEMENTS |  | 6027 | 1 | Replacement well | 32 | COLORADO RIVER MWD | F | WWP | WWP | N/A | N/A | Renew contract with University Lands. No costs associated with contract renewal. Capital costs are associated with 14 new wells and rehabilitation. | N | 2020 | 2020 | 0 | 847000 | 847000 | 65000 | 65000 | 65000 | 8964000 | 20 | 649 | COUNTY-OTHER, WARD | F | WUG | MUNICIPAL | 757 | COUNTY-OTHER | F | 238 | WARD | 0 | 400 | 400 | 400 | 400 | 400 | N
203 | NEW/RENEW WATER SUPPLY | New/renew water supply | F | 5 | EXISTING SOURCE OR EXPANDED USE OF AN EXISTING SOURCE (SURFACE WATER OR GROUNDWATER) | 6 | GROUNDWATER | 1 | NO INFRASTRUCTURE |  | 622 | 1288 | CENOZOIC PECOS ALLUVIUM AQUIFER | F | 238 | WARD | 23 | RIO GRANDE | 1 | GROUNDWATER | 1 | NO WATER QUALITY IMPROVEMENTS |  | 6027 | 1 | Replacement well | 32 | COLORADO RIVER MWD | F | WWP | WWP | N/A | N/A | Renew contract with University Lands. No costs associated with contract renewal. Capital costs are associated with 14 new wells and rehabilitation. | N | 2020 | 2020 | 0 | 847000 | 847000 | 65000 | 65000 | 65000 | 8964000 | 20 | 111 | ODESSA | F | BOTH | MUNICIPAL | 438 | CITY | F | 68 | ECTOR | 0 | 4800 | 4800 | 4800 | 4800 | 4800 | N
203 | NEW/RENEW WATER SUPPLY | New/renew water supply | F | 5 | EXISTING SOURCE OR EXPANDED USE OF AN EXISTING SOURCE (SURFACE WATER OR GROUNDWATER) | 5 | OTHER SURFACE WATER | 1 | NO INFRASTRUCTURE |  | 623 | 326 | COLORADO RIVER MWD LAKE/RESERVOIR SYSTEM | F | 999 | RESERVOIR | 14 | COLORADO | 0 | SURFACE WATER | 1 | NO WATER QUALITY IMPROVEMENTS |  | 3272 | 1 | New/renew water supply | 215 | BALLINGER | F | WUG | MUNICIPAL | 35 | CITY | Supply from 2050-2060 from new CRMWD contract. | N | 2050 | 2050 | 0 | 0 | 0 | 0 | 235000 | 242600 | 0 | 0 | 215 | BALLINGER | F | WUG | MUNICIPAL | 35 | CITY | F | 200 | RUNNELS | 0 | 0 | 0 | 0 | 491 | 508 | N
203 | NEW/RENEW WATER SUPPLY | New/renew water supply | F | 5 | EXISTING SOURCE OR EXPANDED USE OF AN EXISTING SOURCE (SURFACE WATER OR GROUNDWATER) | 5 | OTHER SURFACE WATER | 1 | NO INFRASTRUCTURE |  | 623 | 326 | COLORADO RIVER MWD LAKE/RESERVOIR SYSTEM | F | 999 | RESERVOIR | 14 | COLORADO | 0 | SURFACE WATER | 1 | NO WATER QUALITY IMPROVEMENTS |  | 3272 | 1 | New/renew water supply | 611 | COUNTY-OTHER, RUNNELS | F | WUG | MUNICIPAL | 757 | COUNTY-OTHER | Sales through Ballinger. Supply from 2050-2060 from new CRMWD contract. | N | 2050 | 2050 | 0 | 0 | 0 | 0 | 44858 | 36745 | 0 | 0 | 611 | COUNTY-OTHER, RUNNELS | F | WUG | MUNICIPAL | 757 | COUNTY-OTHER | F | 200 | RUNNELS | 0 | 0 | 0 | 0 | 94 | 77 | N
203 | NEW/RENEW WATER SUPPLY | New/renew water supply | F | 5 | EXISTING SOURCE OR EXPANDED USE OF AN EXISTING SOURCE (SURFACE WATER OR GROUNDWATER) | 5 | OTHER SURFACE WATER | 1 | NO INFRASTRUCTURE |  | 623 | 326 | COLORADO RIVER MWD LAKE/RESERVOIR SYSTEM | F | 999 | RESERVOIR | 14 | COLORADO | 0 | SURFACE WATER | 1 | NO WATER QUALITY IMPROVEMENTS |  | 3272 | 1 | New/renew water supply | 1759 | MANUFACTURING, RUNNELS | F | WUG | MANUFACTURING | 1001 | N/A | Sales through Ballinger. Supply from 2050-2060 from new CRMWD contract. | N | 2050 | 2050 | 0 | 0 | 0 | 0 | 6204 | 7158 | 0 | 0 | 1759 | MANUFACTURING, RUNNELS | F | WUG | MANUFACTURING | 1001 | N/A | F | 200 | RUNNELS | 0 | 0 | 0 | 0 | 13 | 15 | N
203 | NEW/RENEW WATER SUPPLY | New/renew water supply | F | 5 | EXISTING SOURCE OR EXPANDED USE OF AN EXISTING SOURCE (SURFACE WATER OR GROUNDWATER) | 5 | OTHER SURFACE WATER | 1 | NO INFRASTRUCTURE |  | 623 | 326 | COLORADO RIVER MWD LAKE/RESERVOIR SYSTEM | F | 999 | RESERVOIR | 14 | COLORADO | 0 | SURFACE WATER | 1 | NO WATER QUALITY IMPROVEMENTS |  | 3272 | 1 | New/renew water supply | 1835 | MIDLAND | F | WUG | MUNICIPAL | 404 | CITY | New contract with CRMWD. Part of supply from Odessa/Midland reuse project. | N | 2030 | 2030 | 0 | 0 | 4790000 | 4694200 | 4598400 | 4502600 | 0 | 0 | 1835 | MIDLAND | F | WUG | MUNICIPAL | 404 | CITY | F | 165 | MIDLAND | 0 | 0 | 10000 | 9800 | 9600 | 9400 | N
203 | NEW/RENEW WATER SUPPLY | New/renew water supply | F | 5 | EXISTING SOURCE OR EXPANDED USE OF AN EXISTING SOURCE (SURFACE WATER OR GROUNDWATER) | 5 | OTHER SURFACE WATER | 1 | NO INFRASTRUCTURE |  | 623 | 326 | COLORADO RIVER MWD LAKE/RESERVOIR SYSTEM | F | 999 | RESERVOIR | 14 | COLORADO | 0 | SURFACE WATER | 1 | NO WATER QUALITY IMPROVEMENTS |  | 3272 | 1 | New/renew water supply | 1840 | MILLERSVIEW-DOOLE WSC | F | WUG | MUNICIPAL | 4256 | UTILITY | No costs associated with contract renewal. | N | 2050 | 2050 | 0 | 0 | 0 | 0 | 107372 | 107372 | 0 | 0 | 1840 | MILLERSVIEW-DOOLE WSC | F | WUG | MUNICIPAL | 4256 | UTILITY | F | 48 | CONCHO | 0 | 0 | 0 | 0 | 74 | 74 | N
203 | NEW/RENEW WATER SUPPLY | New/renew water supply | F | 5 | EXISTING SOURCE OR EXPANDED USE OF AN EXISTING SOURCE (SURFACE WATER OR GROUNDWATER) | 5 | OTHER SURFACE WATER | 1 | NO INFRASTRUCTURE |  | 623 | 326 | COLORADO RIVER MWD LAKE/RESERVOIR SYSTEM | F | 999 | RESERVOIR | 14 | COLORADO | 0 | SURFACE WATER | 1 | NO WATER QUALITY IMPROVEMENTS |  | 3272 | 1 | New/renew water supply | 1840 | MILLERSVIEW-DOOLE WSC | F | WUG | MUNICIPAL | 4256 | UTILITY | No costs associated with contract renewal. | N | 2050 | 2050 | 0 | 0 | 0 | 0 | 107372 | 107372 | 0 | 0 | 1840 | MILLERSVIEW-DOOLE WSC | F | WUG | MUNICIPAL | 4256 | UTILITY | F | 154 | MCCULLOCH | 0 | 0 | 0 | 0 | 143 | 143 | N
203 | NEW/RENEW WATER SUPPLY | New/renew water supply | F | 5 | EXISTING SOURCE OR EXPANDED USE OF AN EXISTING SOURCE (SURFACE WATER OR GROUNDWATER) | 5 | OTHER SURFACE WATER | 1 | NO INFRASTRUCTURE |  | 623 | 326 | COLORADO RIVER MWD LAKE/RESERVOIR SYSTEM | F | 999 | RESERVOIR | 14 | COLORADO | 0 | SURFACE WATER | 1 | NO WATER QUALITY IMPROVEMENTS |  | 3272 | 1 | New/renew water supply | 1840 | MILLERSVIEW-DOOLE WSC | F | WUG | MUNICIPAL | 4256 | UTILITY | No costs associated with contract renewal. | N | 2050 | 2050 | 0 | 0 | 0 | 0 | 107372 | 107372 | 0 | 0 | 1840 | MILLERSVIEW-DOOLE WSC | F | WUG | MUNICIPAL | 4256 | UTILITY | F | 200 | RUNNELS | 0 | 0 | 0 | 0 | 58 | 58 | N
203 | NEW/RENEW WATER SUPPLY | New/renew water supply | F | 5 | EXISTING SOURCE OR EXPANDED USE OF AN EXISTING SOURCE (SURFACE WATER OR GROUNDWATER) | 5 | OTHER SURFACE WATER | 1 | NO INFRASTRUCTURE |  | 623 | 326 | COLORADO RIVER MWD LAKE/RESERVOIR SYSTEM | F | 999 | RESERVOIR | 14 | COLORADO | 0 | SURFACE WATER | 1 | NO WATER QUALITY IMPROVEMENTS |  | 3272 | 1 | New/renew water supply | 1840 | MILLERSVIEW-DOOLE WSC | F | WUG | MUNICIPAL | 4256 | UTILITY | No costs associated with contract renewal. | N | 2050 | 2050 | 0 | 0 | 0 | 0 | 107372 | 107372 | 0 | 0 | 1840 | MILLERSVIEW-DOOLE WSC | F | WUG | MUNICIPAL | 4256 | UTILITY | F | 226 | TOM GREEN | 0 | 0 | 0 | 0 | 225 | 225 | N
203 | NEW/RENEW WATER SUPPLY | New/renew water supply | F | 5 | EXISTING SOURCE OR EXPANDED USE OF AN EXISTING SOURCE (SURFACE WATER OR GROUNDWATER) | 5 | OTHER SURFACE WATER | 1 | NO INFRASTRUCTURE |  | 623 | 326 | COLORADO RIVER MWD LAKE/RESERVOIR SYSTEM | F | 999 | RESERVOIR | 14 | COLORADO | 0 | SURFACE WATER | 1 | NO WATER QUALITY IMPROVEMENTS |  | 3272 | 1 | New/renew water supply | 2400 | STANTON | F | WUG | MUNICIPAL | 579 | CITY | No costs associated with contract renewal. | N | 2010 | 2010 | 187066 | 201382 | 204723 | 205200 | 198042 | 187543 | 0 | 0 | 2400 | STANTON | F | WUG | MUNICIPAL | 579 | CITY | F | 159 | MARTIN | 392 | 422 | 429 | 430 | 415 | 393 | N
203 | NEW/RENEW WATER SUPPLY | New/renew water supply | F | 5 | EXISTING SOURCE OR EXPANDED USE OF AN EXISTING SOURCE (SURFACE WATER OR GROUNDWATER) | 6 | GROUNDWATER | 1 | NO INFRASTRUCTURE |  | 624 | 1199 | OGALLALA AQUIFER | F | 2 | ANDREWS | 14 | COLORADO | 1 | GROUNDWATER | 1 | NO WATER QUALITY IMPROVEMENTS |  | 3327 | 1 | New/renew water supply | 146 | UNIVERSITY LANDS | F | WWP | WWP | N/A | N/A | No costs associated with contract renewal. | N | 2040 | 2040 | 0 | 0 | 0 | 0 | 0 | 0 | 0 | 0 | 185 | ANDREWS | F | WUG | MUNICIPAL | 17 | CITY | F | 2 | ANDREWS | 0 | 0 | 0 | 750 | 760 | 773 | N
685 | NFBWA GRP | NFBWA Groundwater Reduction Plan | H | 5 | EXISTING SOURCE OR EXPANDED USE OF AN EXISTING SOURCE (SURFACE WATER OR GROUNDWATER) | 5 | OTHER SURFACE WATER | 1 | NO INFRASTRUCTURE |  | 1923 | 510 | LIVINGSTON-WALLISVILLE LAKE/RESERVOIR SYSTEM | H | 999 | RESERVOIR | 8 | TRINITY | 0 | SURFACE WATER | 1 | NO WATER QUALITY IMPROVEMENTS |  | 4309 | 2 | Luce Bayou transfer | 2678 | NORTH FORT BEND WATER AUTHORITY | H | BOTH | MUNICIPAL | 8004 | CRU |  | Y | 2010 | 2010 | 0 | 0 | 0 | 0 | 0 | 0 | 0 | 0 | 2678 | NORTH FORT BEND WATER AUTHORITY | H | BOTH | MUNICIPAL | 8004 | CRU | H | 79 | FORT BEND | 35009 | 61021 | 70363 | 84943 | 96103 | 106402 | Y
686 | NFBWA GRP PARTICIPATION | NFBWA Groundwater Reduction Plan participation | H | 5 | EXISTING SOURCE OR EXPANDED USE OF AN EXISTING SOURCE (SURFACE WATER OR GROUNDWATER) | 6 | GROUNDWATER | 1 | NO INFRASTRUCTURE |  | 1857 | 1425 | GULF COAST AQUIFER | H | 79 | FORT BEND | 11 | SAN JACINTO-BRAZOS | 1 | GROUNDWATER | 1 | NO WATER QUALITY IMPROVEMENTS |  | 2484 | 1 | NFBWA Groundwater Reduction Plan participation | 197 | ARCOLA | H | WUG | MUNICIPAL | 998 | CITY |  | N | 2020 | 2020 | 0 | 40227 | 97897 | 90169 | 77934 | 90070 | 935300 | 20 | 197 | ARCOLA | H | WUG | MUNICIPAL | 998 | CITY | H | 79 | FORT BEND | 0 | 106 | 258 | 295 | 345 | 397 | N
686 | NFBWA GRP PARTICIPATION | NFBWA Groundwater Reduction Plan participation | H | 5 | EXISTING SOURCE OR EXPANDED USE OF AN EXISTING SOURCE (SURFACE WATER OR GROUNDWATER) | 5 | OTHER SURFACE WATER | 1 | NO INFRASTRUCTURE |  | 1858 | 510 | LIVINGSTON-WALLISVILLE LAKE/RESERVOIR SYSTEM | H | 999 | RESERVOIR | 8 | TRINITY | 0 | SURFACE WATER | 1 | NO WATER QUALITY IMPROVEMENTS |  | 4309 | 1 | Luce Bayou transfer | 822 | FULSHEAR | H | WUG | MUNICIPAL | 869 | CITY | Capital Costs: Brazos Basin ($295,371) San Jacinto Brazos Basin ($407,392) | Y | 2050 | 2050 | 0 | 0 | 0 | 0 | 42180 | 75534 | 702763 | 20 | 822 | FULSHEAR | H | WUG | MUNICIPAL | 869 | CITY | H | 79 | FORT BEND | 0 | 0 | 0 | 0 | 121 | 290 | N
711 | NFBWA INTERNAL DISTRIBUTION | NFBWA internal distribution | H | 5 | EXISTING SOURCE OR EXPANDED USE OF AN EXISTING SOURCE (SURFACE WATER OR GROUNDWATER) | 5 | OTHER SURFACE WATER | 2 | PIPELINE |  | 1942 | 510 | LIVINGSTON-WALLISVILLE LAKE/RESERVOIR SYSTEM | H | 999 | RESERVOIR | 8 | TRINITY | 0 | SURFACE WATER | 1 | NO WATER QUALITY IMPROVEMENTS |  | 4309 | 2 | Luce Bayou transfer | 2678 | NORTH FORT BEND WATER AUTHORITY | H | BOTH | MUNICIPAL | 8004 | CRU |  | Y | 2010 | 2010 | 6451657 | 7759425 | 10549331 | 10113409 | 1743692 | 1743692 | 225000000 | 20 | 2678 | NORTH FORT BEND WATER AUTHORITY | H | BOTH | MUNICIPAL | 8004 | CRU | H | 79 | FORT BEND | 35009 | 61021 | 70363 | 84943 | 96103 | 106402 | Y
710 | NFBWA SHARED TRANSMISSION LINE | NFBWA shared transmission line | H | 5 | EXISTING SOURCE OR EXPANDED USE OF AN EXISTING SOURCE (SURFACE WATER OR GROUNDWATER) | 5 | OTHER SURFACE WATER | 2 | PIPELINE |  | 1943 | 510 | LIVINGSTON-WALLISVILLE LAKE/RESERVOIR SYSTEM | H | 999 | RESERVOIR | 8 | TRINITY | 0 | SURFACE WATER | 1 | NO WATER QUALITY IMPROVEMENTS |  | 4309 | 2 | Luce Bayou transfer | 2678 | NORTH FORT BEND WATER AUTHORITY | H | BOTH | MUNICIPAL | 8004 | CRU |  | Y | 2020 | 2020 | 0 | 1220584 | 13600791 | 17349727 | 4969520 | 0 | 213000000 | 20 | 2678 | NORTH FORT BEND WATER AUTHORITY | H | BOTH | MUNICIPAL | 8004 | CRU | H | 79 | FORT BEND | 0 | 21878 | 39405 | 52595 | 62606 | 71876 | Y
687 | NHCRWA GRP | NHCRWA Groundwater Reduction Plan | H | 8 | REUSE | 5 | OTHER SURFACE WATER | 1 | NO INFRASTRUCTURE |  | 1924 | 519 | HOUSTON LAKE/RESERVOIR | H | 999 | RESERVOIR | 10 | SAN JACINTO | 0 | SURFACE WATER | 1 | NO WATER QUALITY IMPROVEMENTS |  | 4309 | 2 | Luce Bayou transfer | 106 | NORTH HARRIS COUNTY REGIONAL WATER AUTHORITY | H | BOTH | MUNICIPAL | 8000 | CRU |  | N | 2010 | 2010 | 0 | 0 | 0 | 0 | 0 | 0 | 0 | 0 | 106 | NORTH HARRIS COUNTY REGIONAL WATER AUTHORITY | H | BOTH | MUNICIPAL | 8000 | CRU | H | 101 | HARRIS | 34714 | 65594 | 65594 | 67448 | 63744 | 60112 | Y
687 | NHCRWA GRP | NHCRWA Groundwater Reduction Plan | H | 8 | REUSE | 7 | REUSE | 1 | NO INFRASTRUCTURE |  | 1925 | 510 | LIVINGSTON-WALLISVILLE LAKE/RESERVOIR SYSTEM | H | 999 | RESERVOIR | 8 | TRINITY | 0 | SURFACE WATER | 1 | NO WATER QUALITY IMPROVEMENTS |  | 2364 | 2 | NHCRWA Groundwater Reduction Plan | 106 | NORTH HARRIS COUNTY REGIONAL WATER AUTHORITY | H | BOTH | MUNICIPAL | 8000 | CRU |  | Y | 2020 | 2020 | 0 | 0 | 0 | 0 | 0 | 0 | 0 | 0 | 106 | NORTH HARRIS COUNTY REGIONAL WATER AUTHORITY | H | BOTH | MUNICIPAL | 8000 | CRU | H | 101 | HARRIS | 0 | 25573 | 52161 | 32177 | 17382 | 57643 | Y
688 | NHCRWA GRP PARTICIPATION | NHCRWA Groundwater Reduction Plan participation | H | 5 | EXISTING SOURCE OR EXPANDED USE OF AN EXISTING SOURCE (SURFACE WATER OR GROUNDWATER) | 6 | GROUNDWATER | 1 | NO INFRASTRUCTURE |  | 1859 | 1417 | GULF COAST AQUIFER | H | 101 | HARRIS | 10 | SAN JACINTO | 1 | GROUNDWATER | 1 | NO WATER QUALITY IMPROVEMENTS |  | 1344 | 1 | NHCRWA Groundwater Reduction Plan participation | 2141 | NORTHWEST HARRIS COUNTY MUD #23 | H | WUG | MUNICIPAL | 4286 | UTILITY |  | N | 2010 | 2010 | 53500 | 176948 | 215890 | 196122 | 211733 | 238627 | 2462367 | 20 | 2141 | NORTHWEST HARRIS COUNTY MUD #23 | H | WUG | MUNICIPAL | 4286 | UTILITY | H | 101 | HARRIS | 141 | 467 | 646 | 770 | 908 | 1046 | N
688 | NHCRWA GRP PARTICIPATION | NHCRWA Groundwater Reduction Plan participation | H | 5 | EXISTING SOURCE OR EXPANDED USE OF AN EXISTING SOURCE (SURFACE WATER OR GROUNDWATER) | 6 | GROUNDWATER | 1 | NO INFRASTRUCTURE |  | 1859 | 1417 | GULF COAST AQUIFER | H | 101 | HARRIS | 10 | SAN JACINTO | 1 | GROUNDWATER | 1 | NO WATER QUALITY IMPROVEMENTS |  | 4309 | 1 | Luce Bayou transfer | 2531 | TOMBALL | H | WUG | MUNICIPAL | 608 | CITY |  | N | 2010 | 2010 | 233274 | 772081 | 918760 | 972718 | 1080644 | 1264641 | 12543073 | 20 | 2531 | TOMBALL | H | WUG | MUNICIPAL | 608 | CITY | H | 101 | HARRIS | 620 | 2102 | 2830 | 3760 | 4441 | 5442 | N
688 | NHCRWA GRP PARTICIPATION | NHCRWA Groundwater Reduction Plan participation | H | 5 | EXISTING SOURCE OR EXPANDED USE OF AN EXISTING SOURCE (SURFACE WATER OR GROUNDWATER) | 5 | OTHER SURFACE WATER | 1 | NO INFRASTRUCTURE |  | 1860 | 519 | HOUSTON LAKE/RESERVOIR | H | 999 | RESERVOIR | 10 | SAN JACINTO | 0 | SURFACE WATER | 1 | NO WATER QUALITY IMPROVEMENTS |  | 4309 | 2 | Luce Bayou transfer | 1232 | JERSEY VILLAGE | H | WUG | MUNICIPAL | 709 | CITY |  | N | 2020 | 2020 | 0 | 80588 | 159624 | 151152 | 145353 | 160659 | 2809145 | 20 | 1232 | JERSEY VILLAGE | H | WUG | MUNICIPAL | 709 | CITY | H | 101 | HARRIS | 0 | 364 | 767 | 1043 | 1315 | 1600 | N
723 | NHCRWA INDIRECT REUSE | NHCRWA indirect reuse | H | 8 | REUSE | 7 | REUSE | 6 | OTHER INFRASTRUCTURE |  | 2059 | 4020 | INDIRECT REUSE HARRIS COUNTY | H | 101 | HARRIS | 10 | SAN JACINTO | 2 | REUSE | 1 | NO WATER QUALITY IMPROVEMENTS |  | 1350 | 1 | NHCRWA indirect reuse | 106 | NORTH HARRIS COUNTY REGIONAL WATER AUTHORITY | H | BOTH | MUNICIPAL | 8000 | CRU |  | N | 2040 | 2040 | 0 | 0 | 0 | 5999781 | 12403114 | 9593721 | 66778694 | 20 | 106 | NORTH HARRIS COUNTY REGIONAL WATER AUTHORITY | H | BOTH | MUNICIPAL | 8000 | CRU | H | 101 | HARRIS | 0 | 0 | 0 | 7300 | 16300 | 16300 | N
712 | NHCRWA INTERNAL 2010 DISTRIBUTION | NHCRWA internal 2010 distribution | H | 5 | EXISTING SOURCE OR EXPANDED USE OF AN EXISTING SOURCE (SURFACE WATER OR GROUNDWATER) | 5 | OTHER SURFACE WATER | 2 | PIPELINE |  | 1946 | 519 | HOUSTON LAKE/RESERVOIR | H | 999 | RESERVOIR | 10 | SAN JACINTO | 0 | SURFACE WATER | 1 | NO WATER QUALITY IMPROVEMENTS |  | 4309 | 2 | Luce Bayou transfer | 106 | NORTH HARRIS COUNTY REGIONAL WATER AUTHORITY | H | BOTH | MUNICIPAL | 8000 | CRU |  | N | 2010 | 2010 | 14883780 | 14883780 | 1531496 | 1531496 | 1531496 | 1531496 | 153149640 | 20 | 106 | NORTH HARRIS COUNTY REGIONAL WATER AUTHORITY | H | BOTH | MUNICIPAL | 8000 | CRU | H | 101 | HARRIS | 34714 | 34714 | 34714 | 34714 | 34714 | 34714 | Y
712 | NHCRWA INTERNAL 2010 DISTRIBUTION | NHCRWA internal 2010 distribution | H | 5 | EXISTING SOURCE OR EXPANDED USE OF AN EXISTING SOURCE (SURFACE WATER OR GROUNDWATER) | 5 | OTHER SURFACE WATER | 2 | PIPELINE |  | 1947 | 510 | LIVINGSTON-WALLISVILLE LAKE/RESERVOIR SYSTEM | H | 999 | RESERVOIR | 8 | TRINITY | 0 | SURFACE WATER | 1 | NO WATER QUALITY IMPROVEMENTS |  | 4309 | 2 | Luce Bayou transfer | 106 | NORTH HARRIS COUNTY REGIONAL WATER AUTHORITY | H | BOTH | MUNICIPAL | 8000 | CRU |  | Y | 2010 | 2010 | 0 | 0 | 0 | 0 | 0 | 0 | 0 | 0 | 106 | NORTH HARRIS COUNTY REGIONAL WATER AUTHORITY | H | BOTH | MUNICIPAL | 8000 | CRU | H | 101 | HARRIS | 0 | 0 | 0 | 0 | 0 | 0 | Y
898 | NHCRWA INTERNAL 2020 DISTRIBUTION | NHCRWA internal 2020 distribution | H | 5 | EXISTING SOURCE OR EXPANDED USE OF AN EXISTING SOURCE (SURFACE WATER OR GROUNDWATER) | 5 | OTHER SURFACE WATER | 2 | PIPELINE |  | 2470 | 519 | HOUSTON LAKE/RESERVOIR | H | 999 | RESERVOIR | 10 | SAN JACINTO | 0 | SURFACE WATER | 1 | NO WATER QUALITY IMPROVEMENTS |  | 4309 | 2 | Luce Bayou transfer | 106 | NORTH HARRIS COUNTY REGIONAL WATER AUTHORITY | H | BOTH | MUNICIPAL | 8000 | CRU |  | N | 2020 | 2020 | 0 | 24144069 | 24144069 | 2484352 | 2484352 | 2484352 | 248435246 | 20 | 106 | NORTH HARRIS COUNTY REGIONAL WATER AUTHORITY | H | BOTH | MUNICIPAL | 8000 | CRU | H | 101 | HARRIS | 0 | 65594 | 65594 | 65594 | 65594 | 65594 | Y
898 | NHCRWA INTERNAL 2020 DISTRIBUTION | NHCRWA internal 2020 distribution | H | 5 | EXISTING SOURCE OR EXPANDED USE OF AN EXISTING SOURCE (SURFACE WATER OR GROUNDWATER) | 5 | OTHER SURFACE WATER | 2 | PIPELINE |  | 2471 | 510 | LIVINGSTON-WALLISVILLE LAKE/RESERVOIR SYSTEM | H | 999 | RESERVOIR | 8 | TRINITY | 0 | SURFACE WATER | 1 | NO WATER QUALITY IMPROVEMENTS |  | 4309 | 2 | Luce Bayou transfer | 106 | NORTH HARRIS COUNTY REGIONAL WATER AUTHORITY | H | BOTH | MUNICIPAL | 8000 | CRU |  | Y | 2020 | 2020 | 0 | 9412999 | 9412999 | 968569 | 968569 | 968569 | 96856946 | 20 | 106 | NORTH HARRIS COUNTY REGIONAL WATER AUTHORITY | H | BOTH | MUNICIPAL | 8000 | CRU | H | 101 | HARRIS | 0 | 25573 | 25573 | 25573 | 25573 | 25573 | Y
899 | NHCRWA INTERNAL 2030 DISTRIBUTION | NHCRWA internal 2030 distribution | H | 5 | EXISTING SOURCE OR EXPANDED USE OF AN EXISTING SOURCE (SURFACE WATER OR GROUNDWATER) | 5 | OTHER SURFACE WATER | 1 | NO INFRASTRUCTURE |  | 2474 | 519 | HOUSTON LAKE/RESERVOIR | H | 999 | RESERVOIR | 10 | SAN JACINTO | 0 | SURFACE WATER | 1 | NO WATER QUALITY IMPROVEMENTS |  | 4309 | 2 | Luce Bayou transfer | 106 | NORTH HARRIS COUNTY REGIONAL WATER AUTHORITY | H | BOTH | MUNICIPAL | 8000 | CRU |  | N | 2030 | 2030 | 0 | 0 | 2026810 | 2026810 | 208553 | 208553 | 20855268 | 20 | 106 | NORTH HARRIS COUNTY REGIONAL WATER AUTHORITY | H | BOTH | MUNICIPAL | 8000 | CRU | H | 101 | HARRIS | 0 | 0 | 65594 | 65594 | 65594 | 65594 | Y
899 | NHCRWA INTERNAL 2030 DISTRIBUTION | NHCRWA internal 2030 distribution | H | 5 | EXISTING SOURCE OR EXPANDED USE OF AN EXISTING SOURCE (SURFACE WATER OR GROUNDWATER) | 5 | OTHER SURFACE WATER | 1 | NO INFRASTRUCTURE |  | 2475 | 510 | LIVINGSTON-WALLISVILLE LAKE/RESERVOIR SYSTEM | H | 999 | RESERVOIR | 8 | TRINITY | 0 | SURFACE WATER | 1 | NO WATER QUALITY IMPROVEMENTS |  | 4309 | 2 | Luce Bayou transfer | 106 | NORTH HARRIS COUNTY REGIONAL WATER AUTHORITY | H | BOTH | MUNICIPAL | 8000 | CRU |  | Y | 2030 | 2030 | 0 | 0 | 1611739 | 1611739 | 165843 | 165843 | 16584316 | 20 | 106 | NORTH HARRIS COUNTY REGIONAL WATER AUTHORITY | H | BOTH | MUNICIPAL | 8000 | CRU | H | 101 | HARRIS | 0 | 0 | 52161 | 52161 | 52161 | 52161 | Y
713 | NHCRWA TRANSMISSION 2010 | NHCRWA transmission 2010 | H | 5 | EXISTING SOURCE OR EXPANDED USE OF AN EXISTING SOURCE (SURFACE WATER OR GROUNDWATER) | 5 | OTHER SURFACE WATER | 2 | PIPELINE |  | 1944 | 519 | HOUSTON LAKE/RESERVOIR | H | 999 | RESERVOIR | 10 | SAN JACINTO | 0 | SURFACE WATER | 1 | NO WATER QUALITY IMPROVEMENTS |  | 4309 | 2 | Luce Bayou transfer | 106 | NORTH HARRIS COUNTY REGIONAL WATER AUTHORITY | H | BOTH | MUNICIPAL | 8000 | CRU |  | N | 2010 | 2010 | 7841883 | 7841883 | 806906 | 806906 | 806906 | 806906 | 80690624 | 20 | 106 | NORTH HARRIS COUNTY REGIONAL WATER AUTHORITY | H | BOTH | MUNICIPAL | 8000 | CRU | H | 101 | HARRIS | 34714 | 34714 | 34714 | 34714 | 34714 | 34714 | Y
713 | NHCRWA TRANSMISSION 2010 | NHCRWA transmission 2010 | H | 5 | EXISTING SOURCE OR EXPANDED USE OF AN EXISTING SOURCE (SURFACE WATER OR GROUNDWATER) | 5 | OTHER SURFACE WATER | 2 | PIPELINE |  | 1945 | 510 | LIVINGSTON-WALLISVILLE LAKE/RESERVOIR SYSTEM | H | 999 | RESERVOIR | 8 | TRINITY | 0 | SURFACE WATER | 1 | NO WATER QUALITY IMPROVEMENTS |  | 4309 | 2 | Luce Bayou transfer | 106 | NORTH HARRIS COUNTY REGIONAL WATER AUTHORITY | H | BOTH | MUNICIPAL | 8000 | CRU |  | Y | 2010 | 2010 | 0 | 0 | 0 | 0 | 0 | 0 | 0 | 0 | 106 | NORTH HARRIS COUNTY REGIONAL WATER AUTHORITY | H | BOTH | MUNICIPAL | 8000 | CRU | H | 101 | HARRIS | 0 | 0 | 0 | 0 | 0 | 0 | Y
900 | NHCRWA TRANSMISSION 2020 | NHCRWA transmission 2020 | H | 5 | EXISTING SOURCE OR EXPANDED USE OF AN EXISTING SOURCE (SURFACE WATER OR GROUNDWATER) | 5 | OTHER SURFACE WATER | 2 | PIPELINE |  | 2472 | 519 | HOUSTON LAKE/RESERVOIR | H | 999 | RESERVOIR | 10 | SAN JACINTO | 0 | SURFACE WATER | 1 | NO WATER QUALITY IMPROVEMENTS |  | 4309 | 2 | Luce Bayou transfer | 106 | NORTH HARRIS COUNTY REGIONAL WATER AUTHORITY | H | BOTH | MUNICIPAL | 8000 | CRU |  | N | 2020 | 2020 | 0 | 12065910 | 12065910 | 1241546 | 1241546 | 1241546 | 124154607 | 20 | 106 | NORTH HARRIS COUNTY REGIONAL WATER AUTHORITY | H | BOTH | MUNICIPAL | 8000 | CRU | H | 101 | HARRIS | 0 | 65594 | 65594 | 65594 | 65594 | 65594 | Y
900 | NHCRWA TRANSMISSION 2020 | NHCRWA transmission 2020 | H | 5 | EXISTING SOURCE OR EXPANDED USE OF AN EXISTING SOURCE (SURFACE WATER OR GROUNDWATER) | 5 | OTHER SURFACE WATER | 2 | PIPELINE |  | 2473 | 510 | LIVINGSTON-WALLISVILLE LAKE/RESERVOIR SYSTEM | H | 999 | RESERVOIR | 8 | TRINITY | 0 | SURFACE WATER | 1 | NO WATER QUALITY IMPROVEMENTS |  | 4309 | 2 | Luce Bayou transfer | 106 | NORTH HARRIS COUNTY REGIONAL WATER AUTHORITY | H | BOTH | MUNICIPAL | 8000 | CRU |  | Y | 2020 | 2020 | 0 | 4704112 | 4704112 | 484039 | 484039 | 484039 | 48403905 | 20 | 106 | NORTH HARRIS COUNTY REGIONAL WATER AUTHORITY | H | BOTH | MUNICIPAL | 8000 | CRU | H | 101 | HARRIS | 0 | 25573 | 25573 | 25573 | 25573 | 25573 | Y
901 | NHCRWA TRANSMISSION 2030 | NHCRWA transmission 2030 | H | 5 | EXISTING SOURCE OR EXPANDED USE OF AN EXISTING SOURCE (SURFACE WATER OR GROUNDWATER) | 5 | OTHER SURFACE WATER | 2 | PIPELINE |  | 2476 | 519 | HOUSTON LAKE/RESERVOIR | H | 999 | RESERVOIR | 10 | SAN JACINTO | 0 | SURFACE WATER | 1 | NO WATER QUALITY IMPROVEMENTS |  | 4309 | 2 | Luce Bayou transfer | 106 | NORTH HARRIS COUNTY REGIONAL WATER AUTHORITY | H | BOTH | MUNICIPAL | 8000 | CRU |  | N | 2030 | 2030 | 0 | 0 | 0 | 0 | 0 | 0 | 0 | 0 | 106 | NORTH HARRIS COUNTY REGIONAL WATER AUTHORITY | H | BOTH | MUNICIPAL | 8000 | CRU | H | 101 | HARRIS | 0 | 0 | 65594 | 65594 | 65594 | 65594 | Y
901 | NHCRWA TRANSMISSION 2030 | NHCRWA transmission 2030 | H | 5 | EXISTING SOURCE OR EXPANDED USE OF AN EXISTING SOURCE (SURFACE WATER OR GROUNDWATER) | 5 | OTHER SURFACE WATER | 2 | PIPELINE |  | 2477 | 510 | LIVINGSTON-WALLISVILLE LAKE/RESERVOIR SYSTEM | H | 999 | RESERVOIR | 8 | TRINITY | 0 | SURFACE WATER | 1 | NO WATER QUALITY IMPROVEMENTS |  | 4309 | 2 | Luce Bayou transfer | 106 | NORTH HARRIS COUNTY REGIONAL WATER AUTHORITY | H | BOTH | MUNICIPAL | 8000 | CRU |  | Y | 2030 | 2030 | 0 | 0 | 0 | 0 | 0 | 0 | 0 | 0 | 106 | NORTH HARRIS COUNTY REGIONAL WATER AUTHORITY | H | BOTH | MUNICIPAL | 8000 | CRU | H | 101 | HARRIS | 0 | 0 | 52161 | 52161 | 52161 | 52161 | Y
98 | NITRATE REMOVAL PLANT | Nitrate removal plant | B | 5 | EXISTING SOURCE OR EXPANDED USE OF AN EXISTING SOURCE (SURFACE WATER OR GROUNDWATER) | 6 | GROUNDWATER | 6 | OTHER INFRASTRUCTURE |  | 371 | 987 | SEYMOUR AQUIFER | B | 39 | CLAY | 2 | RED | 1 | GROUNDWATER | 5 | OTHER WATER QUALITY ENHANCEMENT |  | 5203 | 1 | Nitrate removal plant | 450 | COUNTY-OTHER, CLAY | B | WUG | MUNICIPAL | 757 | COUNTY-OTHER | Charlie WSC | N | 2010 | 2010 | 25500 | 25500 | 8000 | 8000 | 8000 | 8000 | 200500 | 20 | 450 | COUNTY-OTHER, CLAY | B | WUG | MUNICIPAL | 757 | COUNTY-OTHER | B | 39 | CLAY | 10 | 10 | 10 | 10 | 10 | 10 | N
98 | NITRATE REMOVAL PLANT | Nitrate removal plant | B | 5 | EXISTING SOURCE OR EXPANDED USE OF AN EXISTING SOURCE (SURFACE WATER OR GROUNDWATER) | 6 | GROUNDWATER | 6 | OTHER INFRASTRUCTURE |  | 750 | 1002 | SEYMOUR AQUIFER | B | 244 | WILBARGER | 2 | RED | 1 | GROUNDWATER | 5 | OTHER WATER QUALITY ENHANCEMENT |  | 5204 | 1 | Nitrate removal plant | 655 | COUNTY-OTHER, WILBARGER | B | WUG | MUNICIPAL | 757 | COUNTY-OTHER | Hinds-Wildcat System | N | 2010 | 2010 | 54500 | 54500 | 15500 | 15500 | 15500 | 15500 | 446500 | 20 | 655 | COUNTY-OTHER, WILBARGER | B | WUG | MUNICIPAL | 757 | COUNTY-OTHER | B | 244 | WILBARGER | 40 | 40 | 40 | 40 | 40 | 40 | N
49 | NON-POTABLE REUSE | Non-potable reuse | M | 8 | REUSE | 7 | REUSE | 5 | PIPELINE, WATER TREATMENT PLANT, AND OTHER |  | 1658 | 4207 | DIRECT REUSE | M | 31 | CAMERON | 22 | NUECES-RIO GRANDE | 2 | REUSE | 1 | NO WATER QUALITY IMPROVEMENTS |  | 4775 | 1 | Non-potable reuse | 300 | BROWNSVILLE | M | WUG | MUNICIPAL | 80 | CITY |  | N | 2020 | 2020 | 0 | 75225 | 75225 | 75225 | 75225 | 75225 | 1873604.97 | 20 | 300 | BROWNSVILLE | M | WUG | MUNICIPAL | 80 | CITY | M | 31 | CAMERON | 0 | 500 | 500 | 500 | 500 | 500 | N
49 | NON-POTABLE REUSE | Non-potable reuse | M | 8 | REUSE | 7 | REUSE | 5 | PIPELINE, WATER TREATMENT PLANT, AND OTHER |  | 1658 | 4207 | DIRECT REUSE | M | 31 | CAMERON | 22 | NUECES-RIO GRANDE | 2 | REUSE | 1 | NO WATER QUALITY IMPROVEMENTS |  | 4777 | 1 | Non-potable reuse | 68 | HARLINGEN | M | BOTH | MUNICIPAL | 265 | CITY |  | N | 2050 | 2050 | 0 | 0 | 0 | 0 | 3761.25 | 3761.25 | 93680.25 | 20 | 68 | HARLINGEN | M | BOTH | MUNICIPAL | 265 | CITY | M | 31 | CAMERON | 0 | 0 | 0 | 0 | 25 | 25 | N
49 | NON-POTABLE REUSE | Non-potable reuse | M | 8 | REUSE | 7 | REUSE | 5 | PIPELINE, WATER TREATMENT PLANT, AND OTHER |  | 1658 | 4207 | DIRECT REUSE | M | 31 | CAMERON | 22 | NUECES-RIO GRANDE | 2 | REUSE | 1 | NO WATER QUALITY IMPROVEMENTS |  | 4778 | 1 | Non-potable reuse | 82 | LAGUNA MADRE WD | M | BOTH | MUNICIPAL | 4224 | UTILITY |  | N | 2010 | 2010 | 7522.5 | 7522.5 | 7522.5 | 7522.5 | 3761.25 | 3761.25 | 93680.25 | 20 | 82 | LAGUNA MADRE WD | M | BOTH | MUNICIPAL | 4224 | UTILITY | M | 31 | CAMERON | 50 | 50 | 50 | 50 | 25 | 25 | N
49 | NON-POTABLE REUSE | Non-potable reuse | M | 8 | REUSE | 7 | REUSE | 5 | PIPELINE, WATER TREATMENT PLANT, AND OTHER |  | 1658 | 4207 | DIRECT REUSE | M | 31 | CAMERON | 22 | NUECES-RIO GRANDE | 2 | REUSE | 1 | NO WATER QUALITY IMPROVEMENTS |  | 4779 | 1 | Non-potable reuse | 1642 | MANUFACTURING, CAMERON | M | WUG | MANUFACTURING | 1001 | N/A |  | N | 2010 | 2010 | 0 | 0 | 0 | 0 | 15045 | 30090 | 10510923.88 | 20 | 1642 | MANUFACTURING, CAMERON | M | WUG | MANUFACTURING | 1001 | N/A | M | 31 | CAMERON | 796 | 1230 | 1623 | 2012 | 2349 | 2805 | N
49 | NON-POTABLE REUSE | Non-potable reuse | M | 8 | REUSE | 7 | REUSE | 5 | PIPELINE, WATER TREATMENT PLANT, AND OTHER |  | 1658 | 4207 | DIRECT REUSE | M | 31 | CAMERON | 22 | NUECES-RIO GRANDE | 2 | REUSE | 1 | NO WATER QUALITY IMPROVEMENTS |  | 4785 | 1 | Non-potable reuse | 2409 | STEAM ELECTRIC POWER, CAMERON | M | WUG | STEAM ELECTRIC | 1002 | N/A |  | N | 2050 | 2050 | 0 | 0 | 0 | 0 | 30090 | 60180 | 1498883.98 | 20 | 2409 | STEAM ELECTRIC POWER, CAMERON | M | WUG | STEAM ELECTRIC | 1002 | N/A | M | 31 | CAMERON | 0 | 0 | 0 | 0 | 50 | 400 | N
49 | NON-POTABLE REUSE | Non-potable reuse | M | 8 | REUSE | 7 | REUSE | 5 | PIPELINE, WATER TREATMENT PLANT, AND OTHER |  | 2396 | 4209 | DIRECT REUSE | M | 108 | HIDALGO | 22 | NUECES-RIO GRANDE | 2 | REUSE | 1 | NO WATER QUALITY IMPROVEMENTS |  | 4774 | 1 | Non-potable reuse | 168 | ALAMO | M | WUG | MUNICIPAL | 3 | CITY |  | N | 2010 | 2010 | 5115.3 | 22567.5 | 33851.25 | 45135 | 60180 | 75225 | 1873604.97 | 20 | 168 | ALAMO | M | WUG | MUNICIPAL | 3 | CITY | M | 108 | HIDALGO | 34 | 150 | 225 | 300 | 400 | 500 | N
49 | NON-POTABLE REUSE | Non-potable reuse | M | 8 | REUSE | 7 | REUSE | 5 | PIPELINE, WATER TREATMENT PLANT, AND OTHER |  | 2396 | 4209 | DIRECT REUSE | M | 108 | HIDALGO | 22 | NUECES-RIO GRANDE | 2 | REUSE | 1 | NO WATER QUALITY IMPROVEMENTS |  | 4776 | 1 | Non-potable reuse | 744 | EDINBURG | M | WUG | MUNICIPAL | 182 | CITY |  | N | 2030 | 2030 | 0 | 0 | 75225 | 225675 | 451350 | 601800 | 14988839.75 | 20 | 744 | EDINBURG | M | WUG | MUNICIPAL | 182 | CITY | M | 108 | HIDALGO | 0 | 0 | 500 | 1500 | 3000 | 4000 | N
49 | NON-POTABLE REUSE | Non-potable reuse | M | 8 | REUSE | 7 | REUSE | 5 | PIPELINE, WATER TREATMENT PLANT, AND OTHER |  | 2396 | 4209 | DIRECT REUSE | M | 108 | HIDALGO | 22 | NUECES-RIO GRANDE | 2 | REUSE | 1 | NO WATER QUALITY IMPROVEMENTS |  | 4780 | 1 | Non-potable reuse | 1693 | MANUFACTURING, HIDALGO | M | WUG | MANUFACTURING | 1001 | N/A |  | N | 2050 | 2050 | 119758.2 | 185053.5 | 244180.35 | 302705.4 | 353407.05 | 422012.25 | 749441.99 | 20 | 1693 | MANUFACTURING, HIDALGO | M | WUG | MANUFACTURING | 1001 | N/A | M | 108 | HIDALGO | 0 | 0 | 0 | 0 | 100 | 200 | N
49 | NON-POTABLE REUSE | Non-potable reuse | M | 8 | REUSE | 7 | REUSE | 5 | PIPELINE, WATER TREATMENT PLANT, AND OTHER |  | 2396 | 4209 | DIRECT REUSE | M | 108 | HIDALGO | 22 | NUECES-RIO GRANDE | 2 | REUSE | 1 | NO WATER QUALITY IMPROVEMENTS |  | 4782 | 1 | Non-potable reuse | 96 | MCALLEN | M | BOTH | MUNICIPAL | 376 | CITY |  | N | 2020 | 2020 | 0 | 0 | 0 | 706814.1 | 1678420.2 | 2976803.7 | 38212972.54 | 20 | 96 | MCALLEN | M | BOTH | MUNICIPAL | 376 | CITY | M | 108 | HIDALGO | 0 | 447 | 4047 | 10299 | 18706 | 27627 | N
49 | NON-POTABLE REUSE | Non-potable reuse | M | 8 | REUSE | 7 | REUSE | 5 | PIPELINE, WATER TREATMENT PLANT, AND OTHER |  | 2396 | 4209 | DIRECT REUSE | M | 108 | HIDALGO | 22 | NUECES-RIO GRANDE | 2 | REUSE | 1 | NO WATER QUALITY IMPROVEMENTS |  | 4783 | 1 | Non-potable reuse | 2070 | MISSION | M | WUG | MUNICIPAL | 408 | CITY |  | N | 2010 | 2010 | 52958.4 | 126227.55 | 265544.25 | 418251 | 588109.05 | 800544.45 | 19938904.08 | 20 | 2070 | MISSION | M | WUG | MUNICIPAL | 408 | CITY | M | 108 | HIDALGO | 352 | 839 | 1765 | 2780 | 3909 | 5321 | N
49 | NON-POTABLE REUSE | Non-potable reuse | M | 8 | REUSE | 7 | REUSE | 5 | PIPELINE, WATER TREATMENT PLANT, AND OTHER |  | 2396 | 4209 | DIRECT REUSE | M | 108 | HIDALGO | 22 | NUECES-RIO GRANDE | 2 | REUSE | 1 | NO WATER QUALITY IMPROVEMENTS |  | 4784 | 1 | Non-potable reuse | 2197 | PHARR | M | WUG | MUNICIPAL | 463 | CITY |  | N | 2010 | 2010 | 7522.5 | 7522.5 | 7522.5 | 7522.5 | 7522.5 | 7522.5 | 187360.5 | 20 | 2197 | PHARR | M | WUG | MUNICIPAL | 463 | CITY | M | 108 | HIDALGO | 50 | 50 | 50 | 50 | 50 | 50 | N
49 | NON-POTABLE REUSE | Non-potable reuse | M | 8 | REUSE | 7 | REUSE | 5 | PIPELINE, WATER TREATMENT PLANT, AND OTHER |  | 2396 | 4209 | DIRECT REUSE | M | 108 | HIDALGO | 22 | NUECES-RIO GRANDE | 2 | REUSE | 1 | NO WATER QUALITY IMPROVEMENTS |  | 4786 | 1 | Non-potable reuse | 2436 | STEAM ELECTRIC POWER, HIDALGO | M | WUG | STEAM ELECTRIC | 1002 | N/A |  | N | 2020 | 2020 | 0 | 0 | 0 | 0 | 7522.5 | 60180 | 37472099.38 | 20 | 2436 | STEAM ELECTRIC POWER, HIDALGO | M | WUG | STEAM ELECTRIC | 1002 | N/A | M | 108 | HIDALGO | 0 | 1000 | 2000 | 4000 | 7000 | 10000 | N
49 | NON-POTABLE REUSE | Non-potable reuse | M | 8 | REUSE | 7 | REUSE | 5 | PIPELINE, WATER TREATMENT PLANT, AND OTHER |  | 2398 | 4447 | DIRECT REUSE | M | 214 | STARR | 23 | RIO GRANDE | 2 | REUSE | 1 | NO WATER QUALITY IMPROVEMENTS |  | 6052 | 1 | Non-potable reuse | 2271 | RIO GRANDE CITY | M | WUG | MUNICIPAL | 502 | CITY |  | N | 2020 | 2020 | 0 | 1504.5 | 7522.5 | 9027 | 13089.15 | 18806.25 | 468401.24 | 20 | 2271 | RIO GRANDE CITY | M | WUG | MUNICIPAL | 502 | CITY | M | 214 | STARR | 0 | 10 | 50 | 60 | 87 | 125 | N
49 | NON-POTABLE REUSE | Non-potable reuse | M | 8 | REUSE | 7 | REUSE | 5 | PIPELINE, WATER TREATMENT PLANT, AND OTHER |  | 1492 | 1887 | DIRECT REUSE | M | 240 | WEBB | 23 | RIO GRANDE | 2 | REUSE | 1 | NO WATER QUALITY IMPROVEMENTS |  | 6053 | 1 | Non-potable reuse | 1306 | LAREDO | M | WUG | MUNICIPAL | 347 | CITY |  | N | 2010 | 2010 | 168504 | 842520 | 842520 | 842520 | 842520 | 1685040 | 45427426.08 | 20 | 1306 | LAREDO | M | WUG | MUNICIPAL | 347 | CITY | M | 240 | WEBB | 1120 | 5600 | 5600 | 6521 | 6522 | 12123 | N
49 | NON-POTABLE REUSE | Non-potable reuse | M | 8 | REUSE | 7 | REUSE | 5 | PIPELINE, WATER TREATMENT PLANT, AND OTHER |  | 1492 | 1887 | DIRECT REUSE | M | 240 | WEBB | 23 | RIO GRANDE | 2 | REUSE | 1 | NO WATER QUALITY IMPROVEMENTS |  | 6054 | 1 | Non-potable reuse | 2477 | STEAM ELECTRIC POWER, WEBB | M | WUG | STEAM ELECTRIC | 1002 | N/A |  | N | 2050 | 2050 | 0 | 150450 | 300900 | 601800 | 1053150 | 1504500 | 1498883.98 | 20 | 2477 | STEAM ELECTRIC POWER, WEBB | M | WUG | STEAM ELECTRIC | 1002 | N/A | M | 240 | WEBB | 0 | 0 | 0 | 0 | 200 | 400 | N
49 | NON-POTABLE REUSE | Non-potable reuse | M | 8 | REUSE | 7 | REUSE | 5 | PIPELINE, WATER TREATMENT PLANT, AND OTHER |  | 2397 | 4446 | DIRECT REUSE | M | 245 | WILLACY | 22 | NUECES-RIO GRANDE | 2 | REUSE | 1 | NO WATER QUALITY IMPROVEMENTS |  | 4781 | 1 | Non-potable reuse | 1789 | MANUFACTURING, WILLACY | M | WUG | MANUFACTURING | 1001 | N/A |  | N | 2010 | 2010 | 2256.75 | 2256.75 | 2256.75 | 2256.75 | 2256.75 | 2256.75 | 56208.15 | 20 | 1789 | MANUFACTURING, WILLACY | M | WUG | MANUFACTURING | 1001 | N/A | M | 245 | WILLACY | 15 | 15 | 15 | 15 | 15 | 15 | N
731 | O.N. STEVENS WATER TREATMENT PLANT IMPROVEMENTS | O.N. Stevens Water Treatment Plant improvements | N | 5 | EXISTING SOURCE OR EXPANDED USE OF AN EXISTING SOURCE (SURFACE WATER OR GROUNDWATER) | 5 | OTHER SURFACE WATER | 6 | OTHER INFRASTRUCTURE | This project adds approximately 16,000 acft/yr to the supply from Lake Corpus Christi/Choke Canyon | 2065 | 844 | CORPUS CHRISTI-CHOKE CANYON LAKE/RESERVOIR SYSTEM | N | 999 | RESERVOIR | 21 | NUECES | 0 | SURFACE WATER | 1 | NO WATER QUALITY IMPROVEMENTS |  | 4661 | 1 | O.N. Stevens Water Treatment Plant improvements | 34 | CORPUS CHRISTI | N | BOTH | MUNICIPAL | 135 | CITY |  | Y | 2010 | 2010 | 7554000 | 7554000 | 7554000 | 4823000 | 4823000 | 4823000 | 31324000 | 20 | 1744 | MANUFACTURING, NUECES | N | WUG | MANUFACTURING | 1001 | N/A | N | 178 | NUECES | 14393 | 13618 | 12956 | 12366 | 11839 | 11220 | N
731 | O.N. STEVENS WATER TREATMENT PLANT IMPROVEMENTS | O.N. Stevens Water Treatment Plant improvements | N | 5 | EXISTING SOURCE OR EXPANDED USE OF AN EXISTING SOURCE (SURFACE WATER OR GROUNDWATER) | 5 | OTHER SURFACE WATER | 6 | OTHER INFRASTRUCTURE | This project adds approximately 16,000 acft/yr to the supply from Lake Corpus Christi/Choke Canyon | 2065 | 844 | CORPUS CHRISTI-CHOKE CANYON LAKE/RESERVOIR SYSTEM | N | 999 | RESERVOIR | 21 | NUECES | 0 | SURFACE WATER | 1 | NO WATER QUALITY IMPROVEMENTS |  | 4661 | 1 | O.N. Stevens Water Treatment Plant improvements | 34 | CORPUS CHRISTI | N | BOTH | MUNICIPAL | 135 | CITY |  | Y | 2010 | 2010 | 7554000 | 7554000 | 7554000 | 4823000 | 4823000 | 4823000 | 31324000 | 20 | 1764 | MANUFACTURING, SAN PATRICIO | N | WUG | MANUFACTURING | 1001 | N/A | N | 205 | SAN PATRICIO | 6984 | 6607 | 6286 | 6000 | 5744 | 5444 | N
731 | O.N. STEVENS WATER TREATMENT PLANT IMPROVEMENTS | O.N. Stevens Water Treatment Plant improvements | N | 5 | EXISTING SOURCE OR EXPANDED USE OF AN EXISTING SOURCE (SURFACE WATER OR GROUNDWATER) | 5 | OTHER SURFACE WATER | 6 | OTHER INFRASTRUCTURE | This project adds approximately 16,000 acft/yr to the supply from Lake Corpus Christi/Choke Canyon | 2065 | 844 | CORPUS CHRISTI-CHOKE CANYON LAKE/RESERVOIR SYSTEM | N | 999 | RESERVOIR | 21 | NUECES | 0 | SURFACE WATER | 1 | NO WATER QUALITY IMPROVEMENTS |  | 4661 | 1 | O.N. Stevens Water Treatment Plant improvements | 34 | CORPUS CHRISTI | N | BOTH | MUNICIPAL | 135 | CITY |  | Y | 2010 | 2010 | 7554000 | 7554000 | 7554000 | 4823000 | 4823000 | 4823000 | 31324000 | 20 | 2001 | MINING, NUECES | N | WUG | MINING | 1003 | N/A | N | 178 | NUECES | 6984 | 6608 | 6287 | 6000 | 5745 | 5444 | N
731 | O.N. STEVENS WATER TREATMENT PLANT IMPROVEMENTS | O.N. Stevens Water Treatment Plant improvements | N | 5 | EXISTING SOURCE OR EXPANDED USE OF AN EXISTING SOURCE (SURFACE WATER OR GROUNDWATER) | 5 | OTHER SURFACE WATER | 6 | OTHER INFRASTRUCTURE | This project adds approximately 16,000 acft/yr to the supply from Lake Corpus Christi/Choke Canyon | 2065 | 844 | CORPUS CHRISTI-CHOKE CANYON LAKE/RESERVOIR SYSTEM | N | 999 | RESERVOIR | 21 | NUECES | 0 | SURFACE WATER | 1 | NO WATER QUALITY IMPROVEMENTS |  | 4661 | 1 | O.N. Stevens Water Treatment Plant improvements | 34 | CORPUS CHRISTI | N | BOTH | MUNICIPAL | 135 | CITY |  | Y | 2010 | 2010 | 7554000 | 7554000 | 7554000 | 4823000 | 4823000 | 4823000 | 31324000 | 20 | 2461 | STEAM ELECTRIC POWER, NUECES | N | WUG | STEAM ELECTRIC | 1002 | N/A | N | 178 | NUECES | 13968 | 13215 | 12573 | 12000 | 11489 | 10888 | N
783 | OAK CREEK RESERVOIR WITH SUBORDINATION AGREEMENT | Oak Creek Reservoir with subordination agreement | G | 5 | EXISTING SOURCE OR EXPANDED USE OF AN EXISTING SOURCE (SURFACE WATER OR GROUNDWATER) | 5 | OTHER SURFACE WATER | 6 | OTHER INFRASTRUCTURE | THERE ARE NO CAPITAL COSTS ASSOCIATED WITH THIS PROJECT NOR ANY DEBT SERVICE. | 2251 | 330 | OAK CREEK LAKE/RESERVOIR | F | 999 | RESERVOIR | 14 | COLORADO | 0 | SURFACE WATER | 1 | NO WATER QUALITY IMPROVEMENTS |  | 3450 | 1 | Oak Creek Reservoir with subordination agreement | 137 | SWEETWATER | G | BOTH | MUNICIPAL | 591 | CITY |  | Y | 2010 | 2010 | 0 | 0 | 0 | 0 | 0 | 0 | 0 | 0 | 137 | SWEETWATER | G | BOTH | MUNICIPAL | 591 | CITY | G | 177 | NOLAN | 1679 | 1671 | 1557 | 1435 | 1301 | 1154 | N
83 | OFF-CHANNEL RESERVOIR NEAR LAKE CORPUS CHRISTI | Off-channel reservoir near Lake Corpus Christi | N | 6 | NEW SURFACE WATER OR NEW GROUNDWATER SOURCE | 4 | NEW MAJOR RESERVOIR | 2 | PIPELINE |  | 1416 | 4195 | NUECES OFF-CHANNEL LAKE/RESERVOIR | N | 999 | RESERVOIR | 21 | NUECES | 0 | SURFACE WATER | 1 | NO WATER QUALITY IMPROVEMENTS |  | 4735 | 1 | Off-channel reservoir near Lake Corpus Christi | 34 | CORPUS CHRISTI | N | BOTH | MUNICIPAL | 135 | CITY | Federal participation anticipated to reduce capital cost to $105,201,950. | Y | 2030 | 2030 | 0 | 0 | 21696800 | 21696800 | 21696800 | 17536500 | 300577000 | 40 | 1744 | MANUFACTURING, NUECES | N | WUG | MANUFACTURING | 1001 | N/A | N | 178 | NUECES | 0 | 0 | 10114 | 10114 | 10114 | 10114 | N
83 | OFF-CHANNEL RESERVOIR NEAR LAKE CORPUS CHRISTI | Off-channel reservoir near Lake Corpus Christi | N | 6 | NEW SURFACE WATER OR NEW GROUNDWATER SOURCE | 4 | NEW MAJOR RESERVOIR | 2 | PIPELINE |  | 1416 | 4195 | NUECES OFF-CHANNEL LAKE/RESERVOIR | N | 999 | RESERVOIR | 21 | NUECES | 0 | SURFACE WATER | 1 | NO WATER QUALITY IMPROVEMENTS |  | 4735 | 1 | Off-channel reservoir near Lake Corpus Christi | 34 | CORPUS CHRISTI | N | BOTH | MUNICIPAL | 135 | CITY | Federal participation anticipated to reduce capital cost to $105,201,950. | Y | 2030 | 2030 | 0 | 0 | 21696800 | 21696800 | 21696800 | 17536500 | 300577000 | 40 | 1764 | MANUFACTURING, SAN PATRICIO | N | WUG | MANUFACTURING | 1001 | N/A | N | 205 | SAN PATRICIO | 0 | 0 | 5056 | 5056 | 5056 | 5056 | N
83 | OFF-CHANNEL RESERVOIR NEAR LAKE CORPUS CHRISTI | Off-channel reservoir near Lake Corpus Christi | N | 6 | NEW SURFACE WATER OR NEW GROUNDWATER SOURCE | 4 | NEW MAJOR RESERVOIR | 2 | PIPELINE |  | 1416 | 4195 | NUECES OFF-CHANNEL LAKE/RESERVOIR | N | 999 | RESERVOIR | 21 | NUECES | 0 | SURFACE WATER | 1 | NO WATER QUALITY IMPROVEMENTS |  | 4735 | 1 | Off-channel reservoir near Lake Corpus Christi | 34 | CORPUS CHRISTI | N | BOTH | MUNICIPAL | 135 | CITY | Federal participation anticipated to reduce capital cost to $105,201,950. | Y | 2010 | 2030 | 0 | 0 | 21696800 | 21696800 | 21696800 | 17536500 | 300577000 | 40 | 2001 | MINING, NUECES | N | WUG | MINING | 1003 | N/A | N | 178 | NUECES | 0 | 0 | 5057 | 5057 | 5057 | 5057 | N
83 | OFF-CHANNEL RESERVOIR NEAR LAKE CORPUS CHRISTI | Off-channel reservoir near Lake Corpus Christi | N | 6 | NEW SURFACE WATER OR NEW GROUNDWATER SOURCE | 4 | NEW MAJOR RESERVOIR | 2 | PIPELINE |  | 1416 | 4195 | NUECES OFF-CHANNEL LAKE/RESERVOIR | N | 999 | RESERVOIR | 21 | NUECES | 0 | SURFACE WATER | 1 | NO WATER QUALITY IMPROVEMENTS |  | 4735 | 1 | Off-channel reservoir near Lake Corpus Christi | 34 | CORPUS CHRISTI | N | BOTH | MUNICIPAL | 135 | CITY | Federal participation anticipated to reduce capital cost to $105,201,950. | Y | 2030 | 2030 | 0 | 0 | 21696800 | 21696800 | 21696800 | 17536500 | 300577000 | 40 | 2461 | STEAM ELECTRIC POWER, NUECES | N | WUG | STEAM ELECTRIC | 1002 | N/A | N | 178 | NUECES | 0 | 0 | 10113 | 10113 | 10113 | 10113 | N
438 | OKLAHOMA WATER TO IRVING | Oklahoma water to Irving | C | 5 | EXISTING SOURCE OR EXPANDED USE OF AN EXISTING SOURCE (SURFACE WATER OR GROUNDWATER) | 5 | OTHER SURFACE WATER | 2 | PIPELINE |  | 1168 | 4182 | OKLAHOMA LAKE/RESERVOIR | C | 499 | RESERVOIR - OKLAHOMA | 40 | BASIN NAME - OKLAHOMA | 0 | SURFACE WATER | 1 | NO WATER QUALITY IMPROVEMENTS |  | 4659 | 1 | Oklahoma water to Irving | 1219 | IRVING | C | WUG | MUNICIPAL | 298 | CITY |  | N | 2030 | 2030 | 0 | 0 | 20257000 | 20257000 | 20257000 | 6103000 | 194825000 | 30 | 1219 | IRVING | C | WUG | MUNICIPAL | 298 | CITY | C | 57 | DALLAS | 0 | 0 | 25000 | 25000 | 25000 | 25000 | N
327 | OKLAHOMA WATER TO NTMWD, TRWD, UTRWD | Oklahoma water to NTMWD, TRWD, UTRWD | C | 5 | EXISTING SOURCE OR EXPANDED USE OF AN EXISTING SOURCE (SURFACE WATER OR GROUNDWATER) | 5 | OTHER SURFACE WATER | 2 | PIPELINE |  | 1276 | 4182 | OKLAHOMA LAKE/RESERVOIR | C | 499 | RESERVOIR - OKLAHOMA | 40 | BASIN NAME - OKLAHOMA | 0 | SURFACE WATER | 1 | NO WATER QUALITY IMPROVEMENTS |  | 4660 | 1 | Oklahoma water to NTMWD, TRWD, UTRWD | 108 | NORTH TEXAS MWD | C | WWP | WWP | N/A | N/A |  | N | 2060 | 2060 | 0 | 0 | 0 | 0 | 0 | 23354000 | 210353500 | 30 | 164 | ABLES SPRINGS WSC | C | WUG | MUNICIPAL | 4001 | UTILITY | C | 129 | KAUFMAN | 0 | 0 | 0 | 0 | 0 | 179 | N
327 | OKLAHOMA WATER TO NTMWD, TRWD, UTRWD | Oklahoma water to NTMWD, TRWD, UTRWD | C | 5 | EXISTING SOURCE OR EXPANDED USE OF AN EXISTING SOURCE (SURFACE WATER OR GROUNDWATER) | 5 | OTHER SURFACE WATER | 2 | PIPELINE |  | 1276 | 4182 | OKLAHOMA LAKE/RESERVOIR | C | 499 | RESERVOIR - OKLAHOMA | 40 | BASIN NAME - OKLAHOMA | 0 | SURFACE WATER | 1 | NO WATER QUALITY IMPROVEMENTS |  | 4660 | 1 | Oklahoma water to NTMWD, TRWD, UTRWD | 108 | NORTH TEXAS MWD | C | WWP | WWP | N/A | N/A |  | N | 2060 | 2060 | 0 | 0 | 0 | 0 | 0 | 23354000 | 210353500 | 30 | 173 | ALLEN | C | WUG | MUNICIPAL | 8 | CITY | C | 43 | COLLIN | 0 | 0 | 0 | 0 | 0 | 926 | N
327 | OKLAHOMA WATER TO NTMWD, TRWD, UTRWD | Oklahoma water to NTMWD, TRWD, UTRWD | C | 5 | EXISTING SOURCE OR EXPANDED USE OF AN EXISTING SOURCE (SURFACE WATER OR GROUNDWATER) | 5 | OTHER SURFACE WATER | 2 | PIPELINE |  | 1276 | 4182 | OKLAHOMA LAKE/RESERVOIR | C | 499 | RESERVOIR - OKLAHOMA | 40 | BASIN NAME - OKLAHOMA | 0 | SURFACE WATER | 1 | NO WATER QUALITY IMPROVEMENTS |  | 4660 | 1 | Oklahoma water to NTMWD, TRWD, UTRWD | 108 | NORTH TEXAS MWD | C | WWP | WWP | N/A | N/A |  | N | 2060 | 2060 | 0 | 0 | 0 | 0 | 0 | 23354000 | 210353500 | 30 | 187 | ANNA | C | WUG | MUNICIPAL | 813 | CITY | C | 43 | COLLIN | 0 | 0 | 0 | 0 | 0 | 421 | N
327 | OKLAHOMA WATER TO NTMWD, TRWD, UTRWD | Oklahoma water to NTMWD, TRWD, UTRWD | C | 5 | EXISTING SOURCE OR EXPANDED USE OF AN EXISTING SOURCE (SURFACE WATER OR GROUNDWATER) | 5 | OTHER SURFACE WATER | 2 | PIPELINE |  | 1276 | 4182 | OKLAHOMA LAKE/RESERVOIR | C | 499 | RESERVOIR - OKLAHOMA | 40 | BASIN NAME - OKLAHOMA | 0 | SURFACE WATER | 1 | NO WATER QUALITY IMPROVEMENTS |  | 4660 | 1 | Oklahoma water to NTMWD, TRWD, UTRWD | 108 | NORTH TEXAS MWD | C | WWP | WWP | N/A | N/A |  | N | 2060 | 2060 | 0 | 0 | 0 | 0 | 0 | 23354000 | 210353500 | 30 | 260 | BLACKLAND WSC | C | WUG | MUNICIPAL | 4024 | UTILITY | C | 199 | ROCKWALL | 0 | 0 | 0 | 0 | 0 | 53 | N
327 | OKLAHOMA WATER TO NTMWD, TRWD, UTRWD | Oklahoma water to NTMWD, TRWD, UTRWD | C | 5 | EXISTING SOURCE OR EXPANDED USE OF AN EXISTING SOURCE (SURFACE WATER OR GROUNDWATER) | 5 | OTHER SURFACE WATER | 2 | PIPELINE |  | 1276 | 4182 | OKLAHOMA LAKE/RESERVOIR | C | 499 | RESERVOIR - OKLAHOMA | 40 | BASIN NAME - OKLAHOMA | 0 | SURFACE WATER | 1 | NO WATER QUALITY IMPROVEMENTS |  | 4660 | 1 | Oklahoma water to NTMWD, TRWD, UTRWD | 108 | NORTH TEXAS MWD | C | WWP | WWP | N/A | N/A |  | N | 2060 | 2060 | 0 | 0 | 0 | 0 | 0 | 23354000 | 210353500 | 30 | 267 | BLUE RIDGE | C | WUG | MUNICIPAL | 829 | CITY | C | 43 | COLLIN | 0 | 0 | 0 | 0 | 0 | 228 | N
327 | OKLAHOMA WATER TO NTMWD, TRWD, UTRWD | Oklahoma water to NTMWD, TRWD, UTRWD | C | 5 | EXISTING SOURCE OR EXPANDED USE OF AN EXISTING SOURCE (SURFACE WATER OR GROUNDWATER) | 5 | OTHER SURFACE WATER | 2 | PIPELINE |  | 1276 | 4182 | OKLAHOMA LAKE/RESERVOIR | C | 499 | RESERVOIR - OKLAHOMA | 40 | BASIN NAME - OKLAHOMA | 0 | SURFACE WATER | 1 | NO WATER QUALITY IMPROVEMENTS |  | 4660 | 1 | Oklahoma water to NTMWD, TRWD, UTRWD | 108 | NORTH TEXAS MWD | C | WWP | WWP | N/A | N/A |  | N | 2060 | 2060 | 0 | 0 | 0 | 0 | 0 | 23354000 | 210353500 | 30 | 317 | CADDO BASIN SUD | D | WUG | MUNICIPAL | 4041 | UTILITY | C | 43 | COLLIN | 0 | 0 | 0 | 0 | 0 | 195 | N
327 | OKLAHOMA WATER TO NTMWD, TRWD, UTRWD | Oklahoma water to NTMWD, TRWD, UTRWD | C | 5 | EXISTING SOURCE OR EXPANDED USE OF AN EXISTING SOURCE (SURFACE WATER OR GROUNDWATER) | 5 | OTHER SURFACE WATER | 2 | PIPELINE |  | 1276 | 4182 | OKLAHOMA LAKE/RESERVOIR | C | 499 | RESERVOIR - OKLAHOMA | 40 | BASIN NAME - OKLAHOMA | 0 | SURFACE WATER | 1 | NO WATER QUALITY IMPROVEMENTS |  | 4660 | 1 | Oklahoma water to NTMWD, TRWD, UTRWD | 108 | NORTH TEXAS MWD | C | WWP | WWP | N/A | N/A |  | N | 2060 | 2060 | 0 | 0 | 0 | 0 | 0 | 23354000 | 210353500 | 30 | 23 | CASH SUD | D | BOTH | MUNICIPAL | 4045 | UTILITY | C | 199 | ROCKWALL | 0 | 0 | 0 | 0 | 0 | 75 | N
327 | OKLAHOMA WATER TO NTMWD, TRWD, UTRWD | Oklahoma water to NTMWD, TRWD, UTRWD | C | 5 | EXISTING SOURCE OR EXPANDED USE OF AN EXISTING SOURCE (SURFACE WATER OR GROUNDWATER) | 5 | OTHER SURFACE WATER | 2 | PIPELINE |  | 1276 | 4182 | OKLAHOMA LAKE/RESERVOIR | C | 499 | RESERVOIR - OKLAHOMA | 40 | BASIN NAME - OKLAHOMA | 0 | SURFACE WATER | 1 | NO WATER QUALITY IMPROVEMENTS |  | 4660 | 1 | Oklahoma water to NTMWD, TRWD, UTRWD | 108 | NORTH TEXAS MWD | C | WWP | WWP | N/A | N/A |  | N | 2060 | 2060 | 0 | 0 | 0 | 0 | 0 | 23354000 | 210353500 | 30 | 338 | CELINA | C | WUG | MUNICIPAL | 103 | CITY | C | 43 | COLLIN | 0 | 0 | 0 | 0 | 0 | 156 | N
327 | OKLAHOMA WATER TO NTMWD, TRWD, UTRWD | Oklahoma water to NTMWD, TRWD, UTRWD | C | 5 | EXISTING SOURCE OR EXPANDED USE OF AN EXISTING SOURCE (SURFACE WATER OR GROUNDWATER) | 5 | OTHER SURFACE WATER | 2 | PIPELINE |  | 1276 | 4182 | OKLAHOMA LAKE/RESERVOIR | C | 499 | RESERVOIR - OKLAHOMA | 40 | BASIN NAME - OKLAHOMA | 0 | SURFACE WATER | 1 | NO WATER QUALITY IMPROVEMENTS |  | 4660 | 1 | Oklahoma water to NTMWD, TRWD, UTRWD | 108 | NORTH TEXAS MWD | C | WWP | WWP | N/A | N/A |  | N | 2060 | 2060 | 0 | 0 | 0 | 0 | 0 | 23354000 | 210353500 | 30 | 338 | CELINA | C | WUG | MUNICIPAL | 103 | CITY | C | 61 | DENTON | 0 | 0 | 0 | 0 | 0 | 19 | N
327 | OKLAHOMA WATER TO NTMWD, TRWD, UTRWD | Oklahoma water to NTMWD, TRWD, UTRWD | C | 5 | EXISTING SOURCE OR EXPANDED USE OF AN EXISTING SOURCE (SURFACE WATER OR GROUNDWATER) | 5 | OTHER SURFACE WATER | 2 | PIPELINE |  | 1276 | 4182 | OKLAHOMA LAKE/RESERVOIR | C | 499 | RESERVOIR - OKLAHOMA | 40 | BASIN NAME - OKLAHOMA | 0 | SURFACE WATER | 1 | NO WATER QUALITY IMPROVEMENTS |  | 4660 | 1 | Oklahoma water to NTMWD, TRWD, UTRWD | 108 | NORTH TEXAS MWD | C | WWP | WWP | N/A | N/A |  | N | 2060 | 2060 | 0 | 0 | 0 | 0 | 0 | 23354000 | 210353500 | 30 | 380 | COLLEGE MOUND WSC | C | WUG | MUNICIPAL | 4065 | UTILITY | C | 129 | KAUFMAN | 0 | 0 | 0 | 0 | 0 | 96 | N
327 | OKLAHOMA WATER TO NTMWD, TRWD, UTRWD | Oklahoma water to NTMWD, TRWD, UTRWD | C | 5 | EXISTING SOURCE OR EXPANDED USE OF AN EXISTING SOURCE (SURFACE WATER OR GROUNDWATER) | 5 | OTHER SURFACE WATER | 2 | PIPELINE |  | 1276 | 4182 | OKLAHOMA LAKE/RESERVOIR | C | 499 | RESERVOIR - OKLAHOMA | 40 | BASIN NAME - OKLAHOMA | 0 | SURFACE WATER | 1 | NO WATER QUALITY IMPROVEMENTS |  | 4660 | 1 | Oklahoma water to NTMWD, TRWD, UTRWD | 108 | NORTH TEXAS MWD | C | WWP | WWP | N/A | N/A |  | N | 2060 | 2060 | 0 | 0 | 0 | 0 | 0 | 23354000 | 210353500 | 30 | 527 | COUNTY-OTHER, HUNT | D | WUG | MUNICIPAL | 757 | COUNTY-OTHER | D | 116 | HUNT | 0 | 0 | 0 | 0 | 0 | 21 | N
327 | OKLAHOMA WATER TO NTMWD, TRWD, UTRWD | Oklahoma water to NTMWD, TRWD, UTRWD | C | 5 | EXISTING SOURCE OR EXPANDED USE OF AN EXISTING SOURCE (SURFACE WATER OR GROUNDWATER) | 5 | OTHER SURFACE WATER | 2 | PIPELINE |  | 1276 | 4182 | OKLAHOMA LAKE/RESERVOIR | C | 499 | RESERVOIR - OKLAHOMA | 40 | BASIN NAME - OKLAHOMA | 0 | SURFACE WATER | 1 | NO WATER QUALITY IMPROVEMENTS |  | 4660 | 1 | Oklahoma water to NTMWD, TRWD, UTRWD | 108 | NORTH TEXAS MWD | C | WWP | WWP | N/A | N/A |  | N | 2060 | 2060 | 0 | 0 | 0 | 0 | 0 | 23354000 | 210353500 | 30 | 540 | COUNTY-OTHER, KAUFMAN | C | WUG | MUNICIPAL | 757 | COUNTY-OTHER | C | 129 | KAUFMAN | 0 | 0 | 0 | 0 | 0 | 53 | N
327 | OKLAHOMA WATER TO NTMWD, TRWD, UTRWD | Oklahoma water to NTMWD, TRWD, UTRWD | C | 5 | EXISTING SOURCE OR EXPANDED USE OF AN EXISTING SOURCE (SURFACE WATER OR GROUNDWATER) | 5 | OTHER SURFACE WATER | 2 | PIPELINE |  | 1276 | 4182 | OKLAHOMA LAKE/RESERVOIR | C | 499 | RESERVOIR - OKLAHOMA | 40 | BASIN NAME - OKLAHOMA | 0 | SURFACE WATER | 1 | NO WATER QUALITY IMPROVEMENTS |  | 4660 | 1 | Oklahoma water to NTMWD, TRWD, UTRWD | 108 | NORTH TEXAS MWD | C | WWP | WWP | N/A | N/A |  | N | 2060 | 2060 | 0 | 0 | 0 | 0 | 0 | 23354000 | 210353500 | 30 | 610 | COUNTY-OTHER, ROCKWALL | C | WUG | MUNICIPAL | 757 | COUNTY-OTHER | C | 199 | ROCKWALL | 0 | 0 | 0 | 0 | 0 | 15 | N
327 | OKLAHOMA WATER TO NTMWD, TRWD, UTRWD | Oklahoma water to NTMWD, TRWD, UTRWD | C | 5 | EXISTING SOURCE OR EXPANDED USE OF AN EXISTING SOURCE (SURFACE WATER OR GROUNDWATER) | 5 | OTHER SURFACE WATER | 2 | PIPELINE |  | 1276 | 4182 | OKLAHOMA LAKE/RESERVOIR | C | 499 | RESERVOIR - OKLAHOMA | 40 | BASIN NAME - OKLAHOMA | 0 | SURFACE WATER | 1 | NO WATER QUALITY IMPROVEMENTS |  | 4660 | 1 | Oklahoma water to NTMWD, TRWD, UTRWD | 108 | NORTH TEXAS MWD | C | WWP | WWP | N/A | N/A |  | N | 2060 | 2060 | 0 | 0 | 0 | 0 | 0 | 23354000 | 210353500 | 30 | 667 | CRANDALL | C | WUG | MUNICIPAL | 767 | CITY | C | 129 | KAUFMAN | 0 | 0 | 0 | 0 | 0 | 28 | N
327 | OKLAHOMA WATER TO NTMWD, TRWD, UTRWD | Oklahoma water to NTMWD, TRWD, UTRWD | C | 5 | EXISTING SOURCE OR EXPANDED USE OF AN EXISTING SOURCE (SURFACE WATER OR GROUNDWATER) | 5 | OTHER SURFACE WATER | 2 | PIPELINE |  | 1276 | 4182 | OKLAHOMA LAKE/RESERVOIR | C | 499 | RESERVOIR - OKLAHOMA | 40 | BASIN NAME - OKLAHOMA | 0 | SURFACE WATER | 1 | NO WATER QUALITY IMPROVEMENTS |  | 4660 | 1 | Oklahoma water to NTMWD, TRWD, UTRWD | 108 | NORTH TEXAS MWD | C | WWP | WWP | N/A | N/A |  | N | 2060 | 2060 | 0 | 0 | 0 | 0 | 0 | 23354000 | 210353500 | 30 | 685 | CULLEOKA WSC | C | WUG | MUNICIPAL | 4083 | UTILITY | C | 43 | COLLIN | 0 | 0 | 0 | 0 | 0 | 90 | N
327 | OKLAHOMA WATER TO NTMWD, TRWD, UTRWD | Oklahoma water to NTMWD, TRWD, UTRWD | C | 5 | EXISTING SOURCE OR EXPANDED USE OF AN EXISTING SOURCE (SURFACE WATER OR GROUNDWATER) | 5 | OTHER SURFACE WATER | 2 | PIPELINE |  | 1276 | 4182 | OKLAHOMA LAKE/RESERVOIR | C | 499 | RESERVOIR - OKLAHOMA | 40 | BASIN NAME - OKLAHOMA | 0 | SURFACE WATER | 1 | NO WATER QUALITY IMPROVEMENTS |  | 4660 | 1 | Oklahoma water to NTMWD, TRWD, UTRWD | 108 | NORTH TEXAS MWD | C | WWP | WWP | N/A | N/A |  | N | 2060 | 2060 | 0 | 0 | 0 | 0 | 0 | 23354000 | 210353500 | 30 | 696 | DANVILLE WSC | C | WUG | MUNICIPAL | 4086 | UTILITY | C | 43 | COLLIN | 0 | 0 | 0 | 0 | 0 | 77 | N
327 | OKLAHOMA WATER TO NTMWD, TRWD, UTRWD | Oklahoma water to NTMWD, TRWD, UTRWD | C | 5 | EXISTING SOURCE OR EXPANDED USE OF AN EXISTING SOURCE (SURFACE WATER OR GROUNDWATER) | 5 | OTHER SURFACE WATER | 2 | PIPELINE |  | 1276 | 4182 | OKLAHOMA LAKE/RESERVOIR | C | 499 | RESERVOIR - OKLAHOMA | 40 | BASIN NAME - OKLAHOMA | 0 | SURFACE WATER | 1 | NO WATER QUALITY IMPROVEMENTS |  | 4660 | 1 | Oklahoma water to NTMWD, TRWD, UTRWD | 108 | NORTH TEXAS MWD | C | WWP | WWP | N/A | N/A |  | N | 2060 | 2060 | 0 | 0 | 0 | 0 | 0 | 23354000 | 210353500 | 30 | 730 | EAST FORK SUD | C | WUG | MUNICIPAL | 4096 | UTILITY | C | 43 | COLLIN | 0 | 0 | 0 | 0 | 0 | 66 | N
327 | OKLAHOMA WATER TO NTMWD, TRWD, UTRWD | Oklahoma water to NTMWD, TRWD, UTRWD | C | 5 | EXISTING SOURCE OR EXPANDED USE OF AN EXISTING SOURCE (SURFACE WATER OR GROUNDWATER) | 5 | OTHER SURFACE WATER | 2 | PIPELINE |  | 1276 | 4182 | OKLAHOMA LAKE/RESERVOIR | C | 499 | RESERVOIR - OKLAHOMA | 40 | BASIN NAME - OKLAHOMA | 0 | SURFACE WATER | 1 | NO WATER QUALITY IMPROVEMENTS |  | 4660 | 1 | Oklahoma water to NTMWD, TRWD, UTRWD | 108 | NORTH TEXAS MWD | C | WWP | WWP | N/A | N/A |  | N | 2060 | 2060 | 0 | 0 | 0 | 0 | 0 | 23354000 | 210353500 | 30 | 730 | EAST FORK SUD | C | WUG | MUNICIPAL | 4096 | UTILITY | C | 57 | DALLAS | 0 | 0 | 0 | 0 | 0 | 5 | N
327 | OKLAHOMA WATER TO NTMWD, TRWD, UTRWD | Oklahoma water to NTMWD, TRWD, UTRWD | C | 5 | EXISTING SOURCE OR EXPANDED USE OF AN EXISTING SOURCE (SURFACE WATER OR GROUNDWATER) | 5 | OTHER SURFACE WATER | 2 | PIPELINE |  | 1276 | 4182 | OKLAHOMA LAKE/RESERVOIR | C | 499 | RESERVOIR - OKLAHOMA | 40 | BASIN NAME - OKLAHOMA | 0 | SURFACE WATER | 1 | NO WATER QUALITY IMPROVEMENTS |  | 4660 | 1 | Oklahoma water to NTMWD, TRWD, UTRWD | 108 | NORTH TEXAS MWD | C | WWP | WWP | N/A | N/A |  | N | 2060 | 2060 | 0 | 0 | 0 | 0 | 0 | 23354000 | 210353500 | 30 | 769 | FAIRVIEW | C | WUG | MUNICIPAL | 772 | CITY | C | 43 | COLLIN | 0 | 0 | 0 | 0 | 0 | 217 | N
327 | OKLAHOMA WATER TO NTMWD, TRWD, UTRWD | Oklahoma water to NTMWD, TRWD, UTRWD | C | 5 | EXISTING SOURCE OR EXPANDED USE OF AN EXISTING SOURCE (SURFACE WATER OR GROUNDWATER) | 5 | OTHER SURFACE WATER | 2 | PIPELINE |  | 1276 | 4182 | OKLAHOMA LAKE/RESERVOIR | C | 499 | RESERVOIR - OKLAHOMA | 40 | BASIN NAME - OKLAHOMA | 0 | SURFACE WATER | 1 | NO WATER QUALITY IMPROVEMENTS |  | 4660 | 1 | Oklahoma water to NTMWD, TRWD, UTRWD | 108 | NORTH TEXAS MWD | C | WWP | WWP | N/A | N/A |  | N | 2060 | 2060 | 0 | 0 | 0 | 0 | 0 | 23354000 | 210353500 | 30 | 774 | FARMERSVILLE | C | WUG | MUNICIPAL | 199 | CITY | C | 43 | COLLIN | 0 | 0 | 0 | 0 | 0 | 175 | N
327 | OKLAHOMA WATER TO NTMWD, TRWD, UTRWD | Oklahoma water to NTMWD, TRWD, UTRWD | C | 5 | EXISTING SOURCE OR EXPANDED USE OF AN EXISTING SOURCE (SURFACE WATER OR GROUNDWATER) | 5 | OTHER SURFACE WATER | 2 | PIPELINE |  | 1276 | 4182 | OKLAHOMA LAKE/RESERVOIR | C | 499 | RESERVOIR - OKLAHOMA | 40 | BASIN NAME - OKLAHOMA | 0 | SURFACE WATER | 1 | NO WATER QUALITY IMPROVEMENTS |  | 4660 | 1 | Oklahoma water to NTMWD, TRWD, UTRWD | 108 | NORTH TEXAS MWD | C | WWP | WWP | N/A | N/A |  | N | 2060 | 2060 | 0 | 0 | 0 | 0 | 0 | 23354000 | 210353500 | 30 | 2679 | FATE | C | WUG | MUNICIPAL | 1084 | CITY | C | 199 | ROCKWALL | 0 | 0 | 0 | 0 | 0 | 248 | N
327 | OKLAHOMA WATER TO NTMWD, TRWD, UTRWD | Oklahoma water to NTMWD, TRWD, UTRWD | C | 5 | EXISTING SOURCE OR EXPANDED USE OF AN EXISTING SOURCE (SURFACE WATER OR GROUNDWATER) | 5 | OTHER SURFACE WATER | 2 | PIPELINE |  | 1276 | 4182 | OKLAHOMA LAKE/RESERVOIR | C | 499 | RESERVOIR - OKLAHOMA | 40 | BASIN NAME - OKLAHOMA | 0 | SURFACE WATER | 1 | NO WATER QUALITY IMPROVEMENTS |  | 4660 | 1 | Oklahoma water to NTMWD, TRWD, UTRWD | 108 | NORTH TEXAS MWD | C | WWP | WWP | N/A | N/A |  | N | 2060 | 2060 | 0 | 0 | 0 | 0 | 0 | 23354000 | 210353500 | 30 | 52 | FORNEY | C | BOTH | MUNICIPAL | 207 | CITY | C | 129 | KAUFMAN | 0 | 0 | 0 | 0 | 0 | 240 | N
327 | OKLAHOMA WATER TO NTMWD, TRWD, UTRWD | Oklahoma water to NTMWD, TRWD, UTRWD | C | 5 | EXISTING SOURCE OR EXPANDED USE OF AN EXISTING SOURCE (SURFACE WATER OR GROUNDWATER) | 5 | OTHER SURFACE WATER | 2 | PIPELINE |  | 1276 | 4182 | OKLAHOMA LAKE/RESERVOIR | C | 499 | RESERVOIR - OKLAHOMA | 40 | BASIN NAME - OKLAHOMA | 0 | SURFACE WATER | 1 | NO WATER QUALITY IMPROVEMENTS |  | 4660 | 1 | Oklahoma water to NTMWD, TRWD, UTRWD | 108 | NORTH TEXAS MWD | C | WWP | WWP | N/A | N/A |  | N | 2060 | 2060 | 0 | 0 | 0 | 0 | 0 | 23354000 | 210353500 | 30 | 788 | FORNEY LAKE WSC | C | WUG | MUNICIPAL | 4115 | UTILITY | C | 129 | KAUFMAN | 0 | 0 | 0 | 0 | 0 | 69 | N
327 | OKLAHOMA WATER TO NTMWD, TRWD, UTRWD | Oklahoma water to NTMWD, TRWD, UTRWD | C | 5 | EXISTING SOURCE OR EXPANDED USE OF AN EXISTING SOURCE (SURFACE WATER OR GROUNDWATER) | 5 | OTHER SURFACE WATER | 2 | PIPELINE |  | 1276 | 4182 | OKLAHOMA LAKE/RESERVOIR | C | 499 | RESERVOIR - OKLAHOMA | 40 | BASIN NAME - OKLAHOMA | 0 | SURFACE WATER | 1 | NO WATER QUALITY IMPROVEMENTS |  | 4660 | 1 | Oklahoma water to NTMWD, TRWD, UTRWD | 108 | NORTH TEXAS MWD | C | WWP | WWP | N/A | N/A |  | N | 2060 | 2060 | 0 | 0 | 0 | 0 | 0 | 23354000 | 210353500 | 30 | 788 | FORNEY LAKE WSC | C | WUG | MUNICIPAL | 4115 | UTILITY | C | 199 | ROCKWALL | 0 | 0 | 0 | 0 | 0 | 69 | N
327 | OKLAHOMA WATER TO NTMWD, TRWD, UTRWD | Oklahoma water to NTMWD, TRWD, UTRWD | C | 5 | EXISTING SOURCE OR EXPANDED USE OF AN EXISTING SOURCE (SURFACE WATER OR GROUNDWATER) | 5 | OTHER SURFACE WATER | 2 | PIPELINE |  | 1276 | 4182 | OKLAHOMA LAKE/RESERVOIR | C | 499 | RESERVOIR - OKLAHOMA | 40 | BASIN NAME - OKLAHOMA | 0 | SURFACE WATER | 1 | NO WATER QUALITY IMPROVEMENTS |  | 4660 | 1 | Oklahoma water to NTMWD, TRWD, UTRWD | 108 | NORTH TEXAS MWD | C | WWP | WWP | N/A | N/A |  | N | 2060 | 2060 | 0 | 0 | 0 | 0 | 0 | 23354000 | 210353500 | 30 | 819 | FRISCO | C | WUG | MUNICIPAL | 221 | CITY | C | 43 | COLLIN | 0 | 0 | 0 | 0 | 0 | 1354 | N
327 | OKLAHOMA WATER TO NTMWD, TRWD, UTRWD | Oklahoma water to NTMWD, TRWD, UTRWD | C | 5 | EXISTING SOURCE OR EXPANDED USE OF AN EXISTING SOURCE (SURFACE WATER OR GROUNDWATER) | 5 | OTHER SURFACE WATER | 2 | PIPELINE |  | 1276 | 4182 | OKLAHOMA LAKE/RESERVOIR | C | 499 | RESERVOIR - OKLAHOMA | 40 | BASIN NAME - OKLAHOMA | 0 | SURFACE WATER | 1 | NO WATER QUALITY IMPROVEMENTS |  | 4660 | 1 | Oklahoma water to NTMWD, TRWD, UTRWD | 108 | NORTH TEXAS MWD | C | WWP | WWP | N/A | N/A |  | N | 2060 | 2060 | 0 | 0 | 0 | 0 | 0 | 23354000 | 210353500 | 30 | 819 | FRISCO | C | WUG | MUNICIPAL | 221 | CITY | C | 61 | DENTON | 0 | 0 | 0 | 0 | 0 | 852 | N
327 | OKLAHOMA WATER TO NTMWD, TRWD, UTRWD | Oklahoma water to NTMWD, TRWD, UTRWD | C | 5 | EXISTING SOURCE OR EXPANDED USE OF AN EXISTING SOURCE (SURFACE WATER OR GROUNDWATER) | 5 | OTHER SURFACE WATER | 2 | PIPELINE |  | 1276 | 4182 | OKLAHOMA LAKE/RESERVOIR | C | 499 | RESERVOIR - OKLAHOMA | 40 | BASIN NAME - OKLAHOMA | 0 | SURFACE WATER | 1 | NO WATER QUALITY IMPROVEMENTS |  | 4660 | 1 | Oklahoma water to NTMWD, TRWD, UTRWD | 108 | NORTH TEXAS MWD | C | WWP | WWP | N/A | N/A |  | N | 2060 | 2060 | 0 | 0 | 0 | 0 | 0 | 23354000 | 210353500 | 30 | 60 | GARLAND | C | BOTH | MUNICIPAL | 230 | CITY | C | 57 | DALLAS | 0 | 0 | 0 | 0 | 0 | 1338 | N
327 | OKLAHOMA WATER TO NTMWD, TRWD, UTRWD | Oklahoma water to NTMWD, TRWD, UTRWD | C | 5 | EXISTING SOURCE OR EXPANDED USE OF AN EXISTING SOURCE (SURFACE WATER OR GROUNDWATER) | 5 | OTHER SURFACE WATER | 2 | PIPELINE |  | 1276 | 4182 | OKLAHOMA LAKE/RESERVOIR | C | 499 | RESERVOIR - OKLAHOMA | 40 | BASIN NAME - OKLAHOMA | 0 | SURFACE WATER | 1 | NO WATER QUALITY IMPROVEMENTS |  | 4660 | 1 | Oklahoma water to NTMWD, TRWD, UTRWD | 108 | NORTH TEXAS MWD | C | WWP | WWP | N/A | N/A |  | N | 2060 | 2060 | 0 | 0 | 0 | 0 | 0 | 23354000 | 210353500 | 30 | 831 | GASTONIA-SCURRY SUD | C | WUG | MUNICIPAL | 4137 | UTILITY | C | 129 | KAUFMAN | 0 | 0 | 0 | 0 | 0 | 83 | N
327 | OKLAHOMA WATER TO NTMWD, TRWD, UTRWD | Oklahoma water to NTMWD, TRWD, UTRWD | C | 5 | EXISTING SOURCE OR EXPANDED USE OF AN EXISTING SOURCE (SURFACE WATER OR GROUNDWATER) | 5 | OTHER SURFACE WATER | 2 | PIPELINE |  | 1276 | 4182 | OKLAHOMA LAKE/RESERVOIR | C | 499 | RESERVOIR - OKLAHOMA | 40 | BASIN NAME - OKLAHOMA | 0 | SURFACE WATER | 1 | NO WATER QUALITY IMPROVEMENTS |  | 4660 | 1 | Oklahoma water to NTMWD, TRWD, UTRWD | 108 | NORTH TEXAS MWD | C | WWP | WWP | N/A | N/A |  | N | 2060 | 2060 | 0 | 0 | 0 | 0 | 0 | 23354000 | 210353500 | 30 | 925 | HEATH | C | WUG | MUNICIPAL | 702 | CITY | C | 199 | ROCKWALL | 0 | 0 | 0 | 0 | 0 | 212 | N
327 | OKLAHOMA WATER TO NTMWD, TRWD, UTRWD | Oklahoma water to NTMWD, TRWD, UTRWD | C | 5 | EXISTING SOURCE OR EXPANDED USE OF AN EXISTING SOURCE (SURFACE WATER OR GROUNDWATER) | 5 | OTHER SURFACE WATER | 2 | PIPELINE |  | 1276 | 4182 | OKLAHOMA LAKE/RESERVOIR | C | 499 | RESERVOIR - OKLAHOMA | 40 | BASIN NAME - OKLAHOMA | 0 | SURFACE WATER | 1 | NO WATER QUALITY IMPROVEMENTS |  | 4660 | 1 | Oklahoma water to NTMWD, TRWD, UTRWD | 108 | NORTH TEXAS MWD | C | WWP | WWP | N/A | N/A |  | N | 2060 | 2060 | 0 | 0 | 0 | 0 | 0 | 23354000 | 210353500 | 30 | 942 | HIGH POINT WSC | C | WUG | MUNICIPAL | 4205 | UTILITY | C | 129 | KAUFMAN | 0 | 0 | 0 | 0 | 0 | 34 | N
327 | OKLAHOMA WATER TO NTMWD, TRWD, UTRWD | Oklahoma water to NTMWD, TRWD, UTRWD | C | 5 | EXISTING SOURCE OR EXPANDED USE OF AN EXISTING SOURCE (SURFACE WATER OR GROUNDWATER) | 5 | OTHER SURFACE WATER | 2 | PIPELINE |  | 1276 | 4182 | OKLAHOMA LAKE/RESERVOIR | C | 499 | RESERVOIR - OKLAHOMA | 40 | BASIN NAME - OKLAHOMA | 0 | SURFACE WATER | 1 | NO WATER QUALITY IMPROVEMENTS |  | 4660 | 1 | Oklahoma water to NTMWD, TRWD, UTRWD | 108 | NORTH TEXAS MWD | C | WWP | WWP | N/A | N/A |  | N | 2060 | 2060 | 0 | 0 | 0 | 0 | 0 | 23354000 | 210353500 | 30 | 942 | HIGH POINT WSC | C | WUG | MUNICIPAL | 4205 | UTILITY | C | 199 | ROCKWALL | 0 | 0 | 0 | 0 | 0 | 4 | N
327 | OKLAHOMA WATER TO NTMWD, TRWD, UTRWD | Oklahoma water to NTMWD, TRWD, UTRWD | C | 5 | EXISTING SOURCE OR EXPANDED USE OF AN EXISTING SOURCE (SURFACE WATER OR GROUNDWATER) | 5 | OTHER SURFACE WATER | 2 | PIPELINE |  | 1276 | 4182 | OKLAHOMA LAKE/RESERVOIR | C | 499 | RESERVOIR - OKLAHOMA | 40 | BASIN NAME - OKLAHOMA | 0 | SURFACE WATER | 1 | NO WATER QUALITY IMPROVEMENTS |  | 4660 | 1 | Oklahoma water to NTMWD, TRWD, UTRWD | 108 | NORTH TEXAS MWD | C | WWP | WWP | N/A | N/A |  | N | 2060 | 2060 | 0 | 0 | 0 | 0 | 0 | 23354000 | 210353500 | 30 | 960 | HOWE | C | WUG | MUNICIPAL | 286 | CITY | C | 91 | GRAYSON | 0 | 0 | 0 | 0 | 0 | 45 | N
327 | OKLAHOMA WATER TO NTMWD, TRWD, UTRWD | Oklahoma water to NTMWD, TRWD, UTRWD | C | 5 | EXISTING SOURCE OR EXPANDED USE OF AN EXISTING SOURCE (SURFACE WATER OR GROUNDWATER) | 5 | OTHER SURFACE WATER | 2 | PIPELINE |  | 1276 | 4182 | OKLAHOMA LAKE/RESERVOIR | C | 499 | RESERVOIR - OKLAHOMA | 40 | BASIN NAME - OKLAHOMA | 0 | SURFACE WATER | 1 | NO WATER QUALITY IMPROVEMENTS |  | 4660 | 1 | Oklahoma water to NTMWD, TRWD, UTRWD | 108 | NORTH TEXAS MWD | C | WWP | WWP | N/A | N/A |  | N | 2060 | 2060 | 0 | 0 | 0 | 0 | 0 | 23354000 | 210353500 | 30 | 1101 | IRRIGATION, KAUFMAN | C | WUG | IRRIGATION | 1004 | N/A | C | 129 | KAUFMAN | 0 | 0 | 0 | 0 | 0 | 63 | N
327 | OKLAHOMA WATER TO NTMWD, TRWD, UTRWD | Oklahoma water to NTMWD, TRWD, UTRWD | C | 5 | EXISTING SOURCE OR EXPANDED USE OF AN EXISTING SOURCE (SURFACE WATER OR GROUNDWATER) | 5 | OTHER SURFACE WATER | 2 | PIPELINE |  | 1276 | 4182 | OKLAHOMA LAKE/RESERVOIR | C | 499 | RESERVOIR - OKLAHOMA | 40 | BASIN NAME - OKLAHOMA | 0 | SURFACE WATER | 1 | NO WATER QUALITY IMPROVEMENTS |  | 4660 | 1 | Oklahoma water to NTMWD, TRWD, UTRWD | 108 | NORTH TEXAS MWD | C | WWP | WWP | N/A | N/A |  | N | 2060 | 2060 | 0 | 0 | 0 | 0 | 0 | 23354000 | 210353500 | 30 | 1242 | JOSEPHINE | C | WUG | MUNICIPAL | 1031 | CITY | C | 43 | COLLIN | 0 | 0 | 0 | 0 | 0 | 24 | N
327 | OKLAHOMA WATER TO NTMWD, TRWD, UTRWD | Oklahoma water to NTMWD, TRWD, UTRWD | C | 5 | EXISTING SOURCE OR EXPANDED USE OF AN EXISTING SOURCE (SURFACE WATER OR GROUNDWATER) | 5 | OTHER SURFACE WATER | 2 | PIPELINE |  | 1276 | 4182 | OKLAHOMA LAKE/RESERVOIR | C | 499 | RESERVOIR - OKLAHOMA | 40 | BASIN NAME - OKLAHOMA | 0 | SURFACE WATER | 1 | NO WATER QUALITY IMPROVEMENTS |  | 4660 | 1 | Oklahoma water to NTMWD, TRWD, UTRWD | 108 | NORTH TEXAS MWD | C | WWP | WWP | N/A | N/A |  | N | 2060 | 2060 | 0 | 0 | 0 | 0 | 0 | 23354000 | 210353500 | 30 | 1249 | KAUFMAN | C | WUG | MUNICIPAL | 313 | CITY | C | 129 | KAUFMAN | 0 | 0 | 0 | 0 | 0 | 113 | N
327 | OKLAHOMA WATER TO NTMWD, TRWD, UTRWD | Oklahoma water to NTMWD, TRWD, UTRWD | C | 5 | EXISTING SOURCE OR EXPANDED USE OF AN EXISTING SOURCE (SURFACE WATER OR GROUNDWATER) | 5 | OTHER SURFACE WATER | 2 | PIPELINE |  | 1276 | 4182 | OKLAHOMA LAKE/RESERVOIR | C | 499 | RESERVOIR - OKLAHOMA | 40 | BASIN NAME - OKLAHOMA | 0 | SURFACE WATER | 1 | NO WATER QUALITY IMPROVEMENTS |  | 4660 | 1 | Oklahoma water to NTMWD, TRWD, UTRWD | 108 | NORTH TEXAS MWD | C | WWP | WWP | N/A | N/A |  | N | 2060 | 2060 | 0 | 0 | 0 | 0 | 0 | 23354000 | 210353500 | 30 | 1308 | LAVON WSC | C | WUG | MUNICIPAL | 4230 | UTILITY | C | 43 | COLLIN | 0 | 0 | 0 | 0 | 0 | 130 | N
327 | OKLAHOMA WATER TO NTMWD, TRWD, UTRWD | Oklahoma water to NTMWD, TRWD, UTRWD | C | 5 | EXISTING SOURCE OR EXPANDED USE OF AN EXISTING SOURCE (SURFACE WATER OR GROUNDWATER) | 5 | OTHER SURFACE WATER | 2 | PIPELINE |  | 1276 | 4182 | OKLAHOMA LAKE/RESERVOIR | C | 499 | RESERVOIR - OKLAHOMA | 40 | BASIN NAME - OKLAHOMA | 0 | SURFACE WATER | 1 | NO WATER QUALITY IMPROVEMENTS |  | 4660 | 1 | Oklahoma water to NTMWD, TRWD, UTRWD | 108 | NORTH TEXAS MWD | C | WWP | WWP | N/A | N/A |  | N | 2060 | 2060 | 0 | 0 | 0 | 0 | 0 | 23354000 | 210353500 | 30 | 1308 | LAVON WSC | C | WUG | MUNICIPAL | 4230 | UTILITY | C | 199 | ROCKWALL | 0 | 0 | 0 | 0 | 0 | 51 | N
327 | OKLAHOMA WATER TO NTMWD, TRWD, UTRWD | Oklahoma water to NTMWD, TRWD, UTRWD | C | 5 | EXISTING SOURCE OR EXPANDED USE OF AN EXISTING SOURCE (SURFACE WATER OR GROUNDWATER) | 5 | OTHER SURFACE WATER | 2 | PIPELINE |  | 1276 | 4182 | OKLAHOMA LAKE/RESERVOIR | C | 499 | RESERVOIR - OKLAHOMA | 40 | BASIN NAME - OKLAHOMA | 0 | SURFACE WATER | 1 | NO WATER QUALITY IMPROVEMENTS |  | 4660 | 1 | Oklahoma water to NTMWD, TRWD, UTRWD | 108 | NORTH TEXAS MWD | C | WWP | WWP | N/A | N/A |  | N | 2060 | 2060 | 0 | 0 | 0 | 0 | 0 | 23354000 | 210353500 | 30 | 1328 | LITTLE ELM | C | WUG | MUNICIPAL | 790 | CITY | C | 61 | DENTON | 0 | 0 | 0 | 0 | 0 | 241 | N
327 | OKLAHOMA WATER TO NTMWD, TRWD, UTRWD | Oklahoma water to NTMWD, TRWD, UTRWD | C | 5 | EXISTING SOURCE OR EXPANDED USE OF AN EXISTING SOURCE (SURFACE WATER OR GROUNDWATER) | 5 | OTHER SURFACE WATER | 2 | PIPELINE |  | 1276 | 4182 | OKLAHOMA LAKE/RESERVOIR | C | 499 | RESERVOIR - OKLAHOMA | 40 | BASIN NAME - OKLAHOMA | 0 | SURFACE WATER | 1 | NO WATER QUALITY IMPROVEMENTS |  | 4660 | 1 | Oklahoma water to NTMWD, TRWD, UTRWD | 108 | NORTH TEXAS MWD | C | WWP | WWP | N/A | N/A |  | N | 2060 | 2060 | 0 | 0 | 0 | 0 | 0 | 23354000 | 210353500 | 30 | 1604 | LOWRY CROSSING | C | WUG | MUNICIPAL | 1041 | CITY | C | 43 | COLLIN | 0 | 0 | 0 | 0 | 0 | 19 | N
327 | OKLAHOMA WATER TO NTMWD, TRWD, UTRWD | Oklahoma water to NTMWD, TRWD, UTRWD | C | 5 | EXISTING SOURCE OR EXPANDED USE OF AN EXISTING SOURCE (SURFACE WATER OR GROUNDWATER) | 5 | OTHER SURFACE WATER | 2 | PIPELINE |  | 1276 | 4182 | OKLAHOMA LAKE/RESERVOIR | C | 499 | RESERVOIR - OKLAHOMA | 40 | BASIN NAME - OKLAHOMA | 0 | SURFACE WATER | 1 | NO WATER QUALITY IMPROVEMENTS |  | 4660 | 1 | Oklahoma water to NTMWD, TRWD, UTRWD | 108 | NORTH TEXAS MWD | C | WWP | WWP | N/A | N/A |  | N | 2060 | 2060 | 0 | 0 | 0 | 0 | 0 | 23354000 | 210353500 | 30 | 1605 | LUCAS | C | WUG | MUNICIPAL | 718 | CITY | C | 43 | COLLIN | 0 | 0 | 0 | 0 | 0 | 171 | N
327 | OKLAHOMA WATER TO NTMWD, TRWD, UTRWD | Oklahoma water to NTMWD, TRWD, UTRWD | C | 5 | EXISTING SOURCE OR EXPANDED USE OF AN EXISTING SOURCE (SURFACE WATER OR GROUNDWATER) | 5 | OTHER SURFACE WATER | 2 | PIPELINE |  | 1276 | 4182 | OKLAHOMA LAKE/RESERVOIR | C | 499 | RESERVOIR - OKLAHOMA | 40 | BASIN NAME - OKLAHOMA | 0 | SURFACE WATER | 1 | NO WATER QUALITY IMPROVEMENTS |  | 4660 | 1 | Oklahoma water to NTMWD, TRWD, UTRWD | 108 | NORTH TEXAS MWD | C | WWP | WWP | N/A | N/A |  | N | 2060 | 2060 | 0 | 0 | 0 | 0 | 0 | 23354000 | 210353500 | 30 | 1650 | MANUFACTURING, COLLIN | C | WUG | MANUFACTURING | 1001 | N/A | C | 43 | COLLIN | 0 | 0 | 0 | 0 | 0 | 236 | N
327 | OKLAHOMA WATER TO NTMWD, TRWD, UTRWD | Oklahoma water to NTMWD, TRWD, UTRWD | C | 5 | EXISTING SOURCE OR EXPANDED USE OF AN EXISTING SOURCE (SURFACE WATER OR GROUNDWATER) | 5 | OTHER SURFACE WATER | 2 | PIPELINE |  | 1276 | 4182 | OKLAHOMA LAKE/RESERVOIR | C | 499 | RESERVOIR - OKLAHOMA | 40 | BASIN NAME - OKLAHOMA | 0 | SURFACE WATER | 1 | NO WATER QUALITY IMPROVEMENTS |  | 4660 | 1 | Oklahoma water to NTMWD, TRWD, UTRWD | 108 | NORTH TEXAS MWD | C | WWP | WWP | N/A | N/A |  | N | 2060 | 2060 | 0 | 0 | 0 | 0 | 0 | 23354000 | 210353500 | 30 | 1657 | MANUFACTURING, DALLAS | C | WUG | MANUFACTURING | 1001 | N/A | C | 57 | DALLAS | 0 | 0 | 0 | 0 | 0 | 360 | N
327 | OKLAHOMA WATER TO NTMWD, TRWD, UTRWD | Oklahoma water to NTMWD, TRWD, UTRWD | C | 5 | EXISTING SOURCE OR EXPANDED USE OF AN EXISTING SOURCE (SURFACE WATER OR GROUNDWATER) | 5 | OTHER SURFACE WATER | 2 | PIPELINE |  | 1276 | 4182 | OKLAHOMA LAKE/RESERVOIR | C | 499 | RESERVOIR - OKLAHOMA | 40 | BASIN NAME - OKLAHOMA | 0 | SURFACE WATER | 1 | NO WATER QUALITY IMPROVEMENTS |  | 4660 | 1 | Oklahoma water to NTMWD, TRWD, UTRWD | 108 | NORTH TEXAS MWD | C | WWP | WWP | N/A | N/A |  | N | 2060 | 2060 | 0 | 0 | 0 | 0 | 0 | 23354000 | 210353500 | 30 | 1709 | MANUFACTURING, KAUFMAN | C | WUG | MANUFACTURING | 1001 | N/A | C | 129 | KAUFMAN | 0 | 0 | 0 | 0 | 0 | 43 | N
327 | OKLAHOMA WATER TO NTMWD, TRWD, UTRWD | Oklahoma water to NTMWD, TRWD, UTRWD | C | 5 | EXISTING SOURCE OR EXPANDED USE OF AN EXISTING SOURCE (SURFACE WATER OR GROUNDWATER) | 5 | OTHER SURFACE WATER | 2 | PIPELINE |  | 1276 | 4182 | OKLAHOMA LAKE/RESERVOIR | C | 499 | RESERVOIR - OKLAHOMA | 40 | BASIN NAME - OKLAHOMA | 0 | SURFACE WATER | 1 | NO WATER QUALITY IMPROVEMENTS |  | 4660 | 1 | Oklahoma water to NTMWD, TRWD, UTRWD | 108 | NORTH TEXAS MWD | C | WWP | WWP | N/A | N/A |  | N | 2060 | 2060 | 0 | 0 | 0 | 0 | 0 | 23354000 | 210353500 | 30 | 1817 | MCKINNEY | C | WUG | MUNICIPAL | 379 | CITY | C | 43 | COLLIN | 0 | 0 | 0 | 0 | 0 | 3020 | N
327 | OKLAHOMA WATER TO NTMWD, TRWD, UTRWD | Oklahoma water to NTMWD, TRWD, UTRWD | C | 5 | EXISTING SOURCE OR EXPANDED USE OF AN EXISTING SOURCE (SURFACE WATER OR GROUNDWATER) | 5 | OTHER SURFACE WATER | 2 | PIPELINE |  | 1276 | 4182 | OKLAHOMA LAKE/RESERVOIR | C | 499 | RESERVOIR - OKLAHOMA | 40 | BASIN NAME - OKLAHOMA | 0 | SURFACE WATER | 1 | NO WATER QUALITY IMPROVEMENTS |  | 4660 | 1 | Oklahoma water to NTMWD, TRWD, UTRWD | 108 | NORTH TEXAS MWD | C | WWP | WWP | N/A | N/A |  | N | 2060 | 2060 | 0 | 0 | 0 | 0 | 0 | 23354000 | 210353500 | 30 | 1819 | MCLENDON-CHISHOLM | C | WUG | MUNICIPAL | 1042 | CITY | C | 199 | ROCKWALL | 0 | 0 | 0 | 0 | 0 | 18 | N
327 | OKLAHOMA WATER TO NTMWD, TRWD, UTRWD | Oklahoma water to NTMWD, TRWD, UTRWD | C | 5 | EXISTING SOURCE OR EXPANDED USE OF AN EXISTING SOURCE (SURFACE WATER OR GROUNDWATER) | 5 | OTHER SURFACE WATER | 2 | PIPELINE |  | 1276 | 4182 | OKLAHOMA LAKE/RESERVOIR | C | 499 | RESERVOIR - OKLAHOMA | 40 | BASIN NAME - OKLAHOMA | 0 | SURFACE WATER | 1 | NO WATER QUALITY IMPROVEMENTS |  | 4660 | 1 | Oklahoma water to NTMWD, TRWD, UTRWD | 108 | NORTH TEXAS MWD | C | WWP | WWP | N/A | N/A |  | N | 2060 | 2060 | 0 | 0 | 0 | 0 | 0 | 23354000 | 210353500 | 30 | 1824 | MELISSA | C | WUG | MUNICIPAL | 914 | CITY | C | 43 | COLLIN | 0 | 0 | 0 | 0 | 0 | 592 | N
327 | OKLAHOMA WATER TO NTMWD, TRWD, UTRWD | Oklahoma water to NTMWD, TRWD, UTRWD | C | 5 | EXISTING SOURCE OR EXPANDED USE OF AN EXISTING SOURCE (SURFACE WATER OR GROUNDWATER) | 5 | OTHER SURFACE WATER | 2 | PIPELINE |  | 1276 | 4182 | OKLAHOMA LAKE/RESERVOIR | C | 499 | RESERVOIR - OKLAHOMA | 40 | BASIN NAME - OKLAHOMA | 0 | SURFACE WATER | 1 | NO WATER QUALITY IMPROVEMENTS |  | 4660 | 1 | Oklahoma water to NTMWD, TRWD, UTRWD | 108 | NORTH TEXAS MWD | C | WWP | WWP | N/A | N/A |  | N | 2060 | 2060 | 0 | 0 | 0 | 0 | 0 | 23354000 | 210353500 | 30 | 1832 | MESQUITE | C | WUG | MUNICIPAL | 401 | CITY | C | 57 | DALLAS | 0 | 0 | 0 | 0 | 0 | 1143 | N
327 | OKLAHOMA WATER TO NTMWD, TRWD, UTRWD | Oklahoma water to NTMWD, TRWD, UTRWD | C | 5 | EXISTING SOURCE OR EXPANDED USE OF AN EXISTING SOURCE (SURFACE WATER OR GROUNDWATER) | 5 | OTHER SURFACE WATER | 2 | PIPELINE |  | 1276 | 4182 | OKLAHOMA LAKE/RESERVOIR | C | 499 | RESERVOIR - OKLAHOMA | 40 | BASIN NAME - OKLAHOMA | 0 | SURFACE WATER | 1 | NO WATER QUALITY IMPROVEMENTS |  | 4660 | 1 | Oklahoma water to NTMWD, TRWD, UTRWD | 108 | NORTH TEXAS MWD | C | WWP | WWP | N/A | N/A |  | N | 2060 | 2060 | 0 | 0 | 0 | 0 | 0 | 23354000 | 210353500 | 30 | 2091 | MT ZION WSC | C | WUG | MUNICIPAL | 4270 | UTILITY | C | 199 | ROCKWALL | 0 | 0 | 0 | 0 | 0 | 15 | N
327 | OKLAHOMA WATER TO NTMWD, TRWD, UTRWD | Oklahoma water to NTMWD, TRWD, UTRWD | C | 5 | EXISTING SOURCE OR EXPANDED USE OF AN EXISTING SOURCE (SURFACE WATER OR GROUNDWATER) | 5 | OTHER SURFACE WATER | 2 | PIPELINE |  | 1276 | 4182 | OKLAHOMA LAKE/RESERVOIR | C | 499 | RESERVOIR - OKLAHOMA | 40 | BASIN NAME - OKLAHOMA | 0 | SURFACE WATER | 1 | NO WATER QUALITY IMPROVEMENTS |  | 4660 | 1 | Oklahoma water to NTMWD, TRWD, UTRWD | 108 | NORTH TEXAS MWD | C | WWP | WWP | N/A | N/A |  | N | 2060 | 2060 | 0 | 0 | 0 | 0 | 0 | 23354000 | 210353500 | 30 | 2096 | MURPHY | C | WUG | MUNICIPAL | 724 | CITY | C | 43 | COLLIN | 0 | 0 | 0 | 0 | 0 | 299 | N
327 | OKLAHOMA WATER TO NTMWD, TRWD, UTRWD | Oklahoma water to NTMWD, TRWD, UTRWD | C | 5 | EXISTING SOURCE OR EXPANDED USE OF AN EXISTING SOURCE (SURFACE WATER OR GROUNDWATER) | 5 | OTHER SURFACE WATER | 2 | PIPELINE |  | 1276 | 4182 | OKLAHOMA LAKE/RESERVOIR | C | 499 | RESERVOIR - OKLAHOMA | 40 | BASIN NAME - OKLAHOMA | 0 | SURFACE WATER | 1 | NO WATER QUALITY IMPROVEMENTS |  | 4660 | 1 | Oklahoma water to NTMWD, TRWD, UTRWD | 108 | NORTH TEXAS MWD | C | WWP | WWP | N/A | N/A |  | N | 2060 | 2060 | 0 | 0 | 0 | 0 | 0 | 23354000 | 210353500 | 30 | 2107 | NEVADA | C | WUG | MUNICIPAL | 1045 | CITY | C | 43 | COLLIN | 0 | 0 | 0 | 0 | 0 | 186 | N
327 | OKLAHOMA WATER TO NTMWD, TRWD, UTRWD | Oklahoma water to NTMWD, TRWD, UTRWD | C | 5 | EXISTING SOURCE OR EXPANDED USE OF AN EXISTING SOURCE (SURFACE WATER OR GROUNDWATER) | 5 | OTHER SURFACE WATER | 2 | PIPELINE |  | 1276 | 4182 | OKLAHOMA LAKE/RESERVOIR | C | 499 | RESERVOIR - OKLAHOMA | 40 | BASIN NAME - OKLAHOMA | 0 | SURFACE WATER | 1 | NO WATER QUALITY IMPROVEMENTS |  | 4660 | 1 | Oklahoma water to NTMWD, TRWD, UTRWD | 108 | NORTH TEXAS MWD | C | WWP | WWP | N/A | N/A |  | N | 2060 | 2060 | 0 | 0 | 0 | 0 | 0 | 23354000 | 210353500 | 30 | 2114 | NEW HOPE | C | WUG | MUNICIPAL | 923 | CITY | C | 43 | COLLIN | 0 | 0 | 0 | 0 | 0 | 111 | N
327 | OKLAHOMA WATER TO NTMWD, TRWD, UTRWD | Oklahoma water to NTMWD, TRWD, UTRWD | C | 5 | EXISTING SOURCE OR EXPANDED USE OF AN EXISTING SOURCE (SURFACE WATER OR GROUNDWATER) | 5 | OTHER SURFACE WATER | 2 | PIPELINE |  | 1276 | 4182 | OKLAHOMA LAKE/RESERVOIR | C | 499 | RESERVOIR - OKLAHOMA | 40 | BASIN NAME - OKLAHOMA | 0 | SURFACE WATER | 1 | NO WATER QUALITY IMPROVEMENTS |  | 4660 | 1 | Oklahoma water to NTMWD, TRWD, UTRWD | 108 | NORTH TEXAS MWD | C | WWP | WWP | N/A | N/A |  | N | 2060 | 2060 | 0 | 0 | 0 | 0 | 0 | 23354000 | 210353500 | 30 | 2133 | NORTH COLLIN WSC | C | WUG | MUNICIPAL | 4278 | UTILITY | C | 43 | COLLIN | 0 | 0 | 0 | 0 | 0 | 67 | N
327 | OKLAHOMA WATER TO NTMWD, TRWD, UTRWD | Oklahoma water to NTMWD, TRWD, UTRWD | C | 5 | EXISTING SOURCE OR EXPANDED USE OF AN EXISTING SOURCE (SURFACE WATER OR GROUNDWATER) | 5 | OTHER SURFACE WATER | 2 | PIPELINE |  | 1276 | 4182 | OKLAHOMA LAKE/RESERVOIR | C | 499 | RESERVOIR - OKLAHOMA | 40 | BASIN NAME - OKLAHOMA | 0 | SURFACE WATER | 1 | NO WATER QUALITY IMPROVEMENTS |  | 4660 | 1 | Oklahoma water to NTMWD, TRWD, UTRWD | 108 | NORTH TEXAS MWD | C | WWP | WWP | N/A | N/A |  | N | 2060 | 2060 | 0 | 0 | 0 | 0 | 0 | 23354000 | 210353500 | 30 | 108 | NORTH TEXAS MWD - FUTURE CUSTOMER/SURPLUS SUPPLY | C | WWP | MUNICIPAL | N/A | N/A | C | 43 | COLLIN | 0 | 0 | 0 | 0 | 0 | 24588 | N
327 | OKLAHOMA WATER TO NTMWD, TRWD, UTRWD | Oklahoma water to NTMWD, TRWD, UTRWD | C | 5 | EXISTING SOURCE OR EXPANDED USE OF AN EXISTING SOURCE (SURFACE WATER OR GROUNDWATER) | 5 | OTHER SURFACE WATER | 2 | PIPELINE |  | 1276 | 4182 | OKLAHOMA LAKE/RESERVOIR | C | 499 | RESERVOIR - OKLAHOMA | 40 | BASIN NAME - OKLAHOMA | 0 | SURFACE WATER | 1 | NO WATER QUALITY IMPROVEMENTS |  | 4660 | 1 | Oklahoma water to NTMWD, TRWD, UTRWD | 108 | NORTH TEXAS MWD | C | WWP | WWP | N/A | N/A |  | N | 2060 | 2060 | 0 | 0 | 0 | 0 | 0 | 23354000 | 210353500 | 30 | 2179 | PARKER | C | WUG | MUNICIPAL | 733 | CITY | C | 43 | COLLIN | 0 | 0 | 0 | 0 | 0 | 684 | N
327 | OKLAHOMA WATER TO NTMWD, TRWD, UTRWD | Oklahoma water to NTMWD, TRWD, UTRWD | C | 5 | EXISTING SOURCE OR EXPANDED USE OF AN EXISTING SOURCE (SURFACE WATER OR GROUNDWATER) | 5 | OTHER SURFACE WATER | 2 | PIPELINE |  | 1276 | 4182 | OKLAHOMA LAKE/RESERVOIR | C | 499 | RESERVOIR - OKLAHOMA | 40 | BASIN NAME - OKLAHOMA | 0 | SURFACE WATER | 1 | NO WATER QUALITY IMPROVEMENTS |  | 4660 | 1 | Oklahoma water to NTMWD, TRWD, UTRWD | 108 | NORTH TEXAS MWD | C | WWP | WWP | N/A | N/A |  | N | 2060 | 2060 | 0 | 0 | 0 | 0 | 0 | 23354000 | 210353500 | 30 | 2208 | PLANO | C | WUG | MUNICIPAL | 472 | CITY | C | 43 | COLLIN | 0 | 0 | 0 | 0 | 0 | 2675 | N
327 | OKLAHOMA WATER TO NTMWD, TRWD, UTRWD | Oklahoma water to NTMWD, TRWD, UTRWD | C | 5 | EXISTING SOURCE OR EXPANDED USE OF AN EXISTING SOURCE (SURFACE WATER OR GROUNDWATER) | 5 | OTHER SURFACE WATER | 2 | PIPELINE |  | 1276 | 4182 | OKLAHOMA LAKE/RESERVOIR | C | 499 | RESERVOIR - OKLAHOMA | 40 | BASIN NAME - OKLAHOMA | 0 | SURFACE WATER | 1 | NO WATER QUALITY IMPROVEMENTS |  | 4660 | 1 | Oklahoma water to NTMWD, TRWD, UTRWD | 108 | NORTH TEXAS MWD | C | WWP | WWP | N/A | N/A |  | N | 2060 | 2060 | 0 | 0 | 0 | 0 | 0 | 23354000 | 210353500 | 30 | 2208 | PLANO | C | WUG | MUNICIPAL | 472 | CITY | C | 61 | DENTON | 0 | 0 | 0 | 0 | 0 | 77 | N
327 | OKLAHOMA WATER TO NTMWD, TRWD, UTRWD | Oklahoma water to NTMWD, TRWD, UTRWD | C | 5 | EXISTING SOURCE OR EXPANDED USE OF AN EXISTING SOURCE (SURFACE WATER OR GROUNDWATER) | 5 | OTHER SURFACE WATER | 2 | PIPELINE |  | 1276 | 4182 | OKLAHOMA LAKE/RESERVOIR | C | 499 | RESERVOIR - OKLAHOMA | 40 | BASIN NAME - OKLAHOMA | 0 | SURFACE WATER | 1 | NO WATER QUALITY IMPROVEMENTS |  | 4660 | 1 | Oklahoma water to NTMWD, TRWD, UTRWD | 108 | NORTH TEXAS MWD | C | WWP | WWP | N/A | N/A |  | N | 2060 | 2060 | 0 | 0 | 0 | 0 | 0 | 23354000 | 210353500 | 30 | 2681 | POST OAK BEND CITY | C | WUG | MUNICIPAL | 1086 | CITY | C | 129 | KAUFMAN | 0 | 0 | 0 | 0 | 0 | 36 | N
327 | OKLAHOMA WATER TO NTMWD, TRWD, UTRWD | Oklahoma water to NTMWD, TRWD, UTRWD | C | 5 | EXISTING SOURCE OR EXPANDED USE OF AN EXISTING SOURCE (SURFACE WATER OR GROUNDWATER) | 5 | OTHER SURFACE WATER | 2 | PIPELINE |  | 1276 | 4182 | OKLAHOMA LAKE/RESERVOIR | C | 499 | RESERVOIR - OKLAHOMA | 40 | BASIN NAME - OKLAHOMA | 0 | SURFACE WATER | 1 | NO WATER QUALITY IMPROVEMENTS |  | 4660 | 1 | Oklahoma water to NTMWD, TRWD, UTRWD | 108 | NORTH TEXAS MWD | C | WWP | WWP | N/A | N/A |  | N | 2060 | 2060 | 0 | 0 | 0 | 0 | 0 | 23354000 | 210353500 | 30 | 2236 | PRINCETON | C | BOTH | MUNICIPAL | 487 | CITY | C | 43 | COLLIN | 0 | 0 | 0 | 0 | 0 | 570 | N
327 | OKLAHOMA WATER TO NTMWD, TRWD, UTRWD | Oklahoma water to NTMWD, TRWD, UTRWD | C | 5 | EXISTING SOURCE OR EXPANDED USE OF AN EXISTING SOURCE (SURFACE WATER OR GROUNDWATER) | 5 | OTHER SURFACE WATER | 2 | PIPELINE |  | 1276 | 4182 | OKLAHOMA LAKE/RESERVOIR | C | 499 | RESERVOIR - OKLAHOMA | 40 | BASIN NAME - OKLAHOMA | 0 | SURFACE WATER | 1 | NO WATER QUALITY IMPROVEMENTS |  | 4660 | 1 | Oklahoma water to NTMWD, TRWD, UTRWD | 108 | NORTH TEXAS MWD | C | WWP | WWP | N/A | N/A |  | N | 2060 | 2060 | 0 | 0 | 0 | 0 | 0 | 23354000 | 210353500 | 30 | 2239 | PROSPER | C | WUG | MUNICIPAL | 799 | CITY | C | 43 | COLLIN | 0 | 0 | 0 | 0 | 0 | 302 | N
327 | OKLAHOMA WATER TO NTMWD, TRWD, UTRWD | Oklahoma water to NTMWD, TRWD, UTRWD | C | 5 | EXISTING SOURCE OR EXPANDED USE OF AN EXISTING SOURCE (SURFACE WATER OR GROUNDWATER) | 5 | OTHER SURFACE WATER | 2 | PIPELINE |  | 1276 | 4182 | OKLAHOMA LAKE/RESERVOIR | C | 499 | RESERVOIR - OKLAHOMA | 40 | BASIN NAME - OKLAHOMA | 0 | SURFACE WATER | 1 | NO WATER QUALITY IMPROVEMENTS |  | 4660 | 1 | Oklahoma water to NTMWD, TRWD, UTRWD | 108 | NORTH TEXAS MWD | C | WWP | WWP | N/A | N/A |  | N | 2060 | 2060 | 0 | 0 | 0 | 0 | 0 | 23354000 | 210353500 | 30 | 2239 | PROSPER | C | WUG | MUNICIPAL | 799 | CITY | C | 61 | DENTON | 0 | 0 | 0 | 0 | 0 | 151 | N
327 | OKLAHOMA WATER TO NTMWD, TRWD, UTRWD | Oklahoma water to NTMWD, TRWD, UTRWD | C | 5 | EXISTING SOURCE OR EXPANDED USE OF AN EXISTING SOURCE (SURFACE WATER OR GROUNDWATER) | 5 | OTHER SURFACE WATER | 2 | PIPELINE |  | 1276 | 4182 | OKLAHOMA LAKE/RESERVOIR | C | 499 | RESERVOIR - OKLAHOMA | 40 | BASIN NAME - OKLAHOMA | 0 | SURFACE WATER | 1 | NO WATER QUALITY IMPROVEMENTS |  | 4660 | 1 | Oklahoma water to NTMWD, TRWD, UTRWD | 108 | NORTH TEXAS MWD | C | WWP | WWP | N/A | N/A |  | N | 2060 | 2060 | 0 | 0 | 0 | 0 | 0 | 23354000 | 210353500 | 30 | 2245 | R-C-H WSC | C | WUG | MUNICIPAL | 4313 | UTILITY | C | 199 | ROCKWALL | 0 | 0 | 0 | 0 | 0 | 31 | N
327 | OKLAHOMA WATER TO NTMWD, TRWD, UTRWD | Oklahoma water to NTMWD, TRWD, UTRWD | C | 5 | EXISTING SOURCE OR EXPANDED USE OF AN EXISTING SOURCE (SURFACE WATER OR GROUNDWATER) | 5 | OTHER SURFACE WATER | 2 | PIPELINE |  | 1276 | 4182 | OKLAHOMA LAKE/RESERVOIR | C | 499 | RESERVOIR - OKLAHOMA | 40 | BASIN NAME - OKLAHOMA | 0 | SURFACE WATER | 1 | NO WATER QUALITY IMPROVEMENTS |  | 4660 | 1 | Oklahoma water to NTMWD, TRWD, UTRWD | 108 | NORTH TEXAS MWD | C | WWP | WWP | N/A | N/A |  | N | 2060 | 2060 | 0 | 0 | 0 | 0 | 0 | 23354000 | 210353500 | 30 | 2264 | RICHARDSON | C | WUG | MUNICIPAL | 498 | CITY | C | 43 | COLLIN | 0 | 0 | 0 | 0 | 0 | 352 | N
327 | OKLAHOMA WATER TO NTMWD, TRWD, UTRWD | Oklahoma water to NTMWD, TRWD, UTRWD | C | 5 | EXISTING SOURCE OR EXPANDED USE OF AN EXISTING SOURCE (SURFACE WATER OR GROUNDWATER) | 5 | OTHER SURFACE WATER | 2 | PIPELINE |  | 1276 | 4182 | OKLAHOMA LAKE/RESERVOIR | C | 499 | RESERVOIR - OKLAHOMA | 40 | BASIN NAME - OKLAHOMA | 0 | SURFACE WATER | 1 | NO WATER QUALITY IMPROVEMENTS |  | 4660 | 1 | Oklahoma water to NTMWD, TRWD, UTRWD | 108 | NORTH TEXAS MWD | C | WWP | WWP | N/A | N/A |  | N | 2060 | 2060 | 0 | 0 | 0 | 0 | 0 | 23354000 | 210353500 | 30 | 2264 | RICHARDSON | C | WUG | MUNICIPAL | 498 | CITY | C | 57 | DALLAS | 0 | 0 | 0 | 0 | 0 | 848 | N
327 | OKLAHOMA WATER TO NTMWD, TRWD, UTRWD | Oklahoma water to NTMWD, TRWD, UTRWD | C | 5 | EXISTING SOURCE OR EXPANDED USE OF AN EXISTING SOURCE (SURFACE WATER OR GROUNDWATER) | 5 | OTHER SURFACE WATER | 2 | PIPELINE |  | 1276 | 4182 | OKLAHOMA LAKE/RESERVOIR | C | 499 | RESERVOIR - OKLAHOMA | 40 | BASIN NAME - OKLAHOMA | 0 | SURFACE WATER | 1 | NO WATER QUALITY IMPROVEMENTS |  | 4660 | 1 | Oklahoma water to NTMWD, TRWD, UTRWD | 108 | NORTH TEXAS MWD | C | WWP | WWP | N/A | N/A |  | N | 2060 | 2060 | 0 | 0 | 0 | 0 | 0 | 23354000 | 210353500 | 30 | 122 | ROCKWALL | C | BOTH | MUNICIPAL | 513 | CITY | C | 199 | ROCKWALL | 0 | 0 | 0 | 0 | 0 | 905 | N
327 | OKLAHOMA WATER TO NTMWD, TRWD, UTRWD | Oklahoma water to NTMWD, TRWD, UTRWD | C | 5 | EXISTING SOURCE OR EXPANDED USE OF AN EXISTING SOURCE (SURFACE WATER OR GROUNDWATER) | 5 | OTHER SURFACE WATER | 2 | PIPELINE |  | 1276 | 4182 | OKLAHOMA LAKE/RESERVOIR | C | 499 | RESERVOIR - OKLAHOMA | 40 | BASIN NAME - OKLAHOMA | 0 | SURFACE WATER | 1 | NO WATER QUALITY IMPROVEMENTS |  | 4660 | 1 | Oklahoma water to NTMWD, TRWD, UTRWD | 108 | NORTH TEXAS MWD | C | WWP | WWP | N/A | N/A |  | N | 2060 | 2060 | 0 | 0 | 0 | 0 | 0 | 23354000 | 210353500 | 30 | 2302 | ROWLETT | C | WUG | MUNICIPAL | 521 | CITY | C | 57 | DALLAS | 0 | 0 | 0 | 0 | 0 | 590 | N
327 | OKLAHOMA WATER TO NTMWD, TRWD, UTRWD | Oklahoma water to NTMWD, TRWD, UTRWD | C | 5 | EXISTING SOURCE OR EXPANDED USE OF AN EXISTING SOURCE (SURFACE WATER OR GROUNDWATER) | 5 | OTHER SURFACE WATER | 2 | PIPELINE |  | 1276 | 4182 | OKLAHOMA LAKE/RESERVOIR | C | 499 | RESERVOIR - OKLAHOMA | 40 | BASIN NAME - OKLAHOMA | 0 | SURFACE WATER | 1 | NO WATER QUALITY IMPROVEMENTS |  | 4660 | 1 | Oklahoma water to NTMWD, TRWD, UTRWD | 108 | NORTH TEXAS MWD | C | WWP | WWP | N/A | N/A |  | N | 2060 | 2060 | 0 | 0 | 0 | 0 | 0 | 23354000 | 210353500 | 30 | 2302 | ROWLETT | C | WUG | MUNICIPAL | 521 | CITY | C | 199 | ROCKWALL | 0 | 0 | 0 | 0 | 0 | 50 | N
327 | OKLAHOMA WATER TO NTMWD, TRWD, UTRWD | Oklahoma water to NTMWD, TRWD, UTRWD | C | 5 | EXISTING SOURCE OR EXPANDED USE OF AN EXISTING SOURCE (SURFACE WATER OR GROUNDWATER) | 5 | OTHER SURFACE WATER | 2 | PIPELINE |  | 1276 | 4182 | OKLAHOMA LAKE/RESERVOIR | C | 499 | RESERVOIR - OKLAHOMA | 40 | BASIN NAME - OKLAHOMA | 0 | SURFACE WATER | 1 | NO WATER QUALITY IMPROVEMENTS |  | 4660 | 1 | Oklahoma water to NTMWD, TRWD, UTRWD | 108 | NORTH TEXAS MWD | C | WWP | WWP | N/A | N/A |  | N | 2060 | 2060 | 0 | 0 | 0 | 0 | 0 | 23354000 | 210353500 | 30 | 2304 | ROYSE CITY | C | WUG | MUNICIPAL | 522 | CITY | C | 43 | COLLIN | 0 | 0 | 0 | 0 | 0 | 149 | N
327 | OKLAHOMA WATER TO NTMWD, TRWD, UTRWD | Oklahoma water to NTMWD, TRWD, UTRWD | C | 5 | EXISTING SOURCE OR EXPANDED USE OF AN EXISTING SOURCE (SURFACE WATER OR GROUNDWATER) | 5 | OTHER SURFACE WATER | 2 | PIPELINE |  | 1276 | 4182 | OKLAHOMA LAKE/RESERVOIR | C | 499 | RESERVOIR - OKLAHOMA | 40 | BASIN NAME - OKLAHOMA | 0 | SURFACE WATER | 1 | NO WATER QUALITY IMPROVEMENTS |  | 4660 | 1 | Oklahoma water to NTMWD, TRWD, UTRWD | 108 | NORTH TEXAS MWD | C | WWP | WWP | N/A | N/A |  | N | 2060 | 2060 | 0 | 0 | 0 | 0 | 0 | 23354000 | 210353500 | 30 | 2304 | ROYSE CITY | C | WUG | MUNICIPAL | 522 | CITY | C | 199 | ROCKWALL | 0 | 0 | 0 | 0 | 0 | 249 | N
327 | OKLAHOMA WATER TO NTMWD, TRWD, UTRWD | Oklahoma water to NTMWD, TRWD, UTRWD | C | 5 | EXISTING SOURCE OR EXPANDED USE OF AN EXISTING SOURCE (SURFACE WATER OR GROUNDWATER) | 5 | OTHER SURFACE WATER | 2 | PIPELINE |  | 1276 | 4182 | OKLAHOMA LAKE/RESERVOIR | C | 499 | RESERVOIR - OKLAHOMA | 40 | BASIN NAME - OKLAHOMA | 0 | SURFACE WATER | 1 | NO WATER QUALITY IMPROVEMENTS |  | 4660 | 1 | Oklahoma water to NTMWD, TRWD, UTRWD | 108 | NORTH TEXAS MWD | C | WWP | WWP | N/A | N/A |  | N | 2060 | 2060 | 0 | 0 | 0 | 0 | 0 | 23354000 | 210353500 | 30 | 2311 | SACHSE | C | WUG | MUNICIPAL | 742 | CITY | C | 43 | COLLIN | 0 | 0 | 0 | 0 | 0 | 45 | N
327 | OKLAHOMA WATER TO NTMWD, TRWD, UTRWD | Oklahoma water to NTMWD, TRWD, UTRWD | C | 5 | EXISTING SOURCE OR EXPANDED USE OF AN EXISTING SOURCE (SURFACE WATER OR GROUNDWATER) | 5 | OTHER SURFACE WATER | 2 | PIPELINE |  | 1276 | 4182 | OKLAHOMA LAKE/RESERVOIR | C | 499 | RESERVOIR - OKLAHOMA | 40 | BASIN NAME - OKLAHOMA | 0 | SURFACE WATER | 1 | NO WATER QUALITY IMPROVEMENTS |  | 4660 | 1 | Oklahoma water to NTMWD, TRWD, UTRWD | 108 | NORTH TEXAS MWD | C | WWP | WWP | N/A | N/A |  | N | 2060 | 2060 | 0 | 0 | 0 | 0 | 0 | 23354000 | 210353500 | 30 | 2311 | SACHSE | C | WUG | MUNICIPAL | 742 | CITY | C | 57 | DALLAS | 0 | 0 | 0 | 0 | 0 | 145 | N
327 | OKLAHOMA WATER TO NTMWD, TRWD, UTRWD | Oklahoma water to NTMWD, TRWD, UTRWD | C | 5 | EXISTING SOURCE OR EXPANDED USE OF AN EXISTING SOURCE (SURFACE WATER OR GROUNDWATER) | 5 | OTHER SURFACE WATER | 2 | PIPELINE |  | 1276 | 4182 | OKLAHOMA LAKE/RESERVOIR | C | 499 | RESERVOIR - OKLAHOMA | 40 | BASIN NAME - OKLAHOMA | 0 | SURFACE WATER | 1 | NO WATER QUALITY IMPROVEMENTS |  | 4660 | 1 | Oklahoma water to NTMWD, TRWD, UTRWD | 108 | NORTH TEXAS MWD | C | WWP | WWP | N/A | N/A |  | N | 2060 | 2060 | 0 | 0 | 0 | 0 | 0 | 23354000 | 210353500 | 30 | 2314 | SAINT PAUL | C | WUG | MUNICIPAL | 1072 | CITY | C | 43 | COLLIN | 0 | 0 | 0 | 0 | 0 | 64 | N
327 | OKLAHOMA WATER TO NTMWD, TRWD, UTRWD | Oklahoma water to NTMWD, TRWD, UTRWD | C | 5 | EXISTING SOURCE OR EXPANDED USE OF AN EXISTING SOURCE (SURFACE WATER OR GROUNDWATER) | 5 | OTHER SURFACE WATER | 2 | PIPELINE |  | 1276 | 4182 | OKLAHOMA LAKE/RESERVOIR | C | 499 | RESERVOIR - OKLAHOMA | 40 | BASIN NAME - OKLAHOMA | 0 | SURFACE WATER | 1 | NO WATER QUALITY IMPROVEMENTS |  | 4660 | 1 | Oklahoma water to NTMWD, TRWD, UTRWD | 108 | NORTH TEXAS MWD | C | WWP | WWP | N/A | N/A |  | N | 2060 | 2060 | 0 | 0 | 0 | 0 | 0 | 23354000 | 210353500 | 30 | 2413 | STEAM ELECTRIC POWER, COLLIN | C | WUG | STEAM ELECTRIC | 1002 | N/A | C | 43 | COLLIN | 0 | 0 | 0 | 0 | 0 | 184 | N
327 | OKLAHOMA WATER TO NTMWD, TRWD, UTRWD | Oklahoma water to NTMWD, TRWD, UTRWD | C | 5 | EXISTING SOURCE OR EXPANDED USE OF AN EXISTING SOURCE (SURFACE WATER OR GROUNDWATER) | 5 | OTHER SURFACE WATER | 2 | PIPELINE |  | 1276 | 4182 | OKLAHOMA LAKE/RESERVOIR | C | 499 | RESERVOIR - OKLAHOMA | 40 | BASIN NAME - OKLAHOMA | 0 | SURFACE WATER | 1 | NO WATER QUALITY IMPROVEMENTS |  | 4660 | 1 | Oklahoma water to NTMWD, TRWD, UTRWD | 108 | NORTH TEXAS MWD | C | WWP | WWP | N/A | N/A |  | N | 2060 | 2060 | 0 | 0 | 0 | 0 | 0 | 23354000 | 210353500 | 30 | 2443 | STEAM ELECTRIC POWER, KAUFMAN | C | WUG | STEAM ELECTRIC | 1002 | N/A | C | 129 | KAUFMAN | 0 | 0 | 0 | 0 | 0 | 48 | N
327 | OKLAHOMA WATER TO NTMWD, TRWD, UTRWD | Oklahoma water to NTMWD, TRWD, UTRWD | C | 5 | EXISTING SOURCE OR EXPANDED USE OF AN EXISTING SOURCE (SURFACE WATER OR GROUNDWATER) | 5 | OTHER SURFACE WATER | 2 | PIPELINE |  | 1276 | 4182 | OKLAHOMA LAKE/RESERVOIR | C | 499 | RESERVOIR - OKLAHOMA | 40 | BASIN NAME - OKLAHOMA | 0 | SURFACE WATER | 1 | NO WATER QUALITY IMPROVEMENTS |  | 4660 | 1 | Oklahoma water to NTMWD, TRWD, UTRWD | 108 | NORTH TEXAS MWD | C | WWP | WWP | N/A | N/A |  | N | 2060 | 2060 | 0 | 0 | 0 | 0 | 0 | 23354000 | 210353500 | 30 | 2498 | SUNNYVALE | C | WUG | MUNICIPAL | 749 | CITY | C | 57 | DALLAS | 0 | 0 | 0 | 0 | 0 | 163 | N
327 | OKLAHOMA WATER TO NTMWD, TRWD, UTRWD | Oklahoma water to NTMWD, TRWD, UTRWD | C | 5 | EXISTING SOURCE OR EXPANDED USE OF AN EXISTING SOURCE (SURFACE WATER OR GROUNDWATER) | 5 | OTHER SURFACE WATER | 2 | PIPELINE |  | 1276 | 4182 | OKLAHOMA LAKE/RESERVOIR | C | 499 | RESERVOIR - OKLAHOMA | 40 | BASIN NAME - OKLAHOMA | 0 | SURFACE WATER | 1 | NO WATER QUALITY IMPROVEMENTS |  | 4660 | 1 | Oklahoma water to NTMWD, TRWD, UTRWD | 108 | NORTH TEXAS MWD | C | WWP | WWP | N/A | N/A |  | N | 2060 | 2060 | 0 | 0 | 0 | 0 | 0 | 23354000 | 210353500 | 30 | 2507 | TALTY | C | WUG | MUNICIPAL | 1065 | CITY | C | 129 | KAUFMAN | 0 | 0 | 0 | 0 | 0 | 178 | N
327 | OKLAHOMA WATER TO NTMWD, TRWD, UTRWD | Oklahoma water to NTMWD, TRWD, UTRWD | C | 5 | EXISTING SOURCE OR EXPANDED USE OF AN EXISTING SOURCE (SURFACE WATER OR GROUNDWATER) | 5 | OTHER SURFACE WATER | 2 | PIPELINE |  | 1276 | 4182 | OKLAHOMA LAKE/RESERVOIR | C | 499 | RESERVOIR - OKLAHOMA | 40 | BASIN NAME - OKLAHOMA | 0 | SURFACE WATER | 1 | NO WATER QUALITY IMPROVEMENTS |  | 4660 | 1 | Oklahoma water to NTMWD, TRWD, UTRWD | 108 | NORTH TEXAS MWD | C | WWP | WWP | N/A | N/A |  | N | 2060 | 2060 | 0 | 0 | 0 | 0 | 0 | 23354000 | 210353500 | 30 | 139 | TERRELL | C | BOTH | MUNICIPAL | 599 | CITY | C | 129 | KAUFMAN | 0 | 0 | 0 | 0 | 0 | 826 | N
327 | OKLAHOMA WATER TO NTMWD, TRWD, UTRWD | Oklahoma water to NTMWD, TRWD, UTRWD | C | 5 | EXISTING SOURCE OR EXPANDED USE OF AN EXISTING SOURCE (SURFACE WATER OR GROUNDWATER) | 5 | OTHER SURFACE WATER | 2 | PIPELINE |  | 1276 | 4182 | OKLAHOMA LAKE/RESERVOIR | C | 499 | RESERVOIR - OKLAHOMA | 40 | BASIN NAME - OKLAHOMA | 0 | SURFACE WATER | 1 | NO WATER QUALITY IMPROVEMENTS |  | 4660 | 1 | Oklahoma water to NTMWD, TRWD, UTRWD | 108 | NORTH TEXAS MWD | C | WWP | WWP | N/A | N/A |  | N | 2060 | 2060 | 0 | 0 | 0 | 0 | 0 | 23354000 | 210353500 | 30 | 2518 | THE COLONY | C | WUG | MUNICIPAL | 752 | CITY | C | 61 | DENTON | 0 | 0 | 0 | 0 | 0 | 34 | N
327 | OKLAHOMA WATER TO NTMWD, TRWD, UTRWD | Oklahoma water to NTMWD, TRWD, UTRWD | C | 5 | EXISTING SOURCE OR EXPANDED USE OF AN EXISTING SOURCE (SURFACE WATER OR GROUNDWATER) | 5 | OTHER SURFACE WATER | 2 | PIPELINE |  | 1276 | 4182 | OKLAHOMA LAKE/RESERVOIR | C | 499 | RESERVOIR - OKLAHOMA | 40 | BASIN NAME - OKLAHOMA | 0 | SURFACE WATER | 1 | NO WATER QUALITY IMPROVEMENTS |  | 4660 | 1 | Oklahoma water to NTMWD, TRWD, UTRWD | 108 | NORTH TEXAS MWD | C | WWP | WWP | N/A | N/A |  | N | 2060 | 2060 | 0 | 0 | 0 | 0 | 0 | 23354000 | 210353500 | 30 | 2562 | VAN ALSTYNE | C | WUG | MUNICIPAL | 619 | CITY | C | 91 | GRAYSON | 0 | 0 | 0 | 0 | 0 | 101 | N
327 | OKLAHOMA WATER TO NTMWD, TRWD, UTRWD | Oklahoma water to NTMWD, TRWD, UTRWD | C | 5 | EXISTING SOURCE OR EXPANDED USE OF AN EXISTING SOURCE (SURFACE WATER OR GROUNDWATER) | 5 | OTHER SURFACE WATER | 2 | PIPELINE |  | 1276 | 4182 | OKLAHOMA LAKE/RESERVOIR | C | 499 | RESERVOIR - OKLAHOMA | 40 | BASIN NAME - OKLAHOMA | 0 | SURFACE WATER | 1 | NO WATER QUALITY IMPROVEMENTS |  | 4660 | 1 | Oklahoma water to NTMWD, TRWD, UTRWD | 108 | NORTH TEXAS MWD | C | WWP | WWP | N/A | N/A |  | N | 2060 | 2060 | 0 | 0 | 0 | 0 | 0 | 23354000 | 210353500 | 30 | 2606 | WESTON | C | WUG | MUNICIPAL | 1069 | CITY | C | 43 | COLLIN | 0 | 0 | 0 | 0 | 0 | 1034 | N
327 | OKLAHOMA WATER TO NTMWD, TRWD, UTRWD | Oklahoma water to NTMWD, TRWD, UTRWD | C | 5 | EXISTING SOURCE OR EXPANDED USE OF AN EXISTING SOURCE (SURFACE WATER OR GROUNDWATER) | 5 | OTHER SURFACE WATER | 2 | PIPELINE |  | 1276 | 4182 | OKLAHOMA LAKE/RESERVOIR | C | 499 | RESERVOIR - OKLAHOMA | 40 | BASIN NAME - OKLAHOMA | 0 | SURFACE WATER | 1 | NO WATER QUALITY IMPROVEMENTS |  | 4660 | 1 | Oklahoma water to NTMWD, TRWD, UTRWD | 108 | NORTH TEXAS MWD | C | WWP | WWP | N/A | N/A |  | N | 2060 | 2060 | 0 | 0 | 0 | 0 | 0 | 23354000 | 210353500 | 30 | 2650 | WYLIE | C | WUG | MUNICIPAL | 669 | CITY | C | 43 | COLLIN | 0 | 0 | 0 | 0 | 0 | 360 | N
327 | OKLAHOMA WATER TO NTMWD, TRWD, UTRWD | Oklahoma water to NTMWD, TRWD, UTRWD | C | 5 | EXISTING SOURCE OR EXPANDED USE OF AN EXISTING SOURCE (SURFACE WATER OR GROUNDWATER) | 5 | OTHER SURFACE WATER | 2 | PIPELINE |  | 1276 | 4182 | OKLAHOMA LAKE/RESERVOIR | C | 499 | RESERVOIR - OKLAHOMA | 40 | BASIN NAME - OKLAHOMA | 0 | SURFACE WATER | 1 | NO WATER QUALITY IMPROVEMENTS |  | 4660 | 1 | Oklahoma water to NTMWD, TRWD, UTRWD | 108 | NORTH TEXAS MWD | C | WWP | WWP | N/A | N/A |  | N | 2060 | 2060 | 0 | 0 | 0 | 0 | 0 | 23354000 | 210353500 | 30 | 2650 | WYLIE | C | WUG | MUNICIPAL | 669 | CITY | C | 57 | DALLAS | 0 | 0 | 0 | 0 | 0 | 6 | N
327 | OKLAHOMA WATER TO NTMWD, TRWD, UTRWD | Oklahoma water to NTMWD, TRWD, UTRWD | C | 5 | EXISTING SOURCE OR EXPANDED USE OF AN EXISTING SOURCE (SURFACE WATER OR GROUNDWATER) | 5 | OTHER SURFACE WATER | 2 | PIPELINE |  | 1276 | 4182 | OKLAHOMA LAKE/RESERVOIR | C | 499 | RESERVOIR - OKLAHOMA | 40 | BASIN NAME - OKLAHOMA | 0 | SURFACE WATER | 1 | NO WATER QUALITY IMPROVEMENTS |  | 4660 | 1 | Oklahoma water to NTMWD, TRWD, UTRWD | 108 | NORTH TEXAS MWD | C | WWP | WWP | N/A | N/A |  | N | 2060 | 2060 | 0 | 0 | 0 | 0 | 0 | 23354000 | 210353500 | 30 | 2650 | WYLIE | C | WUG | MUNICIPAL | 669 | CITY | C | 199 | ROCKWALL | 0 | 0 | 0 | 0 | 0 | 10 | N
327 | OKLAHOMA WATER TO NTMWD, TRWD, UTRWD | Oklahoma water to NTMWD, TRWD, UTRWD | C | 5 | EXISTING SOURCE OR EXPANDED USE OF AN EXISTING SOURCE (SURFACE WATER OR GROUNDWATER) | 5 | OTHER SURFACE WATER | 2 | PIPELINE |  | 1276 | 4182 | OKLAHOMA LAKE/RESERVOIR | C | 499 | RESERVOIR - OKLAHOMA | 40 | BASIN NAME - OKLAHOMA | 0 | SURFACE WATER | 1 | NO WATER QUALITY IMPROVEMENTS |  | 4660 | 1 | Oklahoma water to NTMWD, TRWD, UTRWD | 138 | TARRANT REGIONAL WD | C | WWP | WWP | N/A | N/A |  | N | 2060 | 2060 | 0 | 0 | 0 | 0 | 0 | 0 | 448332000 | 30 | 171 | ALEDO | C | WUG | MUNICIPAL | 674 | CITY | C | 184 | PARKER | 0 | 0 | 0 | 0 | 0 | 129 | N
327 | OKLAHOMA WATER TO NTMWD, TRWD, UTRWD | Oklahoma water to NTMWD, TRWD, UTRWD | C | 5 | EXISTING SOURCE OR EXPANDED USE OF AN EXISTING SOURCE (SURFACE WATER OR GROUNDWATER) | 5 | OTHER SURFACE WATER | 2 | PIPELINE |  | 1276 | 4182 | OKLAHOMA LAKE/RESERVOIR | C | 499 | RESERVOIR - OKLAHOMA | 40 | BASIN NAME - OKLAHOMA | 0 | SURFACE WATER | 1 | NO WATER QUALITY IMPROVEMENTS |  | 4660 | 1 | Oklahoma water to NTMWD, TRWD, UTRWD | 138 | TARRANT REGIONAL WD | C | WWP | WWP | N/A | N/A |  | N | 2060 | 2060 | 0 | 0 | 0 | 0 | 0 | 0 | 448332000 | 30 | 248 | BETHESDA WSC | G | WUG | MUNICIPAL | 4017 | UTILITY | C | 220 | TARRANT | 0 | 0 | 0 | 0 | 0 | 649 | N
327 | OKLAHOMA WATER TO NTMWD, TRWD, UTRWD | Oklahoma water to NTMWD, TRWD, UTRWD | C | 5 | EXISTING SOURCE OR EXPANDED USE OF AN EXISTING SOURCE (SURFACE WATER OR GROUNDWATER) | 5 | OTHER SURFACE WATER | 2 | PIPELINE |  | 1276 | 4182 | OKLAHOMA LAKE/RESERVOIR | C | 499 | RESERVOIR - OKLAHOMA | 40 | BASIN NAME - OKLAHOMA | 0 | SURFACE WATER | 1 | NO WATER QUALITY IMPROVEMENTS |  | 4660 | 1 | Oklahoma water to NTMWD, TRWD, UTRWD | 138 | TARRANT REGIONAL WD | C | WWP | WWP | N/A | N/A |  | N | 2060 | 2060 | 0 | 0 | 0 | 0 | 0 | 0 | 448332000 | 30 | 314 | BURLESON | G | WUG | MUNICIPAL | 87 | CITY | C | 220 | TARRANT | 0 | 0 | 0 | 0 | 0 | 1055 | N
327 | OKLAHOMA WATER TO NTMWD, TRWD, UTRWD | Oklahoma water to NTMWD, TRWD, UTRWD | C | 5 | EXISTING SOURCE OR EXPANDED USE OF AN EXISTING SOURCE (SURFACE WATER OR GROUNDWATER) | 5 | OTHER SURFACE WATER | 2 | PIPELINE |  | 1276 | 4182 | OKLAHOMA LAKE/RESERVOIR | C | 499 | RESERVOIR - OKLAHOMA | 40 | BASIN NAME - OKLAHOMA | 0 | SURFACE WATER | 1 | NO WATER QUALITY IMPROVEMENTS |  | 4660 | 1 | Oklahoma water to NTMWD, TRWD, UTRWD | 138 | TARRANT REGIONAL WD | C | WWP | WWP | N/A | N/A |  | N | 2060 | 2060 | 0 | 0 | 0 | 0 | 0 | 0 | 448332000 | 30 | 472 | COUNTY-OTHER, DENTON | C | WUG | MUNICIPAL | 757 | COUNTY-OTHER | C | 61 | DENTON | 0 | 0 | 0 | 0 | 0 | 87 | N
327 | OKLAHOMA WATER TO NTMWD, TRWD, UTRWD | Oklahoma water to NTMWD, TRWD, UTRWD | C | 5 | EXISTING SOURCE OR EXPANDED USE OF AN EXISTING SOURCE (SURFACE WATER OR GROUNDWATER) | 5 | OTHER SURFACE WATER | 2 | PIPELINE |  | 1276 | 4182 | OKLAHOMA LAKE/RESERVOIR | C | 499 | RESERVOIR - OKLAHOMA | 40 | BASIN NAME - OKLAHOMA | 0 | SURFACE WATER | 1 | NO WATER QUALITY IMPROVEMENTS |  | 4660 | 1 | Oklahoma water to NTMWD, TRWD, UTRWD | 138 | TARRANT REGIONAL WD | C | WWP | WWP | N/A | N/A |  | N | 2060 | 2060 | 0 | 0 | 0 | 0 | 0 | 0 | 448332000 | 30 | 631 | COUNTY-OTHER, TARRANT | C | WUG | MUNICIPAL | 757 | COUNTY-OTHER | C | 220 | TARRANT | 0 | 0 | 0 | 0 | 0 | 129 | N
327 | OKLAHOMA WATER TO NTMWD, TRWD, UTRWD | Oklahoma water to NTMWD, TRWD, UTRWD | C | 5 | EXISTING SOURCE OR EXPANDED USE OF AN EXISTING SOURCE (SURFACE WATER OR GROUNDWATER) | 5 | OTHER SURFACE WATER | 2 | PIPELINE |  | 1276 | 4182 | OKLAHOMA LAKE/RESERVOIR | C | 499 | RESERVOIR - OKLAHOMA | 40 | BASIN NAME - OKLAHOMA | 0 | SURFACE WATER | 1 | NO WATER QUALITY IMPROVEMENTS |  | 4660 | 1 | Oklahoma water to NTMWD, TRWD, UTRWD | 138 | TARRANT REGIONAL WD | C | WWP | WWP | N/A | N/A |  | N | 2060 | 2060 | 0 | 0 | 0 | 0 | 0 | 0 | 448332000 | 30 | 679 | CROWLEY | C | WUG | MUNICIPAL | 145 | CITY | C | 220 | TARRANT | 0 | 0 | 0 | 0 | 0 | 364 | N
327 | OKLAHOMA WATER TO NTMWD, TRWD, UTRWD | Oklahoma water to NTMWD, TRWD, UTRWD | C | 5 | EXISTING SOURCE OR EXPANDED USE OF AN EXISTING SOURCE (SURFACE WATER OR GROUNDWATER) | 5 | OTHER SURFACE WATER | 2 | PIPELINE |  | 1276 | 4182 | OKLAHOMA LAKE/RESERVOIR | C | 499 | RESERVOIR - OKLAHOMA | 40 | BASIN NAME - OKLAHOMA | 0 | SURFACE WATER | 1 | NO WATER QUALITY IMPROVEMENTS |  | 4660 | 1 | Oklahoma water to NTMWD, TRWD, UTRWD | 138 | TARRANT REGIONAL WD | C | WWP | WWP | N/A | N/A |  | N | 2060 | 2060 | 0 | 0 | 0 | 0 | 0 | 0 | 448332000 | 30 | 694 | DALWORTHINGTON GARDENS | C | WUG | MUNICIPAL | 692 | CITY | C | 220 | TARRANT | 0 | 0 | 0 | 0 | 0 | 50 | N
327 | OKLAHOMA WATER TO NTMWD, TRWD, UTRWD | Oklahoma water to NTMWD, TRWD, UTRWD | C | 5 | EXISTING SOURCE OR EXPANDED USE OF AN EXISTING SOURCE (SURFACE WATER OR GROUNDWATER) | 5 | OTHER SURFACE WATER | 2 | PIPELINE |  | 1276 | 4182 | OKLAHOMA LAKE/RESERVOIR | C | 499 | RESERVOIR - OKLAHOMA | 40 | BASIN NAME - OKLAHOMA | 0 | SURFACE WATER | 1 | NO WATER QUALITY IMPROVEMENTS |  | 4660 | 1 | Oklahoma water to NTMWD, TRWD, UTRWD | 138 | TARRANT REGIONAL WD | C | WWP | WWP | N/A | N/A |  | N | 2060 | 2060 | 0 | 0 | 0 | 0 | 0 | 0 | 448332000 | 30 | 742 | EDGECLIFF | C | WUG | MUNICIPAL | 180 | CITY | C | 220 | TARRANT | 0 | 0 | 0 | 0 | 0 | 37 | N
327 | OKLAHOMA WATER TO NTMWD, TRWD, UTRWD | Oklahoma water to NTMWD, TRWD, UTRWD | C | 5 | EXISTING SOURCE OR EXPANDED USE OF AN EXISTING SOURCE (SURFACE WATER OR GROUNDWATER) | 5 | OTHER SURFACE WATER | 2 | PIPELINE |  | 1276 | 4182 | OKLAHOMA LAKE/RESERVOIR | C | 499 | RESERVOIR - OKLAHOMA | 40 | BASIN NAME - OKLAHOMA | 0 | SURFACE WATER | 1 | NO WATER QUALITY IMPROVEMENTS |  | 4660 | 1 | Oklahoma water to NTMWD, TRWD, UTRWD | 138 | TARRANT REGIONAL WD | C | WWP | WWP | N/A | N/A |  | N | 2060 | 2060 | 0 | 0 | 0 | 0 | 0 | 0 | 448332000 | 30 | 765 | EVERMAN | C | WUG | MUNICIPAL | 194 | CITY | C | 220 | TARRANT | 0 | 0 | 0 | 0 | 0 | 13 | N
327 | OKLAHOMA WATER TO NTMWD, TRWD, UTRWD | Oklahoma water to NTMWD, TRWD, UTRWD | C | 5 | EXISTING SOURCE OR EXPANDED USE OF AN EXISTING SOURCE (SURFACE WATER OR GROUNDWATER) | 5 | OTHER SURFACE WATER | 2 | PIPELINE |  | 1276 | 4182 | OKLAHOMA LAKE/RESERVOIR | C | 499 | RESERVOIR - OKLAHOMA | 40 | BASIN NAME - OKLAHOMA | 0 | SURFACE WATER | 1 | NO WATER QUALITY IMPROVEMENTS |  | 4660 | 1 | Oklahoma water to NTMWD, TRWD, UTRWD | 138 | TARRANT REGIONAL WD | C | WWP | WWP | N/A | N/A |  | N | 2060 | 2060 | 0 | 0 | 0 | 0 | 0 | 0 | 448332000 | 30 | 787 | FOREST HILL | C | WUG | MUNICIPAL | 206 | CITY | C | 220 | TARRANT | 0 | 0 | 0 | 0 | 0 | 188 | N
327 | OKLAHOMA WATER TO NTMWD, TRWD, UTRWD | Oklahoma water to NTMWD, TRWD, UTRWD | C | 5 | EXISTING SOURCE OR EXPANDED USE OF AN EXISTING SOURCE (SURFACE WATER OR GROUNDWATER) | 5 | OTHER SURFACE WATER | 2 | PIPELINE |  | 1276 | 4182 | OKLAHOMA LAKE/RESERVOIR | C | 499 | RESERVOIR - OKLAHOMA | 40 | BASIN NAME - OKLAHOMA | 0 | SURFACE WATER | 1 | NO WATER QUALITY IMPROVEMENTS |  | 4660 | 1 | Oklahoma water to NTMWD, TRWD, UTRWD | 138 | TARRANT REGIONAL WD | C | WWP | WWP | N/A | N/A |  | N | 2060 | 2060 | 0 | 0 | 0 | 0 | 0 | 0 | 448332000 | 30 | 55 | FORT WORTH | C | BOTH | MUNICIPAL | 213 | CITY | C | 61 | DENTON | 0 | 0 | 0 | 0 | 0 | 2773 | N
327 | OKLAHOMA WATER TO NTMWD, TRWD, UTRWD | Oklahoma water to NTMWD, TRWD, UTRWD | C | 5 | EXISTING SOURCE OR EXPANDED USE OF AN EXISTING SOURCE (SURFACE WATER OR GROUNDWATER) | 5 | OTHER SURFACE WATER | 2 | PIPELINE |  | 1276 | 4182 | OKLAHOMA LAKE/RESERVOIR | C | 499 | RESERVOIR - OKLAHOMA | 40 | BASIN NAME - OKLAHOMA | 0 | SURFACE WATER | 1 | NO WATER QUALITY IMPROVEMENTS |  | 4660 | 1 | Oklahoma water to NTMWD, TRWD, UTRWD | 138 | TARRANT REGIONAL WD | C | WWP | WWP | N/A | N/A |  | N | 2060 | 2060 | 0 | 0 | 0 | 0 | 0 | 0 | 448332000 | 30 | 55 | FORT WORTH | C | BOTH | MUNICIPAL | 213 | CITY | C | 184 | PARKER | 0 | 0 | 0 | 0 | 0 | 2551 | N
327 | OKLAHOMA WATER TO NTMWD, TRWD, UTRWD | Oklahoma water to NTMWD, TRWD, UTRWD | C | 5 | EXISTING SOURCE OR EXPANDED USE OF AN EXISTING SOURCE (SURFACE WATER OR GROUNDWATER) | 5 | OTHER SURFACE WATER | 2 | PIPELINE |  | 1276 | 4182 | OKLAHOMA LAKE/RESERVOIR | C | 499 | RESERVOIR - OKLAHOMA | 40 | BASIN NAME - OKLAHOMA | 0 | SURFACE WATER | 1 | NO WATER QUALITY IMPROVEMENTS |  | 4660 | 1 | Oklahoma water to NTMWD, TRWD, UTRWD | 138 | TARRANT REGIONAL WD | C | WWP | WWP | N/A | N/A |  | N | 2060 | 2060 | 0 | 0 | 0 | 0 | 0 | 0 | 448332000 | 30 | 55 | FORT WORTH | C | BOTH | MUNICIPAL | 213 | CITY | C | 220 | TARRANT | 0 | 0 | 0 | 0 | 0 | 35022 | N
327 | OKLAHOMA WATER TO NTMWD, TRWD, UTRWD | Oklahoma water to NTMWD, TRWD, UTRWD | C | 5 | EXISTING SOURCE OR EXPANDED USE OF AN EXISTING SOURCE (SURFACE WATER OR GROUNDWATER) | 5 | OTHER SURFACE WATER | 2 | PIPELINE |  | 1276 | 4182 | OKLAHOMA LAKE/RESERVOIR | C | 499 | RESERVOIR - OKLAHOMA | 40 | BASIN NAME - OKLAHOMA | 0 | SURFACE WATER | 1 | NO WATER QUALITY IMPROVEMENTS |  | 4660 | 1 | Oklahoma water to NTMWD, TRWD, UTRWD | 138 | TARRANT REGIONAL WD | C | WWP | WWP | N/A | N/A |  | N | 2060 | 2060 | 0 | 0 | 0 | 0 | 0 | 0 | 448332000 | 30 | 55 | FORT WORTH | C | BOTH | MUNICIPAL | 213 | CITY | C | 249 | WISE | 0 | 0 | 0 | 0 | 0 | 665 | N
327 | OKLAHOMA WATER TO NTMWD, TRWD, UTRWD | Oklahoma water to NTMWD, TRWD, UTRWD | C | 5 | EXISTING SOURCE OR EXPANDED USE OF AN EXISTING SOURCE (SURFACE WATER OR GROUNDWATER) | 5 | OTHER SURFACE WATER | 2 | PIPELINE |  | 1276 | 4182 | OKLAHOMA LAKE/RESERVOIR | C | 499 | RESERVOIR - OKLAHOMA | 40 | BASIN NAME - OKLAHOMA | 0 | SURFACE WATER | 1 | NO WATER QUALITY IMPROVEMENTS |  | 4660 | 1 | Oklahoma water to NTMWD, TRWD, UTRWD | 138 | TARRANT REGIONAL WD | C | WWP | WWP | N/A | N/A |  | N | 2060 | 2060 | 0 | 0 | 0 | 0 | 0 | 0 | 448332000 | 30 | 878 | HALTOM CITY | C | WUG | MUNICIPAL | 261 | CITY | C | 220 | TARRANT | 0 | 0 | 0 | 0 | 0 | 803 | N
327 | OKLAHOMA WATER TO NTMWD, TRWD, UTRWD | Oklahoma water to NTMWD, TRWD, UTRWD | C | 5 | EXISTING SOURCE OR EXPANDED USE OF AN EXISTING SOURCE (SURFACE WATER OR GROUNDWATER) | 5 | OTHER SURFACE WATER | 2 | PIPELINE |  | 1276 | 4182 | OKLAHOMA LAKE/RESERVOIR | C | 499 | RESERVOIR - OKLAHOMA | 40 | BASIN NAME - OKLAHOMA | 0 | SURFACE WATER | 1 | NO WATER QUALITY IMPROVEMENTS |  | 4660 | 1 | Oklahoma water to NTMWD, TRWD, UTRWD | 138 | TARRANT REGIONAL WD | C | WWP | WWP | N/A | N/A |  | N | 2060 | 2060 | 0 | 0 | 0 | 0 | 0 | 0 | 448332000 | 30 | 920 | HASLET | C | WUG | MUNICIPAL | 879 | CITY | C | 220 | TARRANT | 0 | 0 | 0 | 0 | 0 | 231 | N
327 | OKLAHOMA WATER TO NTMWD, TRWD, UTRWD | Oklahoma water to NTMWD, TRWD, UTRWD | C | 5 | EXISTING SOURCE OR EXPANDED USE OF AN EXISTING SOURCE (SURFACE WATER OR GROUNDWATER) | 5 | OTHER SURFACE WATER | 2 | PIPELINE |  | 1276 | 4182 | OKLAHOMA LAKE/RESERVOIR | C | 499 | RESERVOIR - OKLAHOMA | 40 | BASIN NAME - OKLAHOMA | 0 | SURFACE WATER | 1 | NO WATER QUALITY IMPROVEMENTS |  | 4660 | 1 | Oklahoma water to NTMWD, TRWD, UTRWD | 138 | TARRANT REGIONAL WD | C | WWP | WWP | N/A | N/A |  | N | 2060 | 2060 | 0 | 0 | 0 | 0 | 0 | 0 | 448332000 | 30 | 969 | HURST | C | WUG | MUNICIPAL | 293 | CITY | C | 220 | TARRANT | 0 | 0 | 0 | 0 | 0 | 540 | N
327 | OKLAHOMA WATER TO NTMWD, TRWD, UTRWD | Oklahoma water to NTMWD, TRWD, UTRWD | C | 5 | EXISTING SOURCE OR EXPANDED USE OF AN EXISTING SOURCE (SURFACE WATER OR GROUNDWATER) | 5 | OTHER SURFACE WATER | 2 | PIPELINE |  | 1276 | 4182 | OKLAHOMA LAKE/RESERVOIR | C | 499 | RESERVOIR - OKLAHOMA | 40 | BASIN NAME - OKLAHOMA | 0 | SURFACE WATER | 1 | NO WATER QUALITY IMPROVEMENTS |  | 4660 | 1 | Oklahoma water to NTMWD, TRWD, UTRWD | 138 | TARRANT REGIONAL WD | C | WWP | WWP | N/A | N/A |  | N | 2060 | 2060 | 0 | 0 | 0 | 0 | 0 | 0 | 448332000 | 30 | 1251 | KELLER | C | WUG | MUNICIPAL | 315 | CITY | C | 220 | TARRANT | 0 | 0 | 0 | 0 | 0 | 919 | N
327 | OKLAHOMA WATER TO NTMWD, TRWD, UTRWD | Oklahoma water to NTMWD, TRWD, UTRWD | C | 5 | EXISTING SOURCE OR EXPANDED USE OF AN EXISTING SOURCE (SURFACE WATER OR GROUNDWATER) | 5 | OTHER SURFACE WATER | 2 | PIPELINE |  | 1276 | 4182 | OKLAHOMA LAKE/RESERVOIR | C | 499 | RESERVOIR - OKLAHOMA | 40 | BASIN NAME - OKLAHOMA | 0 | SURFACE WATER | 1 | NO WATER QUALITY IMPROVEMENTS |  | 4660 | 1 | Oklahoma water to NTMWD, TRWD, UTRWD | 138 | TARRANT REGIONAL WD | C | WWP | WWP | N/A | N/A |  | N | 2060 | 2060 | 0 | 0 | 0 | 0 | 0 | 0 | 448332000 | 30 | 1258 | KENNEDALE | C | WUG | MUNICIPAL | 318 | CITY | C | 220 | TARRANT | 0 | 0 | 0 | 0 | 0 | 43 | N
327 | OKLAHOMA WATER TO NTMWD, TRWD, UTRWD | Oklahoma water to NTMWD, TRWD, UTRWD | C | 5 | EXISTING SOURCE OR EXPANDED USE OF AN EXISTING SOURCE (SURFACE WATER OR GROUNDWATER) | 5 | OTHER SURFACE WATER | 2 | PIPELINE |  | 1276 | 4182 | OKLAHOMA LAKE/RESERVOIR | C | 499 | RESERVOIR - OKLAHOMA | 40 | BASIN NAME - OKLAHOMA | 0 | SURFACE WATER | 1 | NO WATER QUALITY IMPROVEMENTS |  | 4660 | 1 | Oklahoma water to NTMWD, TRWD, UTRWD | 138 | TARRANT REGIONAL WD | C | WWP | WWP | N/A | N/A |  | N | 2060 | 2060 | 0 | 0 | 0 | 0 | 0 | 0 | 448332000 | 30 | 1298 | LAKE WORTH | C | WUG | MUNICIPAL | 341 | CITY | C | 220 | TARRANT | 0 | 0 | 0 | 0 | 0 | 75 | N
327 | OKLAHOMA WATER TO NTMWD, TRWD, UTRWD | Oklahoma water to NTMWD, TRWD, UTRWD | C | 5 | EXISTING SOURCE OR EXPANDED USE OF AN EXISTING SOURCE (SURFACE WATER OR GROUNDWATER) | 5 | OTHER SURFACE WATER | 2 | PIPELINE |  | 1276 | 4182 | OKLAHOMA LAKE/RESERVOIR | C | 499 | RESERVOIR - OKLAHOMA | 40 | BASIN NAME - OKLAHOMA | 0 | SURFACE WATER | 1 | NO WATER QUALITY IMPROVEMENTS |  | 4660 | 1 | Oklahoma water to NTMWD, TRWD, UTRWD | 138 | TARRANT REGIONAL WD | C | WWP | WWP | N/A | N/A |  | N | 2060 | 2060 | 0 | 0 | 0 | 0 | 0 | 0 | 448332000 | 30 | 107 | NORTH RICHLAND HILLS | C | BOTH | MUNICIPAL | 435 | CITY | C | 220 | TARRANT | 0 | 0 | 0 | 0 | 0 | 379 | N
327 | OKLAHOMA WATER TO NTMWD, TRWD, UTRWD | Oklahoma water to NTMWD, TRWD, UTRWD | C | 5 | EXISTING SOURCE OR EXPANDED USE OF AN EXISTING SOURCE (SURFACE WATER OR GROUNDWATER) | 5 | OTHER SURFACE WATER | 2 | PIPELINE |  | 1276 | 4182 | OKLAHOMA LAKE/RESERVOIR | C | 499 | RESERVOIR - OKLAHOMA | 40 | BASIN NAME - OKLAHOMA | 0 | SURFACE WATER | 1 | NO WATER QUALITY IMPROVEMENTS |  | 4660 | 1 | Oklahoma water to NTMWD, TRWD, UTRWD | 138 | TARRANT REGIONAL WD | C | WWP | WWP | N/A | N/A |  | N | 2060 | 2060 | 0 | 0 | 0 | 0 | 0 | 0 | 448332000 | 30 | 2140 | NORTHLAKE | C | WUG | MUNICIPAL | 1020 | CITY | C | 61 | DENTON | 0 | 0 | 0 | 0 | 0 | 141 | N
327 | OKLAHOMA WATER TO NTMWD, TRWD, UTRWD | Oklahoma water to NTMWD, TRWD, UTRWD | C | 5 | EXISTING SOURCE OR EXPANDED USE OF AN EXISTING SOURCE (SURFACE WATER OR GROUNDWATER) | 5 | OTHER SURFACE WATER | 2 | PIPELINE |  | 1276 | 4182 | OKLAHOMA LAKE/RESERVOIR | C | 499 | RESERVOIR - OKLAHOMA | 40 | BASIN NAME - OKLAHOMA | 0 | SURFACE WATER | 1 | NO WATER QUALITY IMPROVEMENTS |  | 4660 | 1 | Oklahoma water to NTMWD, TRWD, UTRWD | 138 | TARRANT REGIONAL WD | C | WWP | WWP | N/A | N/A |  | N | 2060 | 2060 | 0 | 0 | 0 | 0 | 0 | 0 | 448332000 | 30 | 2265 | RICHLAND HILLS | C | WUG | MUNICIPAL | 499 | CITY | C | 220 | TARRANT | 0 | 0 | 0 | 0 | 0 | 102 | N
327 | OKLAHOMA WATER TO NTMWD, TRWD, UTRWD | Oklahoma water to NTMWD, TRWD, UTRWD | C | 5 | EXISTING SOURCE OR EXPANDED USE OF AN EXISTING SOURCE (SURFACE WATER OR GROUNDWATER) | 5 | OTHER SURFACE WATER | 2 | PIPELINE |  | 1276 | 4182 | OKLAHOMA LAKE/RESERVOIR | C | 499 | RESERVOIR - OKLAHOMA | 40 | BASIN NAME - OKLAHOMA | 0 | SURFACE WATER | 1 | NO WATER QUALITY IMPROVEMENTS |  | 4660 | 1 | Oklahoma water to NTMWD, TRWD, UTRWD | 138 | TARRANT REGIONAL WD | C | WWP | WWP | N/A | N/A |  | N | 2060 | 2060 | 0 | 0 | 0 | 0 | 0 | 0 | 448332000 | 30 | 2281 | ROANOKE | C | WUG | MUNICIPAL | 800 | CITY | C | 61 | DENTON | 0 | 0 | 0 | 0 | 0 | 592 | N
327 | OKLAHOMA WATER TO NTMWD, TRWD, UTRWD | Oklahoma water to NTMWD, TRWD, UTRWD | C | 5 | EXISTING SOURCE OR EXPANDED USE OF AN EXISTING SOURCE (SURFACE WATER OR GROUNDWATER) | 5 | OTHER SURFACE WATER | 2 | PIPELINE |  | 1276 | 4182 | OKLAHOMA LAKE/RESERVOIR | C | 499 | RESERVOIR - OKLAHOMA | 40 | BASIN NAME - OKLAHOMA | 0 | SURFACE WATER | 1 | NO WATER QUALITY IMPROVEMENTS |  | 4660 | 1 | Oklahoma water to NTMWD, TRWD, UTRWD | 138 | TARRANT REGIONAL WD | C | WWP | WWP | N/A | N/A |  | N | 2060 | 2060 | 0 | 0 | 0 | 0 | 0 | 0 | 448332000 | 30 | 2312 | SAGINAW | C | WUG | MUNICIPAL | 527 | CITY | C | 220 | TARRANT | 0 | 0 | 0 | 0 | 0 | 420 | N
327 | OKLAHOMA WATER TO NTMWD, TRWD, UTRWD | Oklahoma water to NTMWD, TRWD, UTRWD | C | 5 | EXISTING SOURCE OR EXPANDED USE OF AN EXISTING SOURCE (SURFACE WATER OR GROUNDWATER) | 5 | OTHER SURFACE WATER | 2 | PIPELINE |  | 1276 | 4182 | OKLAHOMA LAKE/RESERVOIR | C | 499 | RESERVOIR - OKLAHOMA | 40 | BASIN NAME - OKLAHOMA | 0 | SURFACE WATER | 1 | NO WATER QUALITY IMPROVEMENTS |  | 4660 | 1 | Oklahoma water to NTMWD, TRWD, UTRWD | 138 | TARRANT REGIONAL WD | C | WWP | WWP | N/A | N/A |  | N | 2060 | 2060 | 0 | 0 | 0 | 0 | 0 | 0 | 448332000 | 30 | 2383 | SOUTHLAKE | C | WUG | MUNICIPAL | 570 | CITY | C | 61 | DENTON | 0 | 0 | 0 | 0 | 0 | 116 | N
327 | OKLAHOMA WATER TO NTMWD, TRWD, UTRWD | Oklahoma water to NTMWD, TRWD, UTRWD | C | 5 | EXISTING SOURCE OR EXPANDED USE OF AN EXISTING SOURCE (SURFACE WATER OR GROUNDWATER) | 5 | OTHER SURFACE WATER | 2 | PIPELINE |  | 1276 | 4182 | OKLAHOMA LAKE/RESERVOIR | C | 499 | RESERVOIR - OKLAHOMA | 40 | BASIN NAME - OKLAHOMA | 0 | SURFACE WATER | 1 | NO WATER QUALITY IMPROVEMENTS |  | 4660 | 1 | Oklahoma water to NTMWD, TRWD, UTRWD | 138 | TARRANT REGIONAL WD | C | WWP | WWP | N/A | N/A |  | N | 2060 | 2060 | 0 | 0 | 0 | 0 | 0 | 0 | 448332000 | 30 | 2383 | SOUTHLAKE | C | WUG | MUNICIPAL | 570 | CITY | C | 220 | TARRANT | 0 | 0 | 0 | 0 | 0 | 940 | N
327 | OKLAHOMA WATER TO NTMWD, TRWD, UTRWD | Oklahoma water to NTMWD, TRWD, UTRWD | C | 5 | EXISTING SOURCE OR EXPANDED USE OF AN EXISTING SOURCE (SURFACE WATER OR GROUNDWATER) | 5 | OTHER SURFACE WATER | 2 | PIPELINE |  | 1276 | 4182 | OKLAHOMA LAKE/RESERVOIR | C | 499 | RESERVOIR - OKLAHOMA | 40 | BASIN NAME - OKLAHOMA | 0 | SURFACE WATER | 1 | NO WATER QUALITY IMPROVEMENTS |  | 4660 | 1 | Oklahoma water to NTMWD, TRWD, UTRWD | 138 | TARRANT REGIONAL WD | C | WWP | WWP | N/A | N/A |  | N | 2060 | 2060 | 0 | 0 | 0 | 0 | 0 | 0 | 448332000 | 30 | 138 | TARRANT REGIONAL WD - FUTURE CUSTOMER/SURPLUS SUPPLY | C | WWP | MUNICIPAL | N/A | N/A | C | 220 | TARRANT | 0 | 0 | 0 | 0 | 0 | 89 | N
327 | OKLAHOMA WATER TO NTMWD, TRWD, UTRWD | Oklahoma water to NTMWD, TRWD, UTRWD | C | 5 | EXISTING SOURCE OR EXPANDED USE OF AN EXISTING SOURCE (SURFACE WATER OR GROUNDWATER) | 5 | OTHER SURFACE WATER | 2 | PIPELINE |  | 1276 | 4182 | OKLAHOMA LAKE/RESERVOIR | C | 499 | RESERVOIR - OKLAHOMA | 40 | BASIN NAME - OKLAHOMA | 0 | SURFACE WATER | 1 | NO WATER QUALITY IMPROVEMENTS |  | 4660 | 1 | Oklahoma water to NTMWD, TRWD, UTRWD | 138 | TARRANT REGIONAL WD | C | WWP | WWP | N/A | N/A |  | N | 2060 | 2060 | 0 | 0 | 0 | 0 | 0 | 0 | 448332000 | 30 | 2546 | TROPHY CLUB | C | WUG | MUNICIPAL | 806 | CITY | C | 61 | DENTON | 0 | 0 | 0 | 0 | 0 | 301 | N
327 | OKLAHOMA WATER TO NTMWD, TRWD, UTRWD | Oklahoma water to NTMWD, TRWD, UTRWD | C | 5 | EXISTING SOURCE OR EXPANDED USE OF AN EXISTING SOURCE (SURFACE WATER OR GROUNDWATER) | 5 | OTHER SURFACE WATER | 2 | PIPELINE |  | 1276 | 4182 | OKLAHOMA LAKE/RESERVOIR | C | 499 | RESERVOIR - OKLAHOMA | 40 | BASIN NAME - OKLAHOMA | 0 | SURFACE WATER | 1 | NO WATER QUALITY IMPROVEMENTS |  | 4660 | 1 | Oklahoma water to NTMWD, TRWD, UTRWD | 138 | TARRANT REGIONAL WD | C | WWP | WWP | N/A | N/A |  | N | 2060 | 2060 | 0 | 0 | 0 | 0 | 0 | 0 | 448332000 | 30 | 2580 | WATAUGA | C | WUG | MUNICIPAL | 632 | CITY | C | 220 | TARRANT | 0 | 0 | 0 | 0 | 0 | 319 | N
327 | OKLAHOMA WATER TO NTMWD, TRWD, UTRWD | Oklahoma water to NTMWD, TRWD, UTRWD | C | 5 | EXISTING SOURCE OR EXPANDED USE OF AN EXISTING SOURCE (SURFACE WATER OR GROUNDWATER) | 5 | OTHER SURFACE WATER | 2 | PIPELINE |  | 1276 | 4182 | OKLAHOMA LAKE/RESERVOIR | C | 499 | RESERVOIR - OKLAHOMA | 40 | BASIN NAME - OKLAHOMA | 0 | SURFACE WATER | 1 | NO WATER QUALITY IMPROVEMENTS |  | 4660 | 1 | Oklahoma water to NTMWD, TRWD, UTRWD | 138 | TARRANT REGIONAL WD | C | WWP | WWP | N/A | N/A |  | N | 2060 | 2060 | 0 | 0 | 0 | 0 | 0 | 0 | 448332000 | 30 | 2607 | WESTOVER HILLS | C | WUG | MUNICIPAL | 1070 | CITY | C | 220 | TARRANT | 0 | 0 | 0 | 0 | 0 | 23 | N
327 | OKLAHOMA WATER TO NTMWD, TRWD, UTRWD | Oklahoma water to NTMWD, TRWD, UTRWD | C | 5 | EXISTING SOURCE OR EXPANDED USE OF AN EXISTING SOURCE (SURFACE WATER OR GROUNDWATER) | 5 | OTHER SURFACE WATER | 2 | PIPELINE |  | 1276 | 4182 | OKLAHOMA LAKE/RESERVOIR | C | 499 | RESERVOIR - OKLAHOMA | 40 | BASIN NAME - OKLAHOMA | 0 | SURFACE WATER | 1 | NO WATER QUALITY IMPROVEMENTS |  | 4660 | 1 | Oklahoma water to NTMWD, TRWD, UTRWD | 138 | TARRANT REGIONAL WD | C | WWP | WWP | N/A | N/A |  | N | 2060 | 2060 | 0 | 0 | 0 | 0 | 0 | 0 | 448332000 | 30 | 2608 | WESTWORTH VILLAGE | C | WUG | MUNICIPAL | 644 | CITY | C | 220 | TARRANT | 0 | 0 | 0 | 0 | 0 | 48 | N
327 | OKLAHOMA WATER TO NTMWD, TRWD, UTRWD | Oklahoma water to NTMWD, TRWD, UTRWD | C | 5 | EXISTING SOURCE OR EXPANDED USE OF AN EXISTING SOURCE (SURFACE WATER OR GROUNDWATER) | 5 | OTHER SURFACE WATER | 2 | PIPELINE |  | 1276 | 4182 | OKLAHOMA LAKE/RESERVOIR | C | 499 | RESERVOIR - OKLAHOMA | 40 | BASIN NAME - OKLAHOMA | 0 | SURFACE WATER | 1 | NO WATER QUALITY IMPROVEMENTS |  | 4660 | 1 | Oklahoma water to NTMWD, TRWD, UTRWD | 138 | TARRANT REGIONAL WD | C | WWP | WWP | N/A | N/A |  | N | 2060 | 2060 | 0 | 0 | 0 | 0 | 0 | 0 | 448332000 | 30 | 2615 | WHITE SETTLEMENT | C | WUG | MUNICIPAL | 651 | CITY | C | 220 | TARRANT | 0 | 0 | 0 | 0 | 0 | 207 | N
327 | OKLAHOMA WATER TO NTMWD, TRWD, UTRWD | Oklahoma water to NTMWD, TRWD, UTRWD | C | 5 | EXISTING SOURCE OR EXPANDED USE OF AN EXISTING SOURCE (SURFACE WATER OR GROUNDWATER) | 5 | OTHER SURFACE WATER | 2 | PIPELINE |  | 1276 | 4182 | OKLAHOMA LAKE/RESERVOIR | C | 499 | RESERVOIR - OKLAHOMA | 40 | BASIN NAME - OKLAHOMA | 0 | SURFACE WATER | 1 | NO WATER QUALITY IMPROVEMENTS |  | 4660 | 1 | Oklahoma water to NTMWD, TRWD, UTRWD | 150 | UPPER TRINITY REGIONAL WD | C | WWP | WWP | N/A | N/A |  | N | 2060 | 2060 | 0 | 0 | 0 | 0 | 0 | 10047000 | 97359000 | 30 | 199 | ARGYLE WSC | C | BOTH | MUNICIPAL | 4007 | UTILITY | C | 61 | DENTON | 0 | 0 | 0 | 0 | 0 | 519 | N
327 | OKLAHOMA WATER TO NTMWD, TRWD, UTRWD | Oklahoma water to NTMWD, TRWD, UTRWD | C | 5 | EXISTING SOURCE OR EXPANDED USE OF AN EXISTING SOURCE (SURFACE WATER OR GROUNDWATER) | 5 | OTHER SURFACE WATER | 2 | PIPELINE |  | 1276 | 4182 | OKLAHOMA LAKE/RESERVOIR | C | 499 | RESERVOIR - OKLAHOMA | 40 | BASIN NAME - OKLAHOMA | 0 | SURFACE WATER | 1 | NO WATER QUALITY IMPROVEMENTS |  | 4660 | 1 | Oklahoma water to NTMWD, TRWD, UTRWD | 150 | UPPER TRINITY REGIONAL WD | C | WWP | WWP | N/A | N/A |  | N | 2060 | 2060 | 0 | 0 | 0 | 0 | 0 | 10047000 | 97359000 | 30 | 207 | AUBREY | C | WUG | MUNICIPAL | 758 | CITY | C | 61 | DENTON | 0 | 0 | 0 | 0 | 0 | 251 | N
327 | OKLAHOMA WATER TO NTMWD, TRWD, UTRWD | Oklahoma water to NTMWD, TRWD, UTRWD | C | 5 | EXISTING SOURCE OR EXPANDED USE OF AN EXISTING SOURCE (SURFACE WATER OR GROUNDWATER) | 5 | OTHER SURFACE WATER | 2 | PIPELINE |  | 1276 | 4182 | OKLAHOMA LAKE/RESERVOIR | C | 499 | RESERVOIR - OKLAHOMA | 40 | BASIN NAME - OKLAHOMA | 0 | SURFACE WATER | 1 | NO WATER QUALITY IMPROVEMENTS |  | 4660 | 1 | Oklahoma water to NTMWD, TRWD, UTRWD | 150 | UPPER TRINITY REGIONAL WD | C | WWP | WWP | N/A | N/A |  | N | 2060 | 2060 | 0 | 0 | 0 | 0 | 0 | 10047000 | 97359000 | 30 | 223 | BARTONVILLE WSC | C | BOTH | MUNICIPAL | 4010 | UTILITY | C | 61 | DENTON | 0 | 0 | 0 | 0 | 0 | 207 | N
327 | OKLAHOMA WATER TO NTMWD, TRWD, UTRWD | Oklahoma water to NTMWD, TRWD, UTRWD | C | 5 | EXISTING SOURCE OR EXPANDED USE OF AN EXISTING SOURCE (SURFACE WATER OR GROUNDWATER) | 5 | OTHER SURFACE WATER | 2 | PIPELINE |  | 1276 | 4182 | OKLAHOMA LAKE/RESERVOIR | C | 499 | RESERVOIR - OKLAHOMA | 40 | BASIN NAME - OKLAHOMA | 0 | SURFACE WATER | 1 | NO WATER QUALITY IMPROVEMENTS |  | 4660 | 1 | Oklahoma water to NTMWD, TRWD, UTRWD | 150 | UPPER TRINITY REGIONAL WD | C | WWP | WWP | N/A | N/A |  | N | 2060 | 2060 | 0 | 0 | 0 | 0 | 0 | 10047000 | 97359000 | 30 | 271 | BOLIVAR WSC | C | BOTH | MUNICIPAL | 4028 | UTILITY | C | 49 | COOKE | 0 | 0 | 0 | 0 | 0 | 28 | N
327 | OKLAHOMA WATER TO NTMWD, TRWD, UTRWD | Oklahoma water to NTMWD, TRWD, UTRWD | C | 5 | EXISTING SOURCE OR EXPANDED USE OF AN EXISTING SOURCE (SURFACE WATER OR GROUNDWATER) | 5 | OTHER SURFACE WATER | 2 | PIPELINE |  | 1276 | 4182 | OKLAHOMA LAKE/RESERVOIR | C | 499 | RESERVOIR - OKLAHOMA | 40 | BASIN NAME - OKLAHOMA | 0 | SURFACE WATER | 1 | NO WATER QUALITY IMPROVEMENTS |  | 4660 | 1 | Oklahoma water to NTMWD, TRWD, UTRWD | 150 | UPPER TRINITY REGIONAL WD | C | WWP | WWP | N/A | N/A |  | N | 2060 | 2060 | 0 | 0 | 0 | 0 | 0 | 10047000 | 97359000 | 30 | 271 | BOLIVAR WSC | C | BOTH | MUNICIPAL | 4028 | UTILITY | C | 61 | DENTON | 0 | 0 | 0 | 0 | 0 | 1276 | N
327 | OKLAHOMA WATER TO NTMWD, TRWD, UTRWD | Oklahoma water to NTMWD, TRWD, UTRWD | C | 5 | EXISTING SOURCE OR EXPANDED USE OF AN EXISTING SOURCE (SURFACE WATER OR GROUNDWATER) | 5 | OTHER SURFACE WATER | 2 | PIPELINE |  | 1276 | 4182 | OKLAHOMA LAKE/RESERVOIR | C | 499 | RESERVOIR - OKLAHOMA | 40 | BASIN NAME - OKLAHOMA | 0 | SURFACE WATER | 1 | NO WATER QUALITY IMPROVEMENTS |  | 4660 | 1 | Oklahoma water to NTMWD, TRWD, UTRWD | 150 | UPPER TRINITY REGIONAL WD | C | WWP | WWP | N/A | N/A |  | N | 2060 | 2060 | 0 | 0 | 0 | 0 | 0 | 10047000 | 97359000 | 30 | 271 | BOLIVAR WSC | C | BOTH | MUNICIPAL | 4028 | UTILITY | C | 249 | WISE | 0 | 0 | 0 | 0 | 0 | 83 | N
327 | OKLAHOMA WATER TO NTMWD, TRWD, UTRWD | Oklahoma water to NTMWD, TRWD, UTRWD | C | 5 | EXISTING SOURCE OR EXPANDED USE OF AN EXISTING SOURCE (SURFACE WATER OR GROUNDWATER) | 5 | OTHER SURFACE WATER | 2 | PIPELINE |  | 1276 | 4182 | OKLAHOMA LAKE/RESERVOIR | C | 499 | RESERVOIR - OKLAHOMA | 40 | BASIN NAME - OKLAHOMA | 0 | SURFACE WATER | 1 | NO WATER QUALITY IMPROVEMENTS |  | 4660 | 1 | Oklahoma water to NTMWD, TRWD, UTRWD | 150 | UPPER TRINITY REGIONAL WD | C | WWP | WWP | N/A | N/A |  | N | 2060 | 2060 | 0 | 0 | 0 | 0 | 0 | 10047000 | 97359000 | 30 | 338 | CELINA | C | WUG | MUNICIPAL | 103 | CITY | C | 43 | COLLIN | 0 | 0 | 0 | 0 | 0 | 2640 | N
327 | OKLAHOMA WATER TO NTMWD, TRWD, UTRWD | Oklahoma water to NTMWD, TRWD, UTRWD | C | 5 | EXISTING SOURCE OR EXPANDED USE OF AN EXISTING SOURCE (SURFACE WATER OR GROUNDWATER) | 5 | OTHER SURFACE WATER | 2 | PIPELINE |  | 1276 | 4182 | OKLAHOMA LAKE/RESERVOIR | C | 499 | RESERVOIR - OKLAHOMA | 40 | BASIN NAME - OKLAHOMA | 0 | SURFACE WATER | 1 | NO WATER QUALITY IMPROVEMENTS |  | 4660 | 1 | Oklahoma water to NTMWD, TRWD, UTRWD | 150 | UPPER TRINITY REGIONAL WD | C | WWP | WWP | N/A | N/A |  | N | 2060 | 2060 | 0 | 0 | 0 | 0 | 0 | 10047000 | 97359000 | 30 | 338 | CELINA | C | WUG | MUNICIPAL | 103 | CITY | C | 61 | DENTON | 0 | 0 | 0 | 0 | 0 | 319 | N
327 | OKLAHOMA WATER TO NTMWD, TRWD, UTRWD | Oklahoma water to NTMWD, TRWD, UTRWD | C | 5 | EXISTING SOURCE OR EXPANDED USE OF AN EXISTING SOURCE (SURFACE WATER OR GROUNDWATER) | 5 | OTHER SURFACE WATER | 2 | PIPELINE |  | 1276 | 4182 | OKLAHOMA LAKE/RESERVOIR | C | 499 | RESERVOIR - OKLAHOMA | 40 | BASIN NAME - OKLAHOMA | 0 | SURFACE WATER | 1 | NO WATER QUALITY IMPROVEMENTS |  | 4660 | 1 | Oklahoma water to NTMWD, TRWD, UTRWD | 150 | UPPER TRINITY REGIONAL WD | C | WWP | WWP | N/A | N/A |  | N | 2060 | 2060 | 0 | 0 | 0 | 0 | 0 | 10047000 | 97359000 | 30 | 406 | CORINTH | C | WUG | MUNICIPAL | 691 | CITY | C | 61 | DENTON | 0 | 0 | 0 | 0 | 0 | 520 | N
327 | OKLAHOMA WATER TO NTMWD, TRWD, UTRWD | Oklahoma water to NTMWD, TRWD, UTRWD | C | 5 | EXISTING SOURCE OR EXPANDED USE OF AN EXISTING SOURCE (SURFACE WATER OR GROUNDWATER) | 5 | OTHER SURFACE WATER | 2 | PIPELINE |  | 1276 | 4182 | OKLAHOMA LAKE/RESERVOIR | C | 499 | RESERVOIR - OKLAHOMA | 40 | BASIN NAME - OKLAHOMA | 0 | SURFACE WATER | 1 | NO WATER QUALITY IMPROVEMENTS |  | 4660 | 1 | Oklahoma water to NTMWD, TRWD, UTRWD | 150 | UPPER TRINITY REGIONAL WD | C | WWP | WWP | N/A | N/A |  | N | 2060 | 2060 | 0 | 0 | 0 | 0 | 0 | 10047000 | 97359000 | 30 | 472 | COUNTY-OTHER, DENTON | C | WUG | MUNICIPAL | 757 | COUNTY-OTHER | C | 61 | DENTON | 0 | 0 | 0 | 0 | 0 | 1290 | N
327 | OKLAHOMA WATER TO NTMWD, TRWD, UTRWD | Oklahoma water to NTMWD, TRWD, UTRWD | C | 5 | EXISTING SOURCE OR EXPANDED USE OF AN EXISTING SOURCE (SURFACE WATER OR GROUNDWATER) | 5 | OTHER SURFACE WATER | 2 | PIPELINE |  | 1276 | 4182 | OKLAHOMA LAKE/RESERVOIR | C | 499 | RESERVOIR - OKLAHOMA | 40 | BASIN NAME - OKLAHOMA | 0 | SURFACE WATER | 1 | NO WATER QUALITY IMPROVEMENTS |  | 4660 | 1 | Oklahoma water to NTMWD, TRWD, UTRWD | 150 | UPPER TRINITY REGIONAL WD | C | WWP | WWP | N/A | N/A |  | N | 2060 | 2060 | 0 | 0 | 0 | 0 | 0 | 10047000 | 97359000 | 30 | 707 | DENTON COUNTY FWSD #1A | C | WUG | MUNICIPAL | 4089 | UTILITY | C | 61 | DENTON | 0 | 0 | 0 | 0 | 0 | 222 | N
327 | OKLAHOMA WATER TO NTMWD, TRWD, UTRWD | Oklahoma water to NTMWD, TRWD, UTRWD | C | 5 | EXISTING SOURCE OR EXPANDED USE OF AN EXISTING SOURCE (SURFACE WATER OR GROUNDWATER) | 5 | OTHER SURFACE WATER | 2 | PIPELINE |  | 1276 | 4182 | OKLAHOMA LAKE/RESERVOIR | C | 499 | RESERVOIR - OKLAHOMA | 40 | BASIN NAME - OKLAHOMA | 0 | SURFACE WATER | 1 | NO WATER QUALITY IMPROVEMENTS |  | 4660 | 1 | Oklahoma water to NTMWD, TRWD, UTRWD | 150 | UPPER TRINITY REGIONAL WD | C | WWP | WWP | N/A | N/A |  | N | 2060 | 2060 | 0 | 0 | 0 | 0 | 0 | 10047000 | 97359000 | 30 | 785 | FLOWER MOUND | C | WUG | MUNICIPAL | 204 | CITY | C | 61 | DENTON | 0 | 0 | 0 | 0 | 0 | 1492 | N
327 | OKLAHOMA WATER TO NTMWD, TRWD, UTRWD | Oklahoma water to NTMWD, TRWD, UTRWD | C | 5 | EXISTING SOURCE OR EXPANDED USE OF AN EXISTING SOURCE (SURFACE WATER OR GROUNDWATER) | 5 | OTHER SURFACE WATER | 2 | PIPELINE |  | 1276 | 4182 | OKLAHOMA LAKE/RESERVOIR | C | 499 | RESERVOIR - OKLAHOMA | 40 | BASIN NAME - OKLAHOMA | 0 | SURFACE WATER | 1 | NO WATER QUALITY IMPROVEMENTS |  | 4660 | 1 | Oklahoma water to NTMWD, TRWD, UTRWD | 150 | UPPER TRINITY REGIONAL WD | C | WWP | WWP | N/A | N/A |  | N | 2060 | 2060 | 0 | 0 | 0 | 0 | 0 | 10047000 | 97359000 | 30 | 944 | HIGHLAND VILLAGE | C | WUG | MUNICIPAL | 706 | CITY | C | 61 | DENTON | 0 | 0 | 0 | 0 | 0 | 267 | N
327 | OKLAHOMA WATER TO NTMWD, TRWD, UTRWD | Oklahoma water to NTMWD, TRWD, UTRWD | C | 5 | EXISTING SOURCE OR EXPANDED USE OF AN EXISTING SOURCE (SURFACE WATER OR GROUNDWATER) | 5 | OTHER SURFACE WATER | 2 | PIPELINE |  | 1276 | 4182 | OKLAHOMA LAKE/RESERVOIR | C | 499 | RESERVOIR - OKLAHOMA | 40 | BASIN NAME - OKLAHOMA | 0 | SURFACE WATER | 1 | NO WATER QUALITY IMPROVEMENTS |  | 4660 | 1 | Oklahoma water to NTMWD, TRWD, UTRWD | 150 | UPPER TRINITY REGIONAL WD | C | WWP | WWP | N/A | N/A |  | N | 2060 | 2060 | 0 | 0 | 0 | 0 | 0 | 10047000 | 97359000 | 30 | 1246 | JUSTIN | C | WUG | MUNICIPAL | 784 | CITY | C | 61 | DENTON | 0 | 0 | 0 | 0 | 0 | 258 | N
327 | OKLAHOMA WATER TO NTMWD, TRWD, UTRWD | Oklahoma water to NTMWD, TRWD, UTRWD | C | 5 | EXISTING SOURCE OR EXPANDED USE OF AN EXISTING SOURCE (SURFACE WATER OR GROUNDWATER) | 5 | OTHER SURFACE WATER | 2 | PIPELINE |  | 1276 | 4182 | OKLAHOMA LAKE/RESERVOIR | C | 499 | RESERVOIR - OKLAHOMA | 40 | BASIN NAME - OKLAHOMA | 0 | SURFACE WATER | 1 | NO WATER QUALITY IMPROVEMENTS |  | 4660 | 1 | Oklahoma water to NTMWD, TRWD, UTRWD | 150 | UPPER TRINITY REGIONAL WD | C | WWP | WWP | N/A | N/A |  | N | 2060 | 2060 | 0 | 0 | 0 | 0 | 0 | 10047000 | 97359000 | 30 | 1275 | KRUM | C | WUG | MUNICIPAL | 785 | CITY | C | 61 | DENTON | 0 | 0 | 0 | 0 | 0 | 64 | N
327 | OKLAHOMA WATER TO NTMWD, TRWD, UTRWD | Oklahoma water to NTMWD, TRWD, UTRWD | C | 5 | EXISTING SOURCE OR EXPANDED USE OF AN EXISTING SOURCE (SURFACE WATER OR GROUNDWATER) | 5 | OTHER SURFACE WATER | 2 | PIPELINE |  | 1276 | 4182 | OKLAHOMA LAKE/RESERVOIR | C | 499 | RESERVOIR - OKLAHOMA | 40 | BASIN NAME - OKLAHOMA | 0 | SURFACE WATER | 1 | NO WATER QUALITY IMPROVEMENTS |  | 4660 | 1 | Oklahoma water to NTMWD, TRWD, UTRWD | 150 | UPPER TRINITY REGIONAL WD | C | WWP | WWP | N/A | N/A |  | N | 2060 | 2060 | 0 | 0 | 0 | 0 | 0 | 10047000 | 97359000 | 30 | 1288 | LADONIA | C | WUG | MUNICIPAL | 1034 | CITY | C | 74 | FANNIN | 0 | 0 | 0 | 0 | 0 | 77 | N
327 | OKLAHOMA WATER TO NTMWD, TRWD, UTRWD | Oklahoma water to NTMWD, TRWD, UTRWD | C | 5 | EXISTING SOURCE OR EXPANDED USE OF AN EXISTING SOURCE (SURFACE WATER OR GROUNDWATER) | 5 | OTHER SURFACE WATER | 2 | PIPELINE |  | 1276 | 4182 | OKLAHOMA LAKE/RESERVOIR | C | 499 | RESERVOIR - OKLAHOMA | 40 | BASIN NAME - OKLAHOMA | 0 | SURFACE WATER | 1 | NO WATER QUALITY IMPROVEMENTS |  | 4660 | 1 | Oklahoma water to NTMWD, TRWD, UTRWD | 150 | UPPER TRINITY REGIONAL WD | C | WWP | WWP | N/A | N/A |  | N | 2060 | 2060 | 0 | 0 | 0 | 0 | 0 | 10047000 | 97359000 | 30 | 83 | LAKE CITIES MUNICIPAL UTILITY AUTHORITY | C | WWP | WWP | N/A | N/A | C | 61 | DENTON | 0 | 0 | 0 | 0 | 0 | 262 | N
327 | OKLAHOMA WATER TO NTMWD, TRWD, UTRWD | Oklahoma water to NTMWD, TRWD, UTRWD | C | 5 | EXISTING SOURCE OR EXPANDED USE OF AN EXISTING SOURCE (SURFACE WATER OR GROUNDWATER) | 5 | OTHER SURFACE WATER | 2 | PIPELINE |  | 1276 | 4182 | OKLAHOMA LAKE/RESERVOIR | C | 499 | RESERVOIR - OKLAHOMA | 40 | BASIN NAME - OKLAHOMA | 0 | SURFACE WATER | 1 | NO WATER QUALITY IMPROVEMENTS |  | 4660 | 1 | Oklahoma water to NTMWD, TRWD, UTRWD | 150 | UPPER TRINITY REGIONAL WD | C | WWP | WWP | N/A | N/A |  | N | 2060 | 2060 | 0 | 0 | 0 | 0 | 0 | 10047000 | 97359000 | 30 | 1323 | LINCOLN PARK | C | WUG | MUNICIPAL | 1018 | CITY | C | 61 | DENTON | 0 | 0 | 0 | 0 | 0 | 17 | N
327 | OKLAHOMA WATER TO NTMWD, TRWD, UTRWD | Oklahoma water to NTMWD, TRWD, UTRWD | C | 5 | EXISTING SOURCE OR EXPANDED USE OF AN EXISTING SOURCE (SURFACE WATER OR GROUNDWATER) | 5 | OTHER SURFACE WATER | 2 | PIPELINE |  | 1276 | 4182 | OKLAHOMA LAKE/RESERVOIR | C | 499 | RESERVOIR - OKLAHOMA | 40 | BASIN NAME - OKLAHOMA | 0 | SURFACE WATER | 1 | NO WATER QUALITY IMPROVEMENTS |  | 4660 | 1 | Oklahoma water to NTMWD, TRWD, UTRWD | 150 | UPPER TRINITY REGIONAL WD | C | WWP | WWP | N/A | N/A |  | N | 2060 | 2060 | 0 | 0 | 0 | 0 | 0 | 10047000 | 97359000 | 30 | 1660 | MANUFACTURING, DENTON | C | WUG | MANUFACTURING | 1001 | N/A | C | 61 | DENTON | 0 | 0 | 0 | 0 | 0 | 28 | N
327 | OKLAHOMA WATER TO NTMWD, TRWD, UTRWD | Oklahoma water to NTMWD, TRWD, UTRWD | C | 5 | EXISTING SOURCE OR EXPANDED USE OF AN EXISTING SOURCE (SURFACE WATER OR GROUNDWATER) | 5 | OTHER SURFACE WATER | 2 | PIPELINE |  | 1276 | 4182 | OKLAHOMA LAKE/RESERVOIR | C | 499 | RESERVOIR - OKLAHOMA | 40 | BASIN NAME - OKLAHOMA | 0 | SURFACE WATER | 1 | NO WATER QUALITY IMPROVEMENTS |  | 4660 | 1 | Oklahoma water to NTMWD, TRWD, UTRWD | 150 | UPPER TRINITY REGIONAL WD | C | WWP | WWP | N/A | N/A |  | N | 2060 | 2060 | 0 | 0 | 0 | 0 | 0 | 10047000 | 97359000 | 30 | 1895 | MINING, DENTON | C | WUG | MINING | 1003 | N/A | C | 61 | DENTON | 0 | 0 | 0 | 0 | 0 | 23 | N
327 | OKLAHOMA WATER TO NTMWD, TRWD, UTRWD | Oklahoma water to NTMWD, TRWD, UTRWD | C | 5 | EXISTING SOURCE OR EXPANDED USE OF AN EXISTING SOURCE (SURFACE WATER OR GROUNDWATER) | 5 | OTHER SURFACE WATER | 2 | PIPELINE |  | 1276 | 4182 | OKLAHOMA LAKE/RESERVOIR | C | 499 | RESERVOIR - OKLAHOMA | 40 | BASIN NAME - OKLAHOMA | 0 | SURFACE WATER | 1 | NO WATER QUALITY IMPROVEMENTS |  | 4660 | 1 | Oklahoma water to NTMWD, TRWD, UTRWD | 150 | UPPER TRINITY REGIONAL WD | C | WWP | WWP | N/A | N/A |  | N | 2060 | 2060 | 0 | 0 | 0 | 0 | 0 | 10047000 | 97359000 | 30 | 101 | MUSTANG SUD | C | BOTH | MUNICIPAL | 4271 | UTILITY | C | 61 | DENTON | 0 | 0 | 0 | 0 | 0 | 863 | N
327 | OKLAHOMA WATER TO NTMWD, TRWD, UTRWD | Oklahoma water to NTMWD, TRWD, UTRWD | C | 5 | EXISTING SOURCE OR EXPANDED USE OF AN EXISTING SOURCE (SURFACE WATER OR GROUNDWATER) | 5 | OTHER SURFACE WATER | 2 | PIPELINE |  | 1276 | 4182 | OKLAHOMA LAKE/RESERVOIR | C | 499 | RESERVOIR - OKLAHOMA | 40 | BASIN NAME - OKLAHOMA | 0 | SURFACE WATER | 1 | NO WATER QUALITY IMPROVEMENTS |  | 4660 | 1 | Oklahoma water to NTMWD, TRWD, UTRWD | 150 | UPPER TRINITY REGIONAL WD | C | WWP | WWP | N/A | N/A |  | N | 2060 | 2060 | 0 | 0 | 0 | 0 | 0 | 10047000 | 97359000 | 30 | 2140 | NORTHLAKE | C | WUG | MUNICIPAL | 1020 | CITY | C | 61 | DENTON | 0 | 0 | 0 | 0 | 0 | 125 | N
327 | OKLAHOMA WATER TO NTMWD, TRWD, UTRWD | Oklahoma water to NTMWD, TRWD, UTRWD | C | 5 | EXISTING SOURCE OR EXPANDED USE OF AN EXISTING SOURCE (SURFACE WATER OR GROUNDWATER) | 5 | OTHER SURFACE WATER | 2 | PIPELINE |  | 1276 | 4182 | OKLAHOMA LAKE/RESERVOIR | C | 499 | RESERVOIR - OKLAHOMA | 40 | BASIN NAME - OKLAHOMA | 0 | SURFACE WATER | 1 | NO WATER QUALITY IMPROVEMENTS |  | 4660 | 1 | Oklahoma water to NTMWD, TRWD, UTRWD | 150 | UPPER TRINITY REGIONAL WD | C | WWP | WWP | N/A | N/A |  | N | 2060 | 2060 | 0 | 0 | 0 | 0 | 0 | 10047000 | 97359000 | 30 | 2198 | PILOT POINT | C | WUG | MUNICIPAL | 465 | CITY | C | 61 | DENTON | 0 | 0 | 0 | 0 | 0 | 172 | N
327 | OKLAHOMA WATER TO NTMWD, TRWD, UTRWD | Oklahoma water to NTMWD, TRWD, UTRWD | C | 5 | EXISTING SOURCE OR EXPANDED USE OF AN EXISTING SOURCE (SURFACE WATER OR GROUNDWATER) | 5 | OTHER SURFACE WATER | 2 | PIPELINE |  | 1276 | 4182 | OKLAHOMA LAKE/RESERVOIR | C | 499 | RESERVOIR - OKLAHOMA | 40 | BASIN NAME - OKLAHOMA | 0 | SURFACE WATER | 1 | NO WATER QUALITY IMPROVEMENTS |  | 4660 | 1 | Oklahoma water to NTMWD, TRWD, UTRWD | 150 | UPPER TRINITY REGIONAL WD | C | WWP | WWP | N/A | N/A |  | N | 2060 | 2060 | 0 | 0 | 0 | 0 | 0 | 10047000 | 97359000 | 30 | 2219 | PONDER | C | WUG | MUNICIPAL | 1021 | CITY | C | 61 | DENTON | 0 | 0 | 0 | 0 | 0 | 293 | N
327 | OKLAHOMA WATER TO NTMWD, TRWD, UTRWD | Oklahoma water to NTMWD, TRWD, UTRWD | C | 5 | EXISTING SOURCE OR EXPANDED USE OF AN EXISTING SOURCE (SURFACE WATER OR GROUNDWATER) | 5 | OTHER SURFACE WATER | 2 | PIPELINE |  | 1276 | 4182 | OKLAHOMA LAKE/RESERVOIR | C | 499 | RESERVOIR - OKLAHOMA | 40 | BASIN NAME - OKLAHOMA | 0 | SURFACE WATER | 1 | NO WATER QUALITY IMPROVEMENTS |  | 4660 | 1 | Oklahoma water to NTMWD, TRWD, UTRWD | 150 | UPPER TRINITY REGIONAL WD | C | WWP | WWP | N/A | N/A |  | N | 2060 | 2060 | 0 | 0 | 0 | 0 | 0 | 10047000 | 97359000 | 30 | 2239 | PROSPER | C | WUG | MUNICIPAL | 799 | CITY | C | 43 | COLLIN | 0 | 0 | 0 | 0 | 0 | 346 | N
327 | OKLAHOMA WATER TO NTMWD, TRWD, UTRWD | Oklahoma water to NTMWD, TRWD, UTRWD | C | 5 | EXISTING SOURCE OR EXPANDED USE OF AN EXISTING SOURCE (SURFACE WATER OR GROUNDWATER) | 5 | OTHER SURFACE WATER | 2 | PIPELINE |  | 1276 | 4182 | OKLAHOMA LAKE/RESERVOIR | C | 499 | RESERVOIR - OKLAHOMA | 40 | BASIN NAME - OKLAHOMA | 0 | SURFACE WATER | 1 | NO WATER QUALITY IMPROVEMENTS |  | 4660 | 1 | Oklahoma water to NTMWD, TRWD, UTRWD | 150 | UPPER TRINITY REGIONAL WD | C | WWP | WWP | N/A | N/A |  | N | 2060 | 2060 | 0 | 0 | 0 | 0 | 0 | 10047000 | 97359000 | 30 | 2239 | PROSPER | C | WUG | MUNICIPAL | 799 | CITY | C | 61 | DENTON | 0 | 0 | 0 | 0 | 0 | 173 | N
327 | OKLAHOMA WATER TO NTMWD, TRWD, UTRWD | Oklahoma water to NTMWD, TRWD, UTRWD | C | 5 | EXISTING SOURCE OR EXPANDED USE OF AN EXISTING SOURCE (SURFACE WATER OR GROUNDWATER) | 5 | OTHER SURFACE WATER | 2 | PIPELINE |  | 1276 | 4182 | OKLAHOMA LAKE/RESERVOIR | C | 499 | RESERVOIR - OKLAHOMA | 40 | BASIN NAME - OKLAHOMA | 0 | SURFACE WATER | 1 | NO WATER QUALITY IMPROVEMENTS |  | 4660 | 1 | Oklahoma water to NTMWD, TRWD, UTRWD | 150 | UPPER TRINITY REGIONAL WD | C | WWP | WWP | N/A | N/A |  | N | 2060 | 2060 | 0 | 0 | 0 | 0 | 0 | 10047000 | 97359000 | 30 | 150 | UPPER TRINITY REGIONAL WD - FUTURE CUSTOMER/SURPLUS SUPPLY | C | WWP | MUNICIPAL | N/A | N/A | C | 61 | DENTON | 0 | 0 | 0 | 0 | 0 | 3185 | N
388 | ON-FARM CONSERVATION | On-farm conservation | K | 3 | CONSERVATION | 2 | IRRIGATION CONSERVATION | 1 | NO INFRASTRUCTURE |  | 934 | 2624 | CONSERVATION | K | 45 | COLORADO | 13 | BRAZOS-COLORADO | 3 | CONSERVATION | 1 | NO WATER QUALITY IMPROVEMENTS |  | 2371 | 1 | On-farm conservation | 87 | LOWER COLORADO RIVER AUTHORITY | K | WWP | WWP | N/A | N/A |  | N | 2020 | 2020 | 0 | 0 | 0 | 0 | 0 | 0 | 0 | 0 | 1022 | IRRIGATION, COLORADO | K | WUG | IRRIGATION | 1004 | N/A | K | 45 | COLORADO | 0 | 4715 | 4715 | 4715 | 4715 | 4715 | N
388 | ON-FARM CONSERVATION | On-farm conservation | K | 3 | CONSERVATION | 2 | IRRIGATION CONSERVATION | 1 | NO INFRASTRUCTURE |  | 935 | 2695 | CONSERVATION | K | 45 | COLORADO | 16 | LAVACA | 3 | CONSERVATION | 1 | NO WATER QUALITY IMPROVEMENTS |  | 2371 | 1 | On-farm conservation | 87 | LOWER COLORADO RIVER AUTHORITY | K | WWP | WWP | N/A | N/A |  | N | 2020 | 2020 | 0 | 0 | 0 | 0 | 0 | 0 | 0 | 0 | 1022 | IRRIGATION, COLORADO | K | WUG | IRRIGATION | 1004 | N/A | K | 45 | COLORADO | 0 | 9405 | 9405 | 9405 | 9405 | 9405 | N
388 | ON-FARM CONSERVATION | On-farm conservation | K | 3 | CONSERVATION | 2 | IRRIGATION CONSERVATION | 1 | NO INFRASTRUCTURE |  | 936 | 2626 | CONSERVATION | K | 161 | MATAGORDA | 13 | BRAZOS-COLORADO | 3 | CONSERVATION | 1 | NO WATER QUALITY IMPROVEMENTS |  | 5059 | 1 | On-farm conservation | 87 | LOWER COLORADO RIVER AUTHORITY | K | WWP | WWP | N/A | N/A |  | N | 2020 | 2020 | 0 | 0 | 0 | 0 | 0 | 0 | 0 | 0 | 1131 | IRRIGATION, MATAGORDA | K | WUG | IRRIGATION | 1004 | N/A | K | 161 | MATAGORDA | 0 | 2848 | 2848 | 2848 | 2848 | 2848 | N
388 | ON-FARM CONSERVATION | On-farm conservation | K | 3 | CONSERVATION | 2 | IRRIGATION CONSERVATION | 1 | NO INFRASTRUCTURE |  | 937 | 2666 | CONSERVATION | K | 161 | MATAGORDA | 14 | COLORADO | 3 | CONSERVATION | 1 | NO WATER QUALITY IMPROVEMENTS |  | 5059 | 1 | On-farm conservation | 87 | LOWER COLORADO RIVER AUTHORITY | K | WWP | WWP | N/A | N/A |  | N | 2020 | 2020 | 0 | 0 | 0 | 0 | 0 | 0 | 0 | 0 | 1131 | IRRIGATION, MATAGORDA | K | WUG | IRRIGATION | 1004 | N/A | K | 161 | MATAGORDA | 0 | 502 | 502 | 502 | 502 | 502 | N
388 | ON-FARM CONSERVATION | On-farm conservation | K | 3 | CONSERVATION | 2 | IRRIGATION CONSERVATION | 1 | NO INFRASTRUCTURE |  | 938 | 2692 | CONSERVATION | K | 161 | MATAGORDA | 15 | COLORADO-LAVACA | 3 | CONSERVATION | 1 | NO WATER QUALITY IMPROVEMENTS |  | 5059 | 1 | On-farm conservation | 87 | LOWER COLORADO RIVER AUTHORITY | K | WWP | WWP | N/A | N/A |  | N | 2020 | 2020 | 0 | 0 | 0 | 0 | 0 | 0 | 0 | 0 | 1131 | IRRIGATION, MATAGORDA | K | WUG | IRRIGATION | 1004 | N/A | K | 161 | MATAGORDA | 0 | 3617 | 3617 | 3617 | 3617 | 3617 | N
388 | ON-FARM CONSERVATION | On-farm conservation | K | 3 | CONSERVATION | 2 | IRRIGATION CONSERVATION | 1 | NO INFRASTRUCTURE |  | 933 | 2627 | CONSERVATION | K | 241 | WHARTON | 13 | BRAZOS-COLORADO | 3 | CONSERVATION | 1 | NO WATER QUALITY IMPROVEMENTS |  | 5063 | 1 | On-farm conservation | 87 | LOWER COLORADO RIVER AUTHORITY | K | WWP | WWP | N/A | N/A |  | N | 2020 | 2020 | 0 | 0 | 0 | 0 | 0 | 0 | 0 | 0 | 1205 | IRRIGATION, WHARTON | P | WUG | IRRIGATION | 1004 | N/A | K | 241 | WHARTON | 0 | 8803 | 8803 | 8803 | 8803 | 8803 | N
388 | ON-FARM CONSERVATION | On-farm conservation | K | 3 | CONSERVATION | 2 | IRRIGATION CONSERVATION | 1 | NO INFRASTRUCTURE |  | 939 | 2686 | CONSERVATION | K | 241 | WHARTON | 14 | COLORADO | 3 | CONSERVATION | 1 | NO WATER QUALITY IMPROVEMENTS |  | 5063 | 1 | On-farm conservation | 87 | LOWER COLORADO RIVER AUTHORITY | K | WWP | WWP | N/A | N/A |  | N | 2020 | 2020 | 0 | 0 | 0 | 0 | 0 | 0 | 0 | 0 | 1205 | IRRIGATION, WHARTON | P | WUG | IRRIGATION | 1004 | N/A | K | 241 | WHARTON | 0 | 150 | 150 | 150 | 150 | 150 | N
388 | ON-FARM CONSERVATION | On-farm conservation | K | 3 | CONSERVATION | 2 | IRRIGATION CONSERVATION | 1 | NO INFRASTRUCTURE |  | 940 | 2693 | CONSERVATION | K | 241 | WHARTON | 15 | COLORADO-LAVACA | 3 | CONSERVATION | 1 | NO WATER QUALITY IMPROVEMENTS |  | 5063 | 1 | On-farm conservation | 87 | LOWER COLORADO RIVER AUTHORITY | K | WWP | WWP | N/A | N/A |  | N | 2020 | 2020 | 0 | 0 | 0 | 0 | 0 | 0 | 0 | 0 | 1205 | IRRIGATION, WHARTON | P | WUG | IRRIGATION | 1004 | N/A | K | 241 | WHARTON | 0 | 4110 | 4110 | 4110 | 4110 | 4110 | N
55 | ON- FARM WATER CONSERVATION | On-farm water conservation | M | 3 | CONSERVATION | 2 | IRRIGATION CONSERVATION | 6 | OTHER INFRASTRUCTURE |  | 215 | 2775 | CONSERVATION | M | 31 | CAMERON | 22 | NUECES-RIO GRANDE | 3 | CONSERVATION | 1 | NO WATER QUALITY IMPROVEMENTS |  | 6029 | 1 | On-farm water conservation | 1009 | IRRIGATION, CAMERON | M | WUG | IRRIGATION | 1004 | N/A |  | N | 2010 | 2010 | 0 | 0 | 75225 | 225675 | 451350 | 601800 | 52475502 | 20 | 1009 | IRRIGATION, CAMERON | M | WUG | IRRIGATION | 1004 | N/A | M | 31 | CAMERON | 457 | 3095 | 7856 | 14683 | 23506 | 34315 | N
55 | ON- FARM WATER CONSERVATION | On-farm water conservation | M | 3 | CONSERVATION | 2 | IRRIGATION CONSERVATION | 6 | OTHER INFRASTRUCTURE |  | 214 | 2788 | CONSERVATION | M | 31 | CAMERON | 23 | RIO GRANDE | 3 | CONSERVATION | 1 | NO WATER QUALITY IMPROVEMENTS |  | 6029 | 1 | On-farm water conservation | 1009 | IRRIGATION, CAMERON | M | WUG | IRRIGATION | 1004 | N/A |  | N | 2010 | 2010 | 119758.2 | 185053.5 | 244180.35 | 302705.4 | 353407.05 | 422012.25 | 2470705 | 20 | 1009 | IRRIGATION, CAMERON | M | WUG | IRRIGATION | 1004 | N/A | M | 31 | CAMERON | 21 | 146 | 370 | 689 | 1112 | 1613 | N
55 | ON- FARM WATER CONSERVATION | On-farm water conservation | M | 3 | CONSERVATION | 2 | IRRIGATION CONSERVATION | 6 | OTHER INFRASTRUCTURE |  | 217 | 2777 | CONSERVATION | M | 108 | HIDALGO | 22 | NUECES-RIO GRANDE | 3 | CONSERVATION | 1 | NO WATER QUALITY IMPROVEMENTS |  | 6031 | 1 | On-farm water conservation | 1082 | IRRIGATION, HIDALGO | M | WUG | IRRIGATION | 1004 | N/A |  | N | 2010 | 2010 | 0 | 0 | 0 | 0 | 15045 | 30090 | 114306555 | 20 | 1082 | IRRIGATION, HIDALGO | M | WUG | IRRIGATION | 1004 | N/A | M | 108 | HIDALGO | 795 | 5385 | 13673 | 25560 | 40946 | 59773 | N
55 | ON- FARM WATER CONSERVATION | On-farm water conservation | M | 3 | CONSERVATION | 2 | IRRIGATION CONSERVATION | 6 | OTHER INFRASTRUCTURE |  | 217 | 2777 | CONSERVATION | M | 108 | HIDALGO | 22 | NUECES-RIO GRANDE | 3 | CONSERVATION | 1 | NO WATER QUALITY IMPROVEMENTS |  | 4101 | 1 | On-farm water conservation | 145 | UNITED IRRIGATION DISTRICT | M | WWP | WWP | N/A | N/A |  | N | 2010 | 2010 | 25338 | 25338 | 25338 | 25338 | 25338 | 25338 | 152028 | 20 | 96 | MCALLEN | M | BOTH | MUNICIPAL | 376 | CITY | M | 108 | HIDALGO | 100 | 100 | 100 | 100 | 100 | 100 | N
55 | ON- FARM WATER CONSERVATION | On-farm water conservation | M | 3 | CONSERVATION | 2 | IRRIGATION CONSERVATION | 6 | OTHER INFRASTRUCTURE |  | 217 | 2777 | CONSERVATION | M | 108 | HIDALGO | 22 | NUECES-RIO GRANDE | 3 | CONSERVATION | 1 | NO WATER QUALITY IMPROVEMENTS |  | 4101 | 1 | On-farm water conservation | 145 | UNITED IRRIGATION DISTRICT | M | WWP | WWP | N/A | N/A |  | N | 2010 | 2010 | 25338 | 25338 | 25338 | 25338 | 25338 | 25338 | 152028 | 20 | 2070 | MISSION | M | WUG | MUNICIPAL | 408 | CITY | M | 108 | HIDALGO | 0 | 0 | 0 | 0 | 0 | 0 | N
55 | ON- FARM WATER CONSERVATION | On-farm water conservation | M | 3 | CONSERVATION | 2 | IRRIGATION CONSERVATION | 6 | OTHER INFRASTRUCTURE |  | 217 | 2777 | CONSERVATION | M | 108 | HIDALGO | 22 | NUECES-RIO GRANDE | 3 | CONSERVATION | 1 | NO WATER QUALITY IMPROVEMENTS |  | 4101 | 1 | On-farm water conservation | 145 | UNITED IRRIGATION DISTRICT | M | WWP | WWP | N/A | N/A |  | N | 2010 | 2010 | 25338 | 25338 | 25338 | 25338 | 25338 | 25338 | 152028 | 20 | 131 | SHARYLAND WSC | M | BOTH | MUNICIPAL | 4333 | UTILITY | M | 108 | HIDALGO | 0 | 0 | 0 | 0 | 0 | 0 | N
55 | ON- FARM WATER CONSERVATION | On-farm water conservation | M | 3 | CONSERVATION | 2 | IRRIGATION CONSERVATION | 6 | OTHER INFRASTRUCTURE |  | 212 | 2796 | CONSERVATION | M | 108 | HIDALGO | 23 | RIO GRANDE | 3 | CONSERVATION | 1 | NO WATER QUALITY IMPROVEMENTS |  | 6031 | 1 | On-farm water conservation | 1082 | IRRIGATION, HIDALGO | M | WUG | IRRIGATION | 1004 | N/A |  | N | 2010 | 2010 | 2256.75 | 2256.75 | 2256.75 | 2256.75 | 2256.75 | 2256.75 | 1184547.28 | 20 | 1082 | IRRIGATION, HIDALGO | M | WUG | IRRIGATION | 1004 | N/A | M | 108 | HIDALGO | 8 | 56 | 142 | 265 | 425 | 621 | N
55 | ON- FARM WATER CONSERVATION | On-farm water conservation | M | 3 | CONSERVATION | 2 | IRRIGATION CONSERVATION | 6 | OTHER INFRASTRUCTURE |  | 220 | 2802 | CONSERVATION | M | 162 | MAVERICK | 23 | RIO GRANDE | 3 | CONSERVATION | 1 | NO WATER QUALITY IMPROVEMENTS |  | 6033 | 1 | On-farm water conservation | 1132 | IRRIGATION, MAVERICK | M | WUG | IRRIGATION | 1004 | N/A |  | N | 2010 | 2010 | 0 | 0 | 0 | 353407.05 | 839210.1 | 1488401.85 | 11455560.76 | 20 | 1132 | IRRIGATION, MAVERICK | M | WUG | IRRIGATION | 1004 | N/A | M | 162 | MAVERICK | 123 | 833 | 2115 | 3955 | 6338 | 9254 | N
55 | ON- FARM WATER CONSERVATION | On-farm water conservation | M | 3 | CONSERVATION | 2 | IRRIGATION CONSERVATION | 6 | OTHER INFRASTRUCTURE |  | 224 | 2808 | CONSERVATION | M | 214 | STARR | 23 | RIO GRANDE | 3 | CONSERVATION | 1 | NO WATER QUALITY IMPROVEMENTS |  | 6034 | 1 | On-farm water conservation | 1179 | IRRIGATION, STARR | M | WUG | IRRIGATION | 1004 | N/A |  | N | 2010 | 2010 | 52958.4 | 126227.55 | 265544.25 | 418251 | 588109.05 | 800544.45 | 5600455.7 | 20 | 1179 | IRRIGATION, STARR | M | WUG | IRRIGATION | 1004 | N/A | M | 214 | STARR | 46 | 313 | 797 | 1493 | 2396 | 3505 | N
55 | ON- FARM WATER CONSERVATION | On-farm water conservation | M | 3 | CONSERVATION | 2 | IRRIGATION CONSERVATION | 6 | OTHER INFRASTRUCTURE |  | 225 | 2785 | CONSERVATION | M | 245 | WILLACY | 22 | NUECES-RIO GRANDE | 3 | CONSERVATION | 1 | NO WATER QUALITY IMPROVEMENTS |  | 4113 | 1 | On-farm water conservation | 1209 | IRRIGATION, WILLACY | M | WUG | IRRIGATION | 1004 | N/A |  | N | 2010 | 2010 | 7522.5 | 7522.5 | 7522.5 | 7522.5 | 7522.5 | 7522.5 | 6924366.52 | 20 | 1209 | IRRIGATION, WILLACY | M | WUG | IRRIGATION | 1004 | N/A | M | 245 | WILLACY | 72 | 491 | 1246 | 2328 | 3727 | 5438 | N
444 | OVERDRAFT CARRIZO WILCOX AQUIFER | Overdraft Carrizo Wilcox Aquifer | I | 5 | EXISTING SOURCE OR EXPANDED USE OF AN EXISTING SOURCE (SURFACE WATER OR GROUNDWATER) | 6 | GROUNDWATER | 1 | NO INFRASTRUCTURE |  | 2393 | 1460 | CARRIZO-WILCOX AQUIFER | I | 1 | ANDERSON | 6 | NECHES | 1 | GROUNDWATER | 1 | NO WATER QUALITY IMPROVEMENTS |  | 2285 | 1 | Overdraft Carrizo Wilcox Aquifer | 412 | COUNTY-OTHER, ANDERSON | I | WUG | MUNICIPAL | 757 | COUNTY-OTHER |  | N | 2040 | 2040 | 0 | 0 | 0 | 40631 | 40631 | 17772 | 262189 | 20 | 412 | COUNTY-OTHER, ANDERSON | I | WUG | MUNICIPAL | 757 | COUNTY-OTHER | I | 1 | ANDERSON | 0 | 0 | 0 | 100 | 100 | 100 | N
444 | OVERDRAFT CARRIZO WILCOX AQUIFER | Overdraft Carrizo Wilcox Aquifer | I | 5 | EXISTING SOURCE OR EXPANDED USE OF AN EXISTING SOURCE (SURFACE WATER OR GROUNDWATER) | 6 | GROUNDWATER | 1 | NO INFRASTRUCTURE |  | 1007 | 1472 | CARRIZO-WILCOX AQUIFER | I | 107 | HENDERSON | 6 | NECHES | 1 | GROUNDWATER | 1 | NO WATER QUALITY IMPROVEMENTS |  | 2292 | 1 | Overdraft Carrizo Wilcox Aquifer | 6 | ATHENS MUNICIPAL WATER AUTHORITY | I | WWP | WWP | N/A | N/A |  | N | 2020 | 2020 | 0 | 513900 | 513900 | 237900 | 237900 | 237900 | 3799000 | 30 | 205 | ATHENS | C | WUG | MUNICIPAL | 28 | CITY | C | 107 | HENDERSON | 0 | 803 | 801 | 801 | 800 | 799 | N
444 | OVERDRAFT CARRIZO WILCOX AQUIFER | Overdraft Carrizo Wilcox Aquifer | I | 5 | EXISTING SOURCE OR EXPANDED USE OF AN EXISTING SOURCE (SURFACE WATER OR GROUNDWATER) | 6 | GROUNDWATER | 1 | NO INFRASTRUCTURE |  | 1007 | 1472 | CARRIZO-WILCOX AQUIFER | I | 107 | HENDERSON | 6 | NECHES | 1 | GROUNDWATER | 1 | NO WATER QUALITY IMPROVEMENTS |  | 2292 | 1 | Overdraft Carrizo Wilcox Aquifer | 6 | ATHENS MUNICIPAL WATER AUTHORITY | I | WWP | WWP | N/A | N/A |  | N | 2020 | 2020 | 0 | 513900 | 513900 | 237900 | 237900 | 237900 | 3799000 | 30 | 205 | ATHENS | C | WUG | MUNICIPAL | 28 | CITY | I | 107 | HENDERSON | 0 | 27 | 29 | 29 | 30 | 31 | N
444 | OVERDRAFT CARRIZO WILCOX AQUIFER | Overdraft Carrizo Wilcox Aquifer | I | 5 | EXISTING SOURCE OR EXPANDED USE OF AN EXISTING SOURCE (SURFACE WATER OR GROUNDWATER) | 6 | GROUNDWATER | 1 | NO INFRASTRUCTURE |  | 1007 | 1472 | CARRIZO-WILCOX AQUIFER | I | 107 | HENDERSON | 6 | NECHES | 1 | GROUNDWATER | 1 | NO WATER QUALITY IMPROVEMENTS |  | 2292 | 1 | Overdraft Carrizo Wilcox Aquifer | 6 | ATHENS MUNICIPAL WATER AUTHORITY | I | WWP | WWP | N/A | N/A |  | N | 2020 | 2020 | 0 | 513900 | 513900 | 237900 | 237900 | 237900 | 3799000 | 30 | 6 | ATHENS MUNICIPAL WATER AUTHORITY - FUTURE CUSTOMER/SURPLUS SUPPLY | I | WWP | MUNICIPAL | N/A | N/A | I | 107 | HENDERSON | 0 | 570 | 570 | 570 | 570 | 570 | N
444 | OVERDRAFT CARRIZO WILCOX AQUIFER | Overdraft Carrizo Wilcox Aquifer | I | 5 | EXISTING SOURCE OR EXPANDED USE OF AN EXISTING SOURCE (SURFACE WATER OR GROUNDWATER) | 6 | GROUNDWATER | 1 | NO INFRASTRUCTURE |  | 1007 | 1472 | CARRIZO-WILCOX AQUIFER | I | 107 | HENDERSON | 6 | NECHES | 1 | GROUNDWATER | 1 | NO WATER QUALITY IMPROVEMENTS |  | 2292 | 1 | Overdraft Carrizo Wilcox Aquifer | 6 | ATHENS MUNICIPAL WATER AUTHORITY | I | WWP | WWP | N/A | N/A |  | N | 2010 | 2020 | 0 | 513900 | 513900 | 237900 | 237900 | 237900 | 3799000 | 30 | 1692 | MANUFACTURING, HENDERSON | C | WUG | MANUFACTURING | 1001 | N/A | C | 107 | HENDERSON | 0 | 0 | 0 | 0 | 0 | 0 | N
444 | OVERDRAFT CARRIZO WILCOX AQUIFER | Overdraft Carrizo Wilcox Aquifer | I | 5 | EXISTING SOURCE OR EXPANDED USE OF AN EXISTING SOURCE (SURFACE WATER OR GROUNDWATER) | 6 | GROUNDWATER | 1 | NO INFRASTRUCTURE |  | 1007 | 1472 | CARRIZO-WILCOX AQUIFER | I | 107 | HENDERSON | 6 | NECHES | 1 | GROUNDWATER | 1 | NO WATER QUALITY IMPROVEMENTS |  | 2293 | 1 | Overdraft Carrizo Wilcox Aquifer | 299 | BROWNSBORO | I | WUG | MUNICIPAL | 832 | CITY |  | N | 2060 | 2060 | 0 | 0 | 0 | 0 | 0 | 16100 | 148600 | 20 | 299 | BROWNSBORO | I | WUG | MUNICIPAL | 832 | CITY | I | 107 | HENDERSON | 0 | 0 | 0 | 0 | 0 | 40 | N
444 | OVERDRAFT CARRIZO WILCOX AQUIFER | Overdraft Carrizo Wilcox Aquifer | I | 5 | EXISTING SOURCE OR EXPANDED USE OF AN EXISTING SOURCE (SURFACE WATER OR GROUNDWATER) | 6 | GROUNDWATER | 1 | NO INFRASTRUCTURE |  | 1007 | 1472 | CARRIZO-WILCOX AQUIFER | I | 107 | HENDERSON | 6 | NECHES | 1 | GROUNDWATER | 1 | NO WATER QUALITY IMPROVEMENTS |  | 2291 | 1 | New wells - Carrizo Wilcox Aquifer | 518 | COUNTY-OTHER, HENDERSON | I | WUG | MUNICIPAL | 757 | COUNTY-OTHER |  | N | 2010 | 2010 | 4900 | 0 | 0 | 0 | 0 | 0 | 0 | 0 | 518 | COUNTY-OTHER, HENDERSON | I | WUG | MUNICIPAL | 757 | COUNTY-OTHER | I | 107 | HENDERSON | 100 | 0 | 0 | 0 | 0 | 0 | N
643 | OVERDRAFT GULF COAST AQUIFER | Overdraft Gulf Coast Aquifer | I | 5 | EXISTING SOURCE OR EXPANDED USE OF AN EXISTING SOURCE (SURFACE WATER OR GROUNDWATER) | 6 | GROUNDWATER | 1 | NO INFRASTRUCTURE |  | 1741 | 1471 | GULF COAST AQUIFER | I | 100 | HARDIN | 6 | NECHES | 1 | GROUNDWATER | 1 | NO WATER QUALITY IMPROVEMENTS |  | 2331 | 1 | Overdraft Gulf Coast Aquifer | 511 | COUNTY-OTHER, HARDIN | I | WUG | MUNICIPAL | 757 | COUNTY-OTHER |  | N | 2010 | 2010 | 65857 | 131714 | 83162 | 34610 | 100467 | 100467 | 556888 | 20 | 511 | COUNTY-OTHER, HARDIN | I | WUG | MUNICIPAL | 757 | COUNTY-OTHER | I | 100 | HARDIN | 154 | 306 | 306 | 306 | 459 | 459 | N
643 | OVERDRAFT GULF COAST AQUIFER | Overdraft Gulf Coast Aquifer | I | 5 | EXISTING SOURCE OR EXPANDED USE OF AN EXISTING SOURCE (SURFACE WATER OR GROUNDWATER) | 6 | GROUNDWATER | 1 | NO INFRASTRUCTURE |  | 2373 | 1478 | GULF COAST AQUIFER | I | 121 | JASPER | 6 | NECHES | 1 | GROUNDWATER | 1 | NO WATER QUALITY IMPROVEMENTS |  | 2332 | 1 | Overdraft Gulf Coast Aquifer | 532 | COUNTY-OTHER, JASPER | I | WUG | MUNICIPAL | 757 | COUNTY-OTHER |  | N | 2010 | 2010 | 236113 | 236113 | 150945 | 150945 | 150945 | 150945 | 1369957 | 20 | 532 | COUNTY-OTHER, JASPER | I | WUG | MUNICIPAL | 757 | COUNTY-OTHER | I | 121 | JASPER | 550 | 550 | 550 | 550 | 550 | 550 | N
643 | OVERDRAFT GULF COAST AQUIFER | Overdraft Gulf Coast Aquifer | I | 5 | EXISTING SOURCE OR EXPANDED USE OF AN EXISTING SOURCE (SURFACE WATER OR GROUNDWATER) | 6 | GROUNDWATER | 1 | NO INFRASTRUCTURE |  | 1742 | 1485 | GULF COAST AQUIFER | I | 181 | ORANGE | 6 | NECHES | 1 | GROUNDWATER | 1 | NO WATER QUALITY IMPROVEMENTS |  | 2324 | 1 | Overdraft Gulf Coast Aquifer | 592 | COUNTY-OTHER, ORANGE | I | WUG | MUNICIPAL | 757 | COUNTY-OTHER | Overdarft aquifer by small amount. Some will be met through supplies not used by others. | N | 2010 | 2010 | 57756 | 57756 | 20073 | 20073 | 20073 | 20073 | 432222 | 20 | 592 | COUNTY-OTHER, ORANGE | I | WUG | MUNICIPAL | 757 | COUNTY-OTHER | I | 181 | ORANGE | 140 | 140 | 140 | 140 | 140 | 140 | N
300 | OVERDRAFT TRINITY AQUIFER - EXISTING WELLS | Overdraft Trinity Aquifer - existing wells | C | 5 | EXISTING SOURCE OR EXPANDED USE OF AN EXISTING SOURCE (SURFACE WATER OR GROUNDWATER) | 6 | GROUNDWATER | 1 | NO INFRASTRUCTURE |  | 2525 | 1012 | TRINITY AQUIFER | C | 49 | COOKE | 2 | RED | 1 | GROUNDWATER | 1 | NO WATER QUALITY IMPROVEMENTS |  | 5212 | 1 | Overdraft Trinity Aquifer - existing wells | 1026 | IRRIGATION, COOKE | C | WUG | IRRIGATION | 1004 | N/A |  | N | 2010 | 2010 | 22200 | 0 | 0 | 0 | 0 | 0 | 0 | 0 | 1026 | IRRIGATION, COOKE | C | WUG | IRRIGATION | 1004 | N/A | C | 49 | COOKE | 140 | 0 | 0 | 0 | 0 | 0 | N
300 | OVERDRAFT TRINITY AQUIFER - EXISTING WELLS | Overdraft Trinity Aquifer - existing wells | C | 5 | EXISTING SOURCE OR EXPANDED USE OF AN EXISTING SOURCE (SURFACE WATER OR GROUNDWATER) | 6 | GROUNDWATER | 1 | NO INFRASTRUCTURE |  | 914 | 1031 | TRINITY AQUIFER | C | 49 | COOKE | 8 | TRINITY | 1 | GROUNDWATER | 1 | NO WATER QUALITY IMPROVEMENTS |  | 4479 | 1 | Overdraft Trinity Aquifer - existing wells | 57 | GAINESVILLE | C | BOTH | MUNICIPAL | 225 | CITY |  | N | 2010 | 2010 | 12300 | 0 | 0 | 0 | 0 | 0 | 0 | 0 | 57 | GAINESVILLE | C | BOTH | MUNICIPAL | 225 | CITY | C | 49 | COOKE | 103 | 0 | 0 | 0 | 0 | 0 | N
300 | OVERDRAFT TRINITY AQUIFER - EXISTING WELLS | Overdraft Trinity Aquifer - existing wells | C | 5 | EXISTING SOURCE OR EXPANDED USE OF AN EXISTING SOURCE (SURFACE WATER OR GROUNDWATER) | 6 | GROUNDWATER | 1 | NO INFRASTRUCTURE |  | 2402 | 1040 | TRINITY AQUIFER | C | 70 | ELLIS | 8 | TRINITY | 1 | GROUNDWATER | 1 | NO WATER QUALITY IMPROVEMENTS |  | 4297 | 1 | Overdraft Trinity Aquifer - existing wells | 308 | BUENA VISTA - BETHEL SUD | C | WUG | MUNICIPAL | 4040 | UTILITY |  | N | 2010 | 2010 | 0 | 0 | 0 | 0 | 0 | 0 | 0 | 0 | 308 | BUENA VISTA - BETHEL SUD | C | WUG | MUNICIPAL | 4040 | UTILITY | C | 70 | ELLIS | 366 | 0 | 0 | 0 | 0 | 0 | N
300 | OVERDRAFT TRINITY AQUIFER - EXISTING WELLS | Overdraft Trinity Aquifer - existing wells | C | 5 | EXISTING SOURCE OR EXPANDED USE OF AN EXISTING SOURCE (SURFACE WATER OR GROUNDWATER) | 6 | GROUNDWATER | 1 | NO INFRASTRUCTURE |  | 2402 | 1040 | TRINITY AQUIFER | C | 70 | ELLIS | 8 | TRINITY | 1 | GROUNDWATER | 1 | NO WATER QUALITY IMPROVEMENTS |  | 4227 | 1 | Overdraft Trinity Aquifer - existing wells | 2090 | MOUNTAIN PEAK SUD | C | WUG | MUNICIPAL | 4269 | UTILITY |  | N | 2010 | 2010 | 19350 | 0 | 0 | 0 | 0 | 0 | 0 | 0 | 2090 | MOUNTAIN PEAK SUD | C | WUG | MUNICIPAL | 4269 | UTILITY | C | 70 | ELLIS | 301 | 0 | 0 | 0 | 0 | 0 | N
300 | OVERDRAFT TRINITY AQUIFER - EXISTING WELLS | Overdraft Trinity Aquifer - existing wells | C | 5 | EXISTING SOURCE OR EXPANDED USE OF AN EXISTING SOURCE (SURFACE WATER OR GROUNDWATER) | 6 | GROUNDWATER | 1 | NO INFRASTRUCTURE |  | 2402 | 1040 | TRINITY AQUIFER | C | 70 | ELLIS | 8 | TRINITY | 1 | GROUNDWATER | 1 | NO WATER QUALITY IMPROVEMENTS |  | 4358 | 1 | Overdraft Trinity Aquifer - existing wells | 2334 | SARDIS-LONE ELM WSC | C | WUG | MUNICIPAL | 4330 | UTILITY |  | N | 2010 | 2010 | 174338 | 0 | 0 | 0 | 0 | 0 | 0 | 0 | 2334 | SARDIS-LONE ELM WSC | C | WUG | MUNICIPAL | 4330 | UTILITY | C | 70 | ELLIS | 1258 | 0 | 0 | 0 | 0 | 0 | N
299 | OVERDRAFT TRINITY AQUIFER - NEW WELLS | Overdraft Trinity Aquifer - new wells | C | 5 | EXISTING SOURCE OR EXPANDED USE OF AN EXISTING SOURCE (SURFACE WATER OR GROUNDWATER) | 6 | GROUNDWATER | 6 | OTHER INFRASTRUCTURE |  | 931 | 1012 | TRINITY AQUIFER | C | 49 | COOKE | 2 | RED | 1 | GROUNDWATER | 1 | NO WATER QUALITY IMPROVEMENTS |  | 5213 | 1 | Overdraft Trinity Aquifer - new wells | 1886 | MINING, COOKE | C | WUG | MINING | 1003 | N/A |  | N | 2010 | 2010 | 37000 | 0 | 0 | 0 | 0 | 0 | 269000 | 30 | 1886 | MINING, COOKE | C | WUG | MINING | 1003 | N/A | C | 49 | COOKE | 75 | 0 | 0 | 0 | 0 | 0 | N
195 | PALO DURO RESERVOIR | Palo Duro Reservoir | A | 6 | NEW SURFACE WATER OR NEW GROUNDWATER SOURCE | 5 | OTHER SURFACE WATER | 1 | NO INFRASTRUCTURE |  | 730 | 21 | PALO DURO LAKE/RESERVOIR | A | 999 | RESERVOIR | 1 | CANADIAN | 0 | SURFACE WATER | 1 | NO WATER QUALITY IMPROVEMENTS |  | 5046 | 1 | Palo Duro Reservoir | 112 | PALO DURO RIVER AUTHORITY | A | WWP | WWP | N/A | N/A |  | N | 2030 | 2030 | 0 | 0 | 11531800 | 11531800 | 1529200 | 1529200 | 114730000 | 20 | 18 | CACTUS | A | BOTH | MUNICIPAL | 762 | CITY | A | 171 | MOORE | 0 | 0 | 1744 | 1744 | 1744 | 1740 | N
195 | PALO DURO RESERVOIR | Palo Duro Reservoir | A | 6 | NEW SURFACE WATER OR NEW GROUNDWATER SOURCE | 5 | OTHER SURFACE WATER | 1 | NO INFRASTRUCTURE |  | 730 | 21 | PALO DURO LAKE/RESERVOIR | A | 999 | RESERVOIR | 1 | CANADIAN | 0 | SURFACE WATER | 1 | NO WATER QUALITY IMPROVEMENTS |  | 5046 | 1 | Palo Duro Reservoir | 112 | PALO DURO RIVER AUTHORITY | A | WWP | WWP | N/A | N/A |  | N | 2030 | 2030 | 0 | 0 | 11531800 | 11531800 | 1529200 | 1529200 | 114730000 | 20 | 43 | DUMAS | A | WUG | MUNICIPAL | 170 | CITY | A | 171 | MOORE | 0 | 0 | 1356 | 1356 | 1356 | 1352 | N
195 | PALO DURO RESERVOIR | Palo Duro Reservoir | A | 6 | NEW SURFACE WATER OR NEW GROUNDWATER SOURCE | 5 | OTHER SURFACE WATER | 1 | NO INFRASTRUCTURE |  | 730 | 21 | PALO DURO LAKE/RESERVOIR | A | 999 | RESERVOIR | 1 | CANADIAN | 0 | SURFACE WATER | 1 | NO WATER QUALITY IMPROVEMENTS |  | 5046 | 1 | Palo Duro Reservoir | 112 | PALO DURO RIVER AUTHORITY | A | WWP | WWP | N/A | N/A |  | N | 2030 | 2030 | 0 | 0 | 11531800 | 11531800 | 1529200 | 1529200 | 114730000 | 20 | 867 | GRUVER | A | WUG | MUNICIPAL | 256 | CITY | A | 98 | HANSFORD | 0 | 0 | 271 | 271 | 271 | 271 | N
195 | PALO DURO RESERVOIR | Palo Duro Reservoir | A | 6 | NEW SURFACE WATER OR NEW GROUNDWATER SOURCE | 5 | OTHER SURFACE WATER | 1 | NO INFRASTRUCTURE |  | 730 | 21 | PALO DURO LAKE/RESERVOIR | A | 999 | RESERVOIR | 1 | CANADIAN | 0 | SURFACE WATER | 1 | NO WATER QUALITY IMPROVEMENTS |  | 5046 | 1 | Palo Duro Reservoir | 112 | PALO DURO RIVER AUTHORITY | A | WWP | WWP | N/A | N/A |  | N | 2030 | 2030 | 0 | 0 | 11531800 | 11531800 | 1529200 | 1529200 | 114730000 | 20 | 112 | PALO DURO RIVER AUTHORITY - FUTURE CUSTOMER/SURPLUS SUPPLY | A | WWP | MUNICIPAL | N/A | N/A | A | 171 | MOORE | 0 | 0 | 117 | 75 | 34 | 0 | N
195 | PALO DURO RESERVOIR | Palo Duro Reservoir | A | 6 | NEW SURFACE WATER OR NEW GROUNDWATER SOURCE | 5 | OTHER SURFACE WATER | 1 | NO INFRASTRUCTURE |  | 730 | 21 | PALO DURO LAKE/RESERVOIR | A | 999 | RESERVOIR | 1 | CANADIAN | 0 | SURFACE WATER | 1 | NO WATER QUALITY IMPROVEMENTS |  | 5046 | 1 | Palo Duro Reservoir | 112 | PALO DURO RIVER AUTHORITY | A | WWP | WWP | N/A | N/A |  | N | 2030 | 2030 | 0 | 0 | 11531800 | 11531800 | 1529200 | 1529200 | 114730000 | 20 | 2389 | SPEARMAN | A | WUG | MUNICIPAL | 573 | CITY | A | 98 | HANSFORD | 0 | 0 | 116 | 116 | 116 | 116 | N
195 | PALO DURO RESERVOIR | Palo Duro Reservoir | A | 6 | NEW SURFACE WATER OR NEW GROUNDWATER SOURCE | 5 | OTHER SURFACE WATER | 1 | NO INFRASTRUCTURE |  | 730 | 21 | PALO DURO LAKE/RESERVOIR | A | 999 | RESERVOIR | 1 | CANADIAN | 0 | SURFACE WATER | 1 | NO WATER QUALITY IMPROVEMENTS |  | 5046 | 1 | Palo Duro Reservoir | 112 | PALO DURO RIVER AUTHORITY | A | WWP | WWP | N/A | N/A |  | N | 2030 | 2030 | 0 | 0 | 11531800 | 11531800 | 1529200 | 1529200 | 114730000 | 20 | 2499 | SUNRAY | A | WUG | MUNICIPAL | 588 | CITY | A | 171 | MOORE | 0 | 0 | 271 | 271 | 271 | 271 | N
693 | PECAN GROVE GRP | Pecan Grove Groundwater Reduction Plan | H | 5 | EXISTING SOURCE OR EXPANDED USE OF AN EXISTING SOURCE (SURFACE WATER OR GROUNDWATER) | 5 | OTHER SURFACE WATER | 1 | NO INFRASTRUCTURE | Note: Supply is recursive with existing supply. | 1892 | 3981 | BRAZOS RIVER AUTHORITY MAIN STEM LAKE/RESERVOIR SYSTEM | G | 999 | RESERVOIR | 12 | BRAZOS | 0 | SURFACE WATER | 1 | NO WATER QUALITY IMPROVEMENTS |  | 2430 | 1 | Pecan Grove Groundwater Reduction Plan | 2186 | PECAN GROVE MUD #1 | H | WUG | MUNICIPAL | 4299 | UTILITY | Capital Costs: Brazos ($3,354,180) San Jacinto - Brazos ($12,605,820) Cost associated with Pecan Grove GRP. Source: existing contract for BRA system water. | Y | 2010 | 2010 | 1861911 | 1861911 | 940857 | 940857 | 940857 | 940857 | 15960000 | 20 | 2186 | PECAN GROVE MUD #1 | H | WUG | MUNICIPAL | 4299 | UTILITY | H | 79 | FORT BEND | 866 | 866 | 1731 | 1731 | 1731 | 1731 | Y
831 | PERMIT AMENDMENT - HOUSTON COUNTY LAKE | Permit amendment - Houston County Lake | I | 6 | NEW SURFACE WATER OR NEW GROUNDWATER SOURCE | 5 | OTHER SURFACE WATER | 1 | NO INFRASTRUCTURE | Strategy is to seek a State water right for the full yield of the project. | 2301 | 643 | HOUSTON COUNTY LAKE/RESERVOIR | I | 999 | RESERVOIR | 8 | TRINITY | 0 | SURFACE WATER | 1 | NO WATER QUALITY IMPROVEMENTS |  | 4314 | 1 | Permit amendment - Houston County Lake | 77 | HOUSTON COUNTY WCID #1 | I | WWP | WWP | N/A | N/A |  | N | 2010 | 2010 | 0 | 0 | 0 | 0 | 0 | 0 | 0 | 0 | 398 | CONSOLIDATED WSC | I | WUG | MUNICIPAL | 4071 | UTILITY | I | 1 | ANDERSON | 0 | 0 | 0 | 0 | 0 | 0 | N
831 | PERMIT AMENDMENT - HOUSTON COUNTY LAKE | Permit amendment - Houston County Lake | I | 6 | NEW SURFACE WATER OR NEW GROUNDWATER SOURCE | 5 | OTHER SURFACE WATER | 1 | NO INFRASTRUCTURE | Strategy is to seek a State water right for the full yield of the project. | 2301 | 643 | HOUSTON COUNTY LAKE/RESERVOIR | I | 999 | RESERVOIR | 8 | TRINITY | 0 | SURFACE WATER | 1 | NO WATER QUALITY IMPROVEMENTS |  | 4314 | 1 | Permit amendment - Houston County Lake | 77 | HOUSTON COUNTY WCID #1 | I | WWP | WWP | N/A | N/A |  | N | 2010 | 2010 | 0 | 0 | 0 | 0 | 0 | 0 | 0 | 0 | 398 | CONSOLIDATED WSC | I | WUG | MUNICIPAL | 4071 | UTILITY | I | 113 | HOUSTON | 1050 | 1050 | 1050 | 1050 | 1050 | 1050 | N
831 | PERMIT AMENDMENT - HOUSTON COUNTY LAKE | Permit amendment - Houston County Lake | I | 6 | NEW SURFACE WATER OR NEW GROUNDWATER SOURCE | 5 | OTHER SURFACE WATER | 1 | NO INFRASTRUCTURE | Strategy is to seek a State water right for the full yield of the project. | 2301 | 643 | HOUSTON COUNTY LAKE/RESERVOIR | I | 999 | RESERVOIR | 8 | TRINITY | 0 | SURFACE WATER | 1 | NO WATER QUALITY IMPROVEMENTS |  | 4314 | 1 | Permit amendment - Houston County Lake | 77 | HOUSTON COUNTY WCID #1 | I | WWP | WWP | N/A | N/A |  | N | 2010 | 2010 | 0 | 0 | 0 | 0 | 0 | 0 | 0 | 0 | 524 | COUNTY-OTHER, HOUSTON | I | WUG | MUNICIPAL | 757 | COUNTY-OTHER | I | 113 | HOUSTON | 10 | 10 | 10 | 10 | 10 | 10 | N
831 | PERMIT AMENDMENT - HOUSTON COUNTY LAKE | Permit amendment - Houston County Lake | I | 6 | NEW SURFACE WATER OR NEW GROUNDWATER SOURCE | 5 | OTHER SURFACE WATER | 1 | NO INFRASTRUCTURE | Strategy is to seek a State water right for the full yield of the project. | 2301 | 643 | HOUSTON COUNTY LAKE/RESERVOIR | I | 999 | RESERVOIR | 8 | TRINITY | 0 | SURFACE WATER | 1 | NO WATER QUALITY IMPROVEMENTS |  | 4314 | 1 | Permit amendment - Houston County Lake | 77 | HOUSTON COUNTY WCID #1 | I | WWP | WWP | N/A | N/A |  | N | 2010 | 2010 | 0 | 0 | 0 | 0 | 0 | 0 | 0 | 0 | 671 | CROCKETT | I | WUG | MUNICIPAL | 140 | CITY | I | 113 | HOUSTON | 194 | 194 | 194 | 194 | 194 | 194 | N
831 | PERMIT AMENDMENT - HOUSTON COUNTY LAKE | Permit amendment - Houston County Lake | I | 6 | NEW SURFACE WATER OR NEW GROUNDWATER SOURCE | 5 | OTHER SURFACE WATER | 1 | NO INFRASTRUCTURE | Strategy is to seek a State water right for the full yield of the project. | 2301 | 643 | HOUSTON COUNTY LAKE/RESERVOIR | I | 999 | RESERVOIR | 8 | TRINITY | 0 | SURFACE WATER | 1 | NO WATER QUALITY IMPROVEMENTS |  | 4314 | 1 | Permit amendment - Houston County Lake | 77 | HOUSTON COUNTY WCID #1 | I | WWP | WWP | N/A | N/A |  | N | 2010 | 2010 | 0 | 0 | 0 | 0 | 0 | 0 | 0 | 0 | 858 | GRAPELAND | I | WUG | MUNICIPAL | 248 | CITY | I | 113 | HOUSTON | 40 | 40 | 40 | 40 | 40 | 40 | N
831 | PERMIT AMENDMENT - HOUSTON COUNTY LAKE | Permit amendment - Houston County Lake | I | 6 | NEW SURFACE WATER OR NEW GROUNDWATER SOURCE | 5 | OTHER SURFACE WATER | 1 | NO INFRASTRUCTURE | Strategy is to seek a State water right for the full yield of the project. | 2301 | 643 | HOUSTON COUNTY LAKE/RESERVOIR | I | 999 | RESERVOIR | 8 | TRINITY | 0 | SURFACE WATER | 1 | NO WATER QUALITY IMPROVEMENTS |  | 4314 | 1 | Permit amendment - Houston County Lake | 77 | HOUSTON COUNTY WCID #1 | I | WWP | WWP | N/A | N/A |  | N | 2010 | 2010 | 0 | 0 | 0 | 0 | 0 | 0 | 0 | 0 | 77 | HOUSTON COUNTY WCID #1 - FUTURE CUSTOMER/SURPLUS SUPPLY | I | WWP | MUNICIPAL | N/A | N/A | I | 113 | HOUSTON | 2150 | 2150 | 2150 | 2150 | 2150 | 2150 | N
831 | PERMIT AMENDMENT - HOUSTON COUNTY LAKE | Permit amendment - Houston County Lake | I | 6 | NEW SURFACE WATER OR NEW GROUNDWATER SOURCE | 5 | OTHER SURFACE WATER | 1 | NO INFRASTRUCTURE | Strategy is to seek a State water right for the full yield of the project. | 2301 | 643 | HOUSTON COUNTY LAKE/RESERVOIR | I | 999 | RESERVOIR | 8 | TRINITY | 0 | SURFACE WATER | 1 | NO WATER QUALITY IMPROVEMENTS |  | 4314 | 1 | Permit amendment - Houston County Lake | 77 | HOUSTON COUNTY WCID #1 | I | WWP | WWP | N/A | N/A |  | N | 2010 | 2010 | 0 | 0 | 0 | 0 | 0 | 0 | 0 | 0 | 1603 | LOVELADY | I | WUG | MUNICIPAL | 904 | CITY | I | 113 | HOUSTON | 26 | 26 | 26 | 26 | 26 | 26 | N
831 | PERMIT AMENDMENT - HOUSTON COUNTY LAKE | Permit amendment - Houston County Lake | I | 6 | NEW SURFACE WATER OR NEW GROUNDWATER SOURCE | 5 | OTHER SURFACE WATER | 1 | NO INFRASTRUCTURE | Strategy is to seek a State water right for the full yield of the project. | 2301 | 643 | HOUSTON COUNTY LAKE/RESERVOIR | I | 999 | RESERVOIR | 8 | TRINITY | 0 | SURFACE WATER | 1 | NO WATER QUALITY IMPROVEMENTS |  | 4314 | 1 | Permit amendment - Houston County Lake | 77 | HOUSTON COUNTY WCID #1 | I | WWP | WWP | N/A | N/A |  | N | 2010 | 2010 | 0 | 0 | 0 | 0 | 0 | 0 | 0 | 0 | 1698 | MANUFACTURING, HOUSTON | I | WUG | MANUFACTURING | 1001 | N/A | I | 113 | HOUSTON | 30 | 30 | 30 | 30 | 30 | 30 | N
827 | PERMIT AMMENDMENT FOR SAM RAYBURN | Permit amendment for Sam Rayburn Reservoir | I | 6 | NEW SURFACE WATER OR NEW GROUNDWATER SOURCE | 5 | OTHER SURFACE WATER | 1 | NO INFRASTRUCTURE |  | 2296 | 629 | SAM RAYBURN-STEINHAGEN LAKE/RESERVOIR SYSTEM | I | 999 | RESERVOIR | 6 | NECHES | 0 | SURFACE WATER | 1 | NO WATER QUALITY IMPROVEMENTS |  | 2354 | 1 | Permit amendment for Sam Rayburn Reservoir | 88 | LOWER NECHES VALLEY AUTHORITY | I | WWP | WWP | N/A | N/A |  | N | 2020 | 2020 | 0 | 4312000 | 4312000 | 4312000 | 4312000 | 4312000 | 0 | 0 | 88 | LOWER NECHES VALLEY AUTHORITY - FUTURE CUSTOMER/SURPLUS SUPPLY | I | WWP | MUNICIPAL | N/A | N/A | I | 123 | JEFFERSON | 0 | 28000 | 28000 | 28000 | 28000 | 28000 | N
649 | PHASE I LAKE WHITNEY WATER SUPPLY PROJECT | Phase I Lake Whitney water supply project | G | 5 | EXISTING SOURCE OR EXPANDED USE OF AN EXISTING SOURCE (SURFACE WATER OR GROUNDWATER) | 5 | OTHER SURFACE WATER | 2 | PIPELINE | THIS PROJECT WAS ADDED AS PART OF AN AMENDMENT TO THE DATABASE. | 1768 | 3981 | BRAZOS RIVER AUTHORITY MAIN STEM LAKE/RESERVOIR SYSTEM | G | 999 | RESERVOIR | 12 | BRAZOS | 0 | SURFACE WATER | 1 | NO WATER QUALITY IMPROVEMENTS | THIS PROJECT WAS ADDED AS PART OF AN AMENDMENT TO THE DATABASE. | 2013 | 1 | Lake Whitney water supply project | 369 | CLEBURNE | G | WUG | MUNICIPAL | 115 | CITY |  | N | 2010 | 2010 | 6068000 | 6068000 | 2454000 | 2454000 | 2454000 | 2454000 | 41453000 | 20 | 369 | CLEBURNE | G | WUG | MUNICIPAL | 115 | CITY | G | 126 | JOHNSON | 2128 | 2128 | 2128 | 2128 | 2128 | 2128 | N
89 | POST RESERVOIR- DELIVERED TO LAH PIPELINE | Post Reservoir - Delivered to Lake Alan Henry Pipeline | O | 6 | NEW SURFACE WATER OR NEW GROUNDWATER SOURCE | 4 | NEW MAJOR RESERVOIR | 6 | OTHER INFRASTRUCTURE | WMS not used | 1681 | 4230 | POST LAKE/RESERVOIR | O | 999 | RESERVOIR | 12 | BRAZOS | 0 | SURFACE WATER | 1 | NO WATER QUALITY IMPROVEMENTS |  | 2259 | 1 | Post Reservoir - Delivered to Lake Alan Henry Pipeline | 90 | LUBBOCK | O | BOTH | MUNICIPAL | 370 | CITY |  | N | 2030 | 2030 | 0 | 0 | 15786000 | 15786000 | 15786000 | 15786000 | 110307000 | 30 | 90 | LUBBOCK | O | BOTH | MUNICIPAL | 370 | CITY | O | 152 | LUBBOCK | 0 | 0 | 25720 | 25720 | 25720 | 25720 | N
50 | POTABLE REUSE | Potable reuse | M | 8 | REUSE | 7 | REUSE | 5 | PIPELINE, WATER TREATMENT PLANT, AND OTHER |  | 2491 | 4207 | DIRECT REUSE | M | 31 | CAMERON | 22 | NUECES-RIO GRANDE | 2 | REUSE | 1 | NO WATER QUALITY IMPROVEMENTS |  | 4787 | 1 | Potable reuse | 2590 | WESLACO | M | WUG | MUNICIPAL | 638 | CITY |  | N | 2010 | 2010 | 168504 | 168504 | 168504 | 168504 | 195585 | 231693 | 7519849.98 | 20 | 2590 | WESLACO | M | WUG | MUNICIPAL | 638 | CITY | M | 108 | HIDALGO | 1120 | 1120 | 1120 | 1120 | 1150 | 1290 | N
814 | POTTER COUNTY WELL FIELD | Potter County well field | A | 5 | EXISTING SOURCE OR EXPANDED USE OF AN EXISTING SOURCE (SURFACE WATER OR GROUNDWATER) | 6 | GROUNDWATER | 2 | PIPELINE | Potter County Well Field includes transmission to city delivery points. | 2208 | 946 | OGALLALA AQUIFER | A | 188 | POTTER | 1 | CANADIAN | 1 | GROUNDWATER | 1 | NO WATER QUALITY IMPROVEMENTS | Potter County well field is under construction. The online date will be 2011. | 5042 | 1 | Potter County well field | 2 | AMARILLO | A | BOTH | MUNICIPAL | 14 | CITY | Includes pipeline from well field and 36" pipe around Amarillo to delivery points | N | 2020 | 2020 | 0 | 14375500 | 14375500 | 3171300 | 3171300 | 3171300 | 128511300 | 20 | 2 | AMARILLO | A | BOTH | MUNICIPAL | 14 | CITY | A | 188 | POTTER | 0 | 5000 | 5000 | 5000 | 5000 | 5000 | N
814 | POTTER COUNTY WELL FIELD | Potter County well field | A | 5 | EXISTING SOURCE OR EXPANDED USE OF AN EXISTING SOURCE (SURFACE WATER OR GROUNDWATER) | 6 | GROUNDWATER | 2 | PIPELINE | Potter County Well Field includes transmission to city delivery points. | 2208 | 946 | OGALLALA AQUIFER | A | 188 | POTTER | 1 | CANADIAN | 1 | GROUNDWATER | 1 | NO WATER QUALITY IMPROVEMENTS | Potter County well field is under construction. The online date will be 2011. | 5042 | 1 | Potter County well field | 2 | AMARILLO | A | BOTH | MUNICIPAL | 14 | CITY | Includes pipeline from well field and 36" pipe around Amarillo to delivery points | N | 2020 | 2020 | 0 | 14375500 | 14375500 | 3171300 | 3171300 | 3171300 | 128511300 | 20 | 2 | AMARILLO | A | BOTH | MUNICIPAL | 14 | CITY | A | 191 | RANDALL | 0 | 3667 | 3737 | 3741 | 2854 | 1771 | N
814 | POTTER COUNTY WELL FIELD | Potter County well field | A | 5 | EXISTING SOURCE OR EXPANDED USE OF AN EXISTING SOURCE (SURFACE WATER OR GROUNDWATER) | 6 | GROUNDWATER | 2 | PIPELINE | Potter County Well Field includes transmission to city delivery points. | 2208 | 946 | OGALLALA AQUIFER | A | 188 | POTTER | 1 | CANADIAN | 1 | GROUNDWATER | 1 | NO WATER QUALITY IMPROVEMENTS | Potter County well field is under construction. The online date will be 2011. | 5042 | 1 | Potter County well field | 2 | AMARILLO | A | BOTH | MUNICIPAL | 14 | CITY | Includes pipeline from well field and 36" pipe around Amarillo to delivery points | N | 2030 | 2030 | 0 | 14375500 | 14375500 | 3171300 | 3171300 | 3171300 | 128511300 | 20 | 329 | CANYON | A | WUG | MUNICIPAL | 96 | CITY | A | 191 | RANDALL | 0 | 0 | 83 | 171 | 247 | 305 | N
814 | POTTER COUNTY WELL FIELD | Potter County well field | A | 5 | EXISTING SOURCE OR EXPANDED USE OF AN EXISTING SOURCE (SURFACE WATER OR GROUNDWATER) | 6 | GROUNDWATER | 2 | PIPELINE | Potter County Well Field includes transmission to city delivery points. | 2208 | 946 | OGALLALA AQUIFER | A | 188 | POTTER | 1 | CANADIAN | 1 | GROUNDWATER | 1 | NO WATER QUALITY IMPROVEMENTS | Potter County well field is under construction. The online date will be 2011. | 5042 | 1 | Potter County well field | 2 | AMARILLO | A | BOTH | MUNICIPAL | 14 | CITY | Includes pipeline from well field and 36" pipe around Amarillo to delivery points | N | 2030 | 2030 | 0 | 14375500 | 14375500 | 3171300 | 3171300 | 3171300 | 128511300 | 20 | 602 | COUNTY-OTHER, RANDALL | A | WUG | MUNICIPAL | 757 | COUNTY-OTHER | A | 191 | RANDALL | 0 | 0 | 3 | 4 | 7 | 9 | N
814 | POTTER COUNTY WELL FIELD | Potter County well field | A | 5 | EXISTING SOURCE OR EXPANDED USE OF AN EXISTING SOURCE (SURFACE WATER OR GROUNDWATER) | 6 | GROUNDWATER | 2 | PIPELINE | Potter County Well Field includes transmission to city delivery points. | 2208 | 946 | OGALLALA AQUIFER | A | 188 | POTTER | 1 | CANADIAN | 1 | GROUNDWATER | 1 | NO WATER QUALITY IMPROVEMENTS | Potter County well field is under construction. The online date will be 2011. | 5042 | 1 | Potter County well field | 2 | AMARILLO | A | BOTH | MUNICIPAL | 14 | CITY | Includes pipeline from well field and 36" pipe around Amarillo to delivery points | N | 2030 | 2030 | 0 | 14375500 | 14375500 | 3171300 | 3171300 | 3171300 | 128511300 | 20 | 1752 | MANUFACTURING, POTTER | A | WUG | MANUFACTURING | 1001 | N/A | A | 188 | POTTER | 0 | 0 | 644 | 1415 | 2159 | 2863 | N
814 | POTTER COUNTY WELL FIELD | Potter County well field | A | 5 | EXISTING SOURCE OR EXPANDED USE OF AN EXISTING SOURCE (SURFACE WATER OR GROUNDWATER) | 6 | GROUNDWATER | 2 | PIPELINE | Potter County Well Field includes transmission to city delivery points. | 2208 | 946 | OGALLALA AQUIFER | A | 188 | POTTER | 1 | CANADIAN | 1 | GROUNDWATER | 1 | NO WATER QUALITY IMPROVEMENTS | Potter County well field is under construction. The online date will be 2011. | 5042 | 1 | Potter County well field | 2 | AMARILLO | A | BOTH | MUNICIPAL | 14 | CITY | Includes pipeline from well field and 36" pipe around Amarillo to delivery points | N | 2030 | 2030 | 0 | 14375500 | 14375500 | 3171300 | 3171300 | 3171300 | 128511300 | 20 | 1754 | MANUFACTURING, RANDALL | A | WUG | MANUFACTURING | 1001 | N/A | A | 191 | RANDALL | 0 | 0 | 25 | 51 | 74 | 83 | N
814 | POTTER COUNTY WELL FIELD | Potter County well field | A | 5 | EXISTING SOURCE OR EXPANDED USE OF AN EXISTING SOURCE (SURFACE WATER OR GROUNDWATER) | 6 | GROUNDWATER | 2 | PIPELINE | Potter County Well Field includes transmission to city delivery points. | 2311 | 975 | OGALLALA AQUIFER | A | 188 | POTTER | 2 | RED | 1 | GROUNDWATER | 1 | NO WATER QUALITY IMPROVEMENTS |  | 5042 | 1 | Potter County well field | 2 | AMARILLO | A | BOTH | MUNICIPAL | 14 | CITY |  | N | 2010 | 2020 | 0 | 0 | 0 | 0 | 0 | 0 | 0 | 0 | 2 | AMARILLO | A | BOTH | MUNICIPAL | 14 | CITY | A | 188 | POTTER | 0 | 800 | 800 | 800 | 800 | 800 | N
815 | PRECIPITATION ENHANCEMENT | Precipitation enhancement | A | 9 | WEATHER MODIFICATION | 11 | OTHER - WEATHER MODIFICATION | 1 | NO INFRASTRUCTURE | Alternative Strategy for most counties, Recommended strategy for Armstrong, Carson, Donley, Gray, Hutchinson, Potter, Roberts, and Wheeler. | 2203 | 4412 | WEATHER MODIFICATION | A | 6 | ARMSTRONG | 2 | RED | 6 | WEATHER MODIFICATION | 1 | NO WATER QUALITY IMPROVEMENTS |  | 5223 | 1 | Precipitation enhancement | 984 | IRRIGATION, ARMSTRONG | A | WUG | IRRIGATION | 1004 | N/A |  | N | 2020 | 2020 | 0 | 4718 | 4718 | 4718 | 4718 | 4718 | 0 | 0 | 984 | IRRIGATION, ARMSTRONG | A | WUG | IRRIGATION | 1004 | N/A | A | 6 | ARMSTRONG | 0 | 785 | 785 | 785 | 785 | 785 | N
815 | PRECIPITATION ENHANCEMENT | Precipitation enhancement | A | 9 | WEATHER MODIFICATION | 11 | OTHER - WEATHER MODIFICATION | 1 | NO INFRASTRUCTURE | Alternative Strategy for most counties, Recommended strategy for Armstrong, Carson, Donley, Gray, Hutchinson, Potter, Roberts, and Wheeler. | 2224 | 4413 | WEATHER MODIFICATION | A | 33 | CARSON | 1 | CANADIAN | 6 | WEATHER MODIFICATION | 1 | NO WATER QUALITY IMPROVEMENTS |  | 5051 | 1 | Precipitation enhancement | 1010 | IRRIGATION, CARSON | A | WUG | IRRIGATION | 1004 | N/A |  | N | 2020 | 2020 | 0 | 8843 | 8843 | 8843 | 8843 | 8843 | 0 | 0 | 1010 | IRRIGATION, CARSON | A | WUG | IRRIGATION | 1004 | N/A | A | 33 | CARSON | 0 | 1471 | 1471 | 1471 | 1471 | 1471 | N
815 | PRECIPITATION ENHANCEMENT | Precipitation enhancement | A | 9 | WEATHER MODIFICATION | 11 | OTHER - WEATHER MODIFICATION | 1 | NO INFRASTRUCTURE | Alternative Strategy for most counties, Recommended strategy for Armstrong, Carson, Donley, Gray, Hutchinson, Potter, Roberts, and Wheeler. | 2219 | 4414 | WEATHER MODIFICATION | A | 33 | CARSON | 2 | RED | 6 | WEATHER MODIFICATION | 1 | NO WATER QUALITY IMPROVEMENTS |  | 5224 | 1 | Precipitation enhancement | 1010 | IRRIGATION, CARSON | A | WUG | IRRIGATION | 1004 | N/A |  | N | 2020 | 2020 | 0 | 28546 | 28546 | 28546 | 28546 | 28546 | 0 | 0 | 1010 | IRRIGATION, CARSON | A | WUG | IRRIGATION | 1004 | N/A | A | 33 | CARSON | 0 | 4750 | 4750 | 4750 | 4750 | 4750 | N
815 | PRECIPITATION ENHANCEMENT | Precipitation enhancement | A | 9 | WEATHER MODIFICATION | 11 | OTHER - WEATHER MODIFICATION | 1 | NO INFRASTRUCTURE | Alternative Strategy for most counties, Recommended strategy for Armstrong, Carson, Donley, Gray, Hutchinson, Potter, Roberts, and Wheeler. | 2230 | 4418 | WEATHER MODIFICATION | A | 65 | DONLEY | 2 | RED | 6 | WEATHER MODIFICATION | 1 | NO WATER QUALITY IMPROVEMENTS |  | 5225 | 1 | Precipitation enhancement | 1041 | IRRIGATION, DONLEY | A | WUG | IRRIGATION | 1004 | N/A |  | N | 2020 | 2020 | 0 | 7084 | 7084 | 7084 | 7084 | 7084 | 0 | 0 | 1041 | IRRIGATION, DONLEY | A | WUG | IRRIGATION | 1004 | N/A | A | 65 | DONLEY | 0 | 1179 | 1179 | 1179 | 1179 | 1179 | N
815 | PRECIPITATION ENHANCEMENT | Precipitation enhancement | A | 9 | WEATHER MODIFICATION | 11 | OTHER - WEATHER MODIFICATION | 1 | NO INFRASTRUCTURE | Alternative Strategy for most counties, Recommended strategy for Armstrong, Carson, Donley, Gray, Hutchinson, Potter, Roberts, and Wheeler. | 2232 | 4419 | WEATHER MODIFICATION | A | 90 | GRAY | 1 | CANADIAN | 6 | WEATHER MODIFICATION | 1 | NO WATER QUALITY IMPROVEMENTS |  | 5052 | 1 | Precipitation enhancement | 1065 | IRRIGATION, GRAY | A | WUG | IRRIGATION | 1004 | N/A |  | N | 2020 | 2020 | 0 | 2814 | 2814 | 2814 | 2814 | 2814 | 0 | 0 | 1065 | IRRIGATION, GRAY | A | WUG | IRRIGATION | 1004 | N/A | A | 90 | GRAY | 0 | 468 | 468 | 468 | 468 | 468 | N
815 | PRECIPITATION ENHANCEMENT | Precipitation enhancement | A | 9 | WEATHER MODIFICATION | 11 | OTHER - WEATHER MODIFICATION | 1 | NO INFRASTRUCTURE | Alternative Strategy for most counties, Recommended strategy for Armstrong, Carson, Donley, Gray, Hutchinson, Potter, Roberts, and Wheeler. | 2226 | 4420 | WEATHER MODIFICATION | A | 90 | GRAY | 2 | RED | 6 | WEATHER MODIFICATION | 1 | NO WATER QUALITY IMPROVEMENTS |  | 5226 | 1 | Precipitation enhancement | 1065 | IRRIGATION, GRAY | A | WUG | IRRIGATION | 1004 | N/A |  | N | 2020 | 2020 | 0 | 8523 | 8523 | 8523 | 8523 | 8523 | 0 | 0 | 1065 | IRRIGATION, GRAY | A | WUG | IRRIGATION | 1004 | N/A | A | 90 | GRAY | 0 | 1418 | 1418 | 1418 | 1418 | 1418 | N
815 | PRECIPITATION ENHANCEMENT | Precipitation enhancement | A | 9 | WEATHER MODIFICATION | 11 | OTHER - WEATHER MODIFICATION | 1 | NO INFRASTRUCTURE | Alternative Strategy for most counties, Recommended strategy for Armstrong, Carson, Donley, Gray, Hutchinson, Potter, Roberts, and Wheeler. | 2231 | 4426 | WEATHER MODIFICATION | A | 117 | HUTCHINSON | 1 | CANADIAN | 6 | WEATHER MODIFICATION | 1 | NO WATER QUALITY IMPROVEMENTS |  | 5053 | 1 | Precipitation enhancement | 1091 | IRRIGATION, HUTCHINSON | A | WUG | IRRIGATION | 1004 | N/A |  | N | 2020 | 2020 | 0 | 17821 | 17821 | 17821 | 17821 | 17821 | 0 | 0 | 1091 | IRRIGATION, HUTCHINSON | A | WUG | IRRIGATION | 1004 | N/A | A | 117 | HUTCHINSON | 0 | 2965 | 2965 | 2965 | 2965 | 2965 | N
815 | PRECIPITATION ENHANCEMENT | Precipitation enhancement | A | 9 | WEATHER MODIFICATION | 11 | OTHER - WEATHER MODIFICATION | 1 | NO INFRASTRUCTURE | Alternative Strategy for most counties, Recommended strategy for Armstrong, Carson, Donley, Gray, Hutchinson, Potter, Roberts, and Wheeler. | 2245 | 4432 | WEATHER MODIFICATION | A | 188 | POTTER | 1 | CANADIAN | 6 | WEATHER MODIFICATION | 1 | NO WATER QUALITY IMPROVEMENTS |  | 5054 | 1 | Precipitation enhancement | 1155 | IRRIGATION, POTTER | A | WUG | IRRIGATION | 1004 | N/A |  | N | 2020 | 2020 | 0 | 1035 | 1035 | 1035 | 1035 | 1035 | 0 | 0 | 1155 | IRRIGATION, POTTER | A | WUG | IRRIGATION | 1004 | N/A | A | 188 | POTTER | 0 | 172 | 172 | 172 | 172 | 172 | N
815 | PRECIPITATION ENHANCEMENT | Precipitation enhancement | A | 9 | WEATHER MODIFICATION | 11 | OTHER - WEATHER MODIFICATION | 1 | NO INFRASTRUCTURE | Alternative Strategy for most counties, Recommended strategy for Armstrong, Carson, Donley, Gray, Hutchinson, Potter, Roberts, and Wheeler. | 2222 | 4433 | WEATHER MODIFICATION | A | 188 | POTTER | 2 | RED | 6 | WEATHER MODIFICATION | 1 | NO WATER QUALITY IMPROVEMENTS |  | 5227 | 1 | Precipitation enhancement | 1155 | IRRIGATION, POTTER | A | WUG | IRRIGATION | 1004 | N/A |  | N | 2020 | 2020 | 0 | 1138 | 1138 | 1138 | 1138 | 1138 | 0 | 0 | 1155 | IRRIGATION, POTTER | A | WUG | IRRIGATION | 1004 | N/A | A | 188 | POTTER | 0 | 189 | 189 | 189 | 189 | 189 | N
815 | PRECIPITATION ENHANCEMENT | Precipitation enhancement | A | 9 | WEATHER MODIFICATION | 11 | OTHER - WEATHER MODIFICATION | 1 | NO INFRASTRUCTURE | Alternative Strategy for most counties, Recommended strategy for Armstrong, Carson, Donley, Gray, Hutchinson, Potter, Roberts, and Wheeler. | 2223 | 4436 | WEATHER MODIFICATION | A | 197 | ROBERTS | 1 | CANADIAN | 6 | WEATHER MODIFICATION | 1 | NO WATER QUALITY IMPROVEMENTS |  | 5055 | 1 | Precipitation enhancement | 1163 | IRRIGATION, ROBERTS | A | WUG | IRRIGATION | 1004 | N/A |  | N | 2020 | 2020 | 0 | 6836 | 6836 | 6836 | 6836 | 6836 | 0 | 0 | 1163 | IRRIGATION, ROBERTS | A | WUG | IRRIGATION | 1004 | N/A | A | 197 | ROBERTS | 0 | 1138 | 1138 | 1138 | 1138 | 1138 | N
815 | PRECIPITATION ENHANCEMENT | Precipitation enhancement | A | 9 | WEATHER MODIFICATION | 11 | OTHER - WEATHER MODIFICATION | 1 | NO INFRASTRUCTURE | Alternative Strategy for most counties, Recommended strategy for Armstrong, Carson, Donley, Gray, Hutchinson, Potter, Roberts, and Wheeler. | 2238 | 4437 | WEATHER MODIFICATION | A | 197 | ROBERTS | 2 | RED | 6 | WEATHER MODIFICATION | 1 | NO WATER QUALITY IMPROVEMENTS |  | 5228 | 1 | Precipitation enhancement | 1163 | IRRIGATION, ROBERTS | A | WUG | IRRIGATION | 1004 | N/A |  | N | 2020 | 2020 | 0 | 336 | 336 | 336 | 336 | 336 | 0 | 0 | 1163 | IRRIGATION, ROBERTS | A | WUG | IRRIGATION | 1004 | N/A | A | 197 | ROBERTS | 0 | 56 | 56 | 56 | 56 | 56 | N
815 | PRECIPITATION ENHANCEMENT | Precipitation enhancement | A | 9 | WEATHER MODIFICATION | 11 | OTHER - WEATHER MODIFICATION | 1 | NO INFRASTRUCTURE | Alternative Strategy for most counties, Recommended strategy for Armstrong, Carson, Donley, Gray, Hutchinson, Potter, Roberts, and Wheeler. | 2241 | 4439 | WEATHER MODIFICATION | A | 242 | WHEELER | 2 | RED | 6 | WEATHER MODIFICATION | 1 | NO WATER QUALITY IMPROVEMENTS |  | 5229 | 1 | Precipitation enhancement | 1206 | IRRIGATION, WHEELER | A | WUG | IRRIGATION | 1004 | N/A |  | N | 2020 | 2020 | 0 | 3694 | 3694 | 3694 | 3694 | 3694 | 0 | 0 | 1206 | IRRIGATION, WHEELER | A | WUG | IRRIGATION | 1004 | N/A | A | 242 | WHEELER | 0 | 615 | 615 | 615 | 615 | 615 | N
907 | PROPOSED ELEVATED STORAGE TANK AND INFRASTRUCTURE IMPROVEMENTS FOR CITY OF ELSA | Proposed elevated storage tank and infrastructure improvements for City of Elsa | M | 6 | NEW SURFACE WATER OR NEW GROUNDWATER SOURCE | 5 | OTHER SURFACE WATER | 1 | NO INFRASTRUCTURE | Region M forgot to enter an annual cost for the Elsa storage tank WMS M13. This was corrected in DB12 12-22-10 adding $10,705 annual cost for each decade in the planning period. Plan Errata Sheet will document this correction also. | 2481 | 831 | AMISTAD-FALCON LAKE/RESERVOIR SYSTEM | M | 999 | RESERVOIR | 23 | RIO GRANDE | 0 | SURFACE WATER | 1 | NO WATER QUALITY IMPROVEMENTS |  | 6057 | 1 | Proposed elevated storage tank and infrastructure improvements for City of Elsa | 761 | ELSA | M | WUG | MUNICIPAL | 190 | CITY |  | Y | 2010 | 2010 | 10705 | 10705 | 10705 | 10705 | 10705 | 10705 | 8325386 | 20 | 761 | ELSA | M | WUG | MUNICIPAL | 190 | CITY | M | 108 | HIDALGO | 105 | 105 | 105 | 105 | 105 | 105 | N
813 | PURCHASE FROM NBU/REDISTRIBUTION OF SUPPLIES | Purchase from New Braunfels Utilities/redistribution of supplies | L | 5 | EXISTING SOURCE OR EXPANDED USE OF AN EXISTING SOURCE (SURFACE WATER OR GROUNDWATER) | 5 | OTHER SURFACE WATER | 1 | NO INFRASTRUCTURE |  | 2185 | 756 | CANYON LAKE/RESERVOIR | L | 999 | RESERVOIR | 18 | GUADALUPE | 0 | SURFACE WATER | 1 | NO WATER QUALITY IMPROVEMENTS |  | 6085 | 1 | Purchase from New Braunfels Utilities/redistribution of supplies | 457 | COUNTY-OTHER, COMAL | L | WUG | MUNICIPAL | 757 | COUNTY-OTHER |  | N | 2010 | 2010 | 708345 | 0 | 0 | 0 | 0 | 0 | 0 | 0 | 457 | COUNTY-OTHER, COMAL | L | WUG | MUNICIPAL | 757 | COUNTY-OTHER | L | 46 | COMAL | 891 | 0 | 0 | 0 | 0 | 0 | N
813 | PURCHASE FROM NBU/REDISTRIBUTION OF SUPPLIES | Purchase from New Braunfels Utilities/redistribution of supplies | L | 5 | EXISTING SOURCE OR EXPANDED USE OF AN EXISTING SOURCE (SURFACE WATER OR GROUNDWATER) | 5 | OTHER SURFACE WATER | 1 | NO INFRASTRUCTURE |  | 2185 | 756 | CANYON LAKE/RESERVOIR | L | 999 | RESERVOIR | 18 | GUADALUPE | 0 | SURFACE WATER | 1 | NO WATER QUALITY IMPROVEMENTS |  | 6085 | 1 | Purchase from New Braunfels Utilities/redistribution of supplies | 861 | GREEN VALLEY SUD | L | WUG | MUNICIPAL | 4144 | UTILITY |  | Y | 2010 | 2060 | 438840 | 438840 | 438840 | 438840 | 438840 | 438840 | 0 | 0 | 861 | GREEN VALLEY SUD | L | WUG | MUNICIPAL | 4144 | UTILITY | L | 15 | BEXAR | 0 | 0 | 0 | 0 | 0 | 8 | N
813 | PURCHASE FROM NBU/REDISTRIBUTION OF SUPPLIES | Purchase from New Braunfels Utilities/redistribution of supplies | L | 5 | EXISTING SOURCE OR EXPANDED USE OF AN EXISTING SOURCE (SURFACE WATER OR GROUNDWATER) | 5 | OTHER SURFACE WATER | 1 | NO INFRASTRUCTURE |  | 2185 | 756 | CANYON LAKE/RESERVOIR | L | 999 | RESERVOIR | 18 | GUADALUPE | 0 | SURFACE WATER | 1 | NO WATER QUALITY IMPROVEMENTS |  | 6085 | 1 | Purchase from New Braunfels Utilities/redistribution of supplies | 861 | GREEN VALLEY SUD | L | WUG | MUNICIPAL | 4144 | UTILITY |  | Y | 2010 | 2060 | 438840 | 438840 | 438840 | 438840 | 438840 | 438840 | 0 | 0 | 861 | GREEN VALLEY SUD | L | WUG | MUNICIPAL | 4144 | UTILITY | L | 46 | COMAL | 0 | 0 | 0 | 0 | 0 | 105 | N
813 | PURCHASE FROM NBU/REDISTRIBUTION OF SUPPLIES | Purchase from New Braunfels Utilities/redistribution of supplies | L | 5 | EXISTING SOURCE OR EXPANDED USE OF AN EXISTING SOURCE (SURFACE WATER OR GROUNDWATER) | 5 | OTHER SURFACE WATER | 1 | NO INFRASTRUCTURE |  | 2185 | 756 | CANYON LAKE/RESERVOIR | L | 999 | RESERVOIR | 18 | GUADALUPE | 0 | SURFACE WATER | 1 | NO WATER QUALITY IMPROVEMENTS |  | 6085 | 1 | Purchase from New Braunfels Utilities/redistribution of supplies | 861 | GREEN VALLEY SUD | L | WUG | MUNICIPAL | 4144 | UTILITY |  | Y | 2010 | 2010 | 438840 | 438840 | 438840 | 438840 | 438840 | 438840 | 0 | 0 | 861 | GREEN VALLEY SUD | L | WUG | MUNICIPAL | 4144 | UTILITY | L | 94 | GUADALUPE | 552 | 552 | 552 | 552 | 552 | 439 | N
427 | PURCHASE FROM WATER PROVIDER (1) | Purchase from water provider (1) | C | 5 | EXISTING SOURCE OR EXPANDED USE OF AN EXISTING SOURCE (SURFACE WATER OR GROUNDWATER) | 5 | OTHER SURFACE WATER | 1 | NO INFRASTRUCTURE |  | 844 | 252 | FORK LAKE/RESERVOIR | D | 999 | RESERVOIR | 5 | SABINE | 0 | SURFACE WATER | 1 | NO WATER QUALITY IMPROVEMENTS |  | 5286 | 2 | Additional pipeline from Lake Tawakoni (more Lake Fork supply) | 667 | CRANDALL | C | WUG | MUNICIPAL | 767 | CITY |  | Y | 2020 | 2020 | 0 | 1254000 | 1254000 | 1254000 | 811000 | 811000 | 6104000 | 30 | 667 | CRANDALL | C | WUG | MUNICIPAL | 767 | CITY | C | 129 | KAUFMAN | 0 | 113 | 186 | 132 | 198 | 206 | Y
427 | PURCHASE FROM WATER PROVIDER (1) | Purchase from water provider (1) | C | 5 | EXISTING SOURCE OR EXPANDED USE OF AN EXISTING SOURCE (SURFACE WATER OR GROUNDWATER) | 5 | OTHER SURFACE WATER | 1 | NO INFRASTRUCTURE |  | 1084 | 155 | JOE POOL LAKE/RESERVOIR | C | 999 | RESERVOIR | 8 | TRINITY | 0 | SURFACE WATER | 1 | NO WATER QUALITY IMPROVEMENTS |  | 4673 | 1 | Purchase from water provider (1) | 98 | MIDLOTHIAN | C | BOTH | MUNICIPAL | 405 | CITY |  | N | 2010 | 2010 | 0 | 0 | 0 | 0 | 0 | 0 | 0 | 0 | 2090 | MOUNTAIN PEAK SUD | C | WUG | MUNICIPAL | 4269 | UTILITY | C | 70 | ELLIS | 46 | 0 | 0 | 0 | 0 | 0 | N
427 | PURCHASE FROM WATER PROVIDER (1) | Purchase from water provider (1) | C | 5 | EXISTING SOURCE OR EXPANDED USE OF AN EXISTING SOURCE (SURFACE WATER OR GROUNDWATER) | 5 | OTHER SURFACE WATER | 1 | NO INFRASTRUCTURE |  | 2534 | 144 | LAVON LAKE/RESERVOIR NORTH TEXAS MWD SYSTEM | C | 999 | RESERVOIR | 8 | TRINITY | 0 | SURFACE WATER | 1 | NO WATER QUALITY IMPROVEMENTS |  | 4750 | 1 | Conveyance project (1) - Lavon Lake | 187 | ANNA | C | WUG | MUNICIPAL | 813 | CITY |  | N | 2020 | 2020 | 0 | 0 | 0 | 0 | 0 | 0 | 0 | 0 | 187 | ANNA | C | WUG | MUNICIPAL | 813 | CITY | C | 43 | COLLIN | 0 | 170 | 316 | 447 | 602 | 1216 | Y
427 | PURCHASE FROM WATER PROVIDER (1) | Purchase from water provider (1) | C | 5 | EXISTING SOURCE OR EXPANDED USE OF AN EXISTING SOURCE (SURFACE WATER OR GROUNDWATER) | 5 | OTHER SURFACE WATER | 1 | NO INFRASTRUCTURE |  | 1034 | 158 | NAVARRO MILLS LAKE/RESERVOIR | C | 999 | RESERVOIR | 8 | TRINITY | 0 | SURFACE WATER | 1 | NO WATER QUALITY IMPROVEMENTS |  | 4738 | 2 | Purchase from water provider (1) - Richland Chambers | 1612 | M E N WSC | C | WUG | MUNICIPAL | 4241 | UTILITY | Costs are for upsizing connection at Lake Halbert | N | 2020 | 2020 | 0 | 907700 | 907700 | 907700 | 609700 | 689700 | 3002000 | 30 | 1612 | M E N WSC | C | WUG | MUNICIPAL | 4241 | UTILITY | C | 175 | NAVARRO | 0 | 102 | 102 | 102 | 317 | 292 | Y
427 | PURCHASE FROM WATER PROVIDER (1) | Purchase from water provider (1) | C | 5 | EXISTING SOURCE OR EXPANDED USE OF AN EXISTING SOURCE (SURFACE WATER OR GROUNDWATER) | 5 | OTHER SURFACE WATER | 1 | NO INFRASTRUCTURE |  | 845 | 622 | PALESTINE LAKE/RESERVOIR | I | 999 | RESERVOIR | 6 | NECHES | 0 | SURFACE WATER | 1 | NO WATER QUALITY IMPROVEMENTS |  | 4741 | 2 | TRA Tarrant County project | 1305 | LANCASTER | C | WUG | MUNICIPAL | 345 | CITY |  | Y | 2020 | 2020 | 1222000 | 1222000 | 1222000 | 1050000 | 1050000 | 1050000 | 2373000 | 30 | 1305 | LANCASTER | C | WUG | MUNICIPAL | 345 | CITY | C | 57 | DALLAS | 0 | 948 | 1127 | 856 | 1004 | 907 | Y
427 | PURCHASE FROM WATER PROVIDER (1) | Purchase from water provider (1) | C | 5 | EXISTING SOURCE OR EXPANDED USE OF AN EXISTING SOURCE (SURFACE WATER OR GROUNDWATER) | 5 | OTHER SURFACE WATER | 1 | NO INFRASTRUCTURE |  | 1036 | 157 | RICHLAND CHAMBERS LAKE/RESERVOIR NON-SYSTEM PORTION | C | 999 | RESERVOIR | 8 | TRINITY | 0 | SURFACE WATER | 1 | NO WATER QUALITY IMPROVEMENTS |  | 4738 | 2 | Purchase from water provider (1) - Richland Chambers | 2649 | WORTHAM | C | WUG | MUNICIPAL | 668 | CITY |  | N | 2020 | 2020 | 0 | 818000 | 818000 | 818000 | 347000 | 347000 | 6488000 | 30 | 2649 | WORTHAM | C | WUG | MUNICIPAL | 668 | CITY | C | 81 | FREESTONE | 0 | 300 | 300 | 300 | 300 | 300 | Y
427 | PURCHASE FROM WATER PROVIDER (1) | Purchase from water provider (1) | C | 5 | EXISTING SOURCE OR EXPANDED USE OF AN EXISTING SOURCE (SURFACE WATER OR GROUNDWATER) | 5 | OTHER SURFACE WATER | 1 | NO INFRASTRUCTURE |  | 962 | 566 | TOLEDO BEND LAKE/RESERVOIR | I | 999 | RESERVOIR | 5 | SABINE | 0 | SURFACE WATER | 1 | NO WATER QUALITY IMPROVEMENTS |  | 5305 | 2 | Toledo Bend project | 154 | WAXAHACHIE | C | BOTH | MUNICIPAL | 633 | CITY |  | Y | 2050 | 2050 | 0 | 0 | 0 | 0 | 0 | 0 | 0 | 0 | 779 | FILES VALLEY WSC | G | WUG | MUNICIPAL | 4112 | UTILITY | C | 70 | ELLIS | 0 | 0 | 0 | 0 | 14 | 17 | Y
427 | PURCHASE FROM WATER PROVIDER (1) | Purchase from water provider (1) | C | 5 | EXISTING SOURCE OR EXPANDED USE OF AN EXISTING SOURCE (SURFACE WATER OR GROUNDWATER) | 6 | GROUNDWATER | 1 | NO INFRASTRUCTURE |  | 2431 | 1035 | TRINITY AQUIFER | C | 57 | DALLAS | 8 | TRINITY | 1 | GROUNDWATER | 1 | NO WATER QUALITY IMPROVEMENTS |  | 4453 | 2 | Supplemental wells | 853 | GRAND PRAIRIE | C | BOTH | MUNICIPAL | 245 | CITY | cost is for supplemental wells | N | 2020 | 2020 | 0 | 0 | 0 | 0 | 0 | 0 | 3000000 | 30 | 1237 | JOHNSON COUNTY SUD | G | WUG | MUNICIPAL | 4216 | UTILITY | C | 220 | TARRANT | 0 | 3200 | 3200 | 3200 | 3200 | 3200 | Y
427 | PURCHASE FROM WATER PROVIDER (1) | Purchase from water provider (1) | C | 5 | EXISTING SOURCE OR EXPANDED USE OF AN EXISTING SOURCE (SURFACE WATER OR GROUNDWATER) | 5 | OTHER SURFACE WATER | 1 | NO INFRASTRUCTURE |  | 1023 | 152 | TRWD LAKE/RESERVOIR SYSTEM | C | 999 | RESERVOIR | 8 | TRINITY | 0 | SURFACE WATER | 1 | NO WATER QUALITY IMPROVEMENTS |  | 4743 | 2 | Purchase from water provider (1) - TRWD System | 248 | BETHESDA WSC | G | WUG | MUNICIPAL | 4017 | UTILITY |  | N | 2030 | 2030 | 0 | 0 | 2594301 | 3041002 | 2262681 | 2966108 | 16334000 | 20 | 248 | BETHESDA WSC | G | WUG | MUNICIPAL | 4017 | UTILITY | G | 126 | JOHNSON | 0 | 0 | 1539 | 2087 | 2881 | 3744 | Y
427 | PURCHASE FROM WATER PROVIDER (1) | Purchase from water provider (1) | C | 5 | EXISTING SOURCE OR EXPANDED USE OF AN EXISTING SOURCE (SURFACE WATER OR GROUNDWATER) | 5 | OTHER SURFACE WATER | 1 | NO INFRASTRUCTURE |  | 1023 | 152 | TRWD LAKE/RESERVOIR SYSTEM | C | 999 | RESERVOIR | 8 | TRINITY | 0 | SURFACE WATER | 1 | NO WATER QUALITY IMPROVEMENTS |  | 4741 | 2 | TRA Tarrant County project | 346 | CHICO | C | WUG | MUNICIPAL | 842 | CITY | Purchase from West Wise WSC (TRWD) | N | 2030 | 2030 | 0 | 0 | 404000 | 404000 | 404000 | 186000 | 3005000 | 30 | 346 | CHICO | C | WUG | MUNICIPAL | 842 | CITY | C | 249 | WISE | 0 | 0 | 8 | 30 | 55 | 80 | Y
427 | PURCHASE FROM WATER PROVIDER (1) | Purchase from water provider (1) | C | 5 | EXISTING SOURCE OR EXPANDED USE OF AN EXISTING SOURCE (SURFACE WATER OR GROUNDWATER) | 5 | OTHER SURFACE WATER | 1 | NO INFRASTRUCTURE |  | 1023 | 152 | TRWD LAKE/RESERVOIR SYSTEM | C | 999 | RESERVOIR | 8 | TRINITY | 0 | SURFACE WATER | 1 | NO WATER QUALITY IMPROVEMENTS |  | 4741 | 2 | TRA Tarrant County project | 704 | DECATUR | C | WUG | MUNICIPAL | 153 | CITY |  | N | 2020 | 2020 | 0 | 0 | 0 | 0 | 0 | 0 | 0 | 0 | 704 | DECATUR | C | WUG | MUNICIPAL | 153 | CITY | C | 249 | WISE | 0 | 92 | 389 | 633 | 952 | 1021 | Y
427 | PURCHASE FROM WATER PROVIDER (1) | Purchase from water provider (1) | C | 5 | EXISTING SOURCE OR EXPANDED USE OF AN EXISTING SOURCE (SURFACE WATER OR GROUNDWATER) | 5 | OTHER SURFACE WATER | 1 | NO INFRASTRUCTURE |  | 1023 | 152 | TRWD LAKE/RESERVOIR SYSTEM | C | 999 | RESERVOIR | 8 | TRINITY | 0 | SURFACE WATER | 1 | NO WATER QUALITY IMPROVEMENTS |  | 4741 | 2 | TRA Tarrant County project | 853 | GRAND PRAIRIE | C | BOTH | MUNICIPAL | 245 | CITY |  | N | 2020 | 2020 | 0 | 0 | 7259000 | 14171000 | 18204000 | 17176000 | 33724000 | 30 | 853 | GRAND PRAIRIE | C | BOTH | MUNICIPAL | 245 | CITY | C | 57 | DALLAS | 0 | 8840 | 8362 | 7566 | 6624 | 5776 | Y
427 | PURCHASE FROM WATER PROVIDER (1) | Purchase from water provider (1) | C | 5 | EXISTING SOURCE OR EXPANDED USE OF AN EXISTING SOURCE (SURFACE WATER OR GROUNDWATER) | 5 | OTHER SURFACE WATER | 1 | NO INFRASTRUCTURE |  | 1023 | 152 | TRWD LAKE/RESERVOIR SYSTEM | C | 999 | RESERVOIR | 8 | TRINITY | 0 | SURFACE WATER | 1 | NO WATER QUALITY IMPROVEMENTS |  | 4741 | 2 | TRA Tarrant County project | 2113 | NEW FAIRVIEW | C | WUG | MUNICIPAL | 1047 | CITY |  | N | 2020 | 2020 | 0 | 217000 | 217000 | 217000 | 34000 | 34000 | 2518400 | 30 | 2113 | NEW FAIRVIEW | C | WUG | MUNICIPAL | 1047 | CITY | C | 249 | WISE | 0 | 47 | 93 | 127 | 158 | 184 | Y
427 | PURCHASE FROM WATER PROVIDER (1) | Purchase from water provider (1) | C | 5 | EXISTING SOURCE OR EXPANDED USE OF AN EXISTING SOURCE (SURFACE WATER OR GROUNDWATER) | 5 | OTHER SURFACE WATER | 1 | NO INFRASTRUCTURE |  | 1023 | 152 | TRWD LAKE/RESERVOIR SYSTEM | C | 999 | RESERVOIR | 8 | TRINITY | 0 | SURFACE WATER | 1 | NO WATER QUALITY IMPROVEMENTS |  | 4741 | 2 | TRA Tarrant County project | 2190 | PELICAN BAY | C | WUG | MUNICIPAL | 795 | CITY | Sold through Azle | N | 2020 | 2020 | 0 | 229000 | 229000 | 229000 | 125000 | 125000 | 1430400 | 30 | 2190 | PELICAN BAY | C | WUG | MUNICIPAL | 795 | CITY | C | 220 | TARRANT | 0 | 33 | 70 | 76 | 84 | 93 | Y
427 | PURCHASE FROM WATER PROVIDER (1) | Purchase from water provider (1) | C | 5 | EXISTING SOURCE OR EXPANDED USE OF AN EXISTING SOURCE (SURFACE WATER OR GROUNDWATER) | 5 | OTHER SURFACE WATER | 1 | NO INFRASTRUCTURE |  | 1023 | 152 | TRWD LAKE/RESERVOIR SYSTEM | C | 999 | RESERVOIR | 8 | TRINITY | 0 | SURFACE WATER | 1 | NO WATER QUALITY IMPROVEMENTS |  | 4741 | 2 | TRA Tarrant County project | 2334 | SARDIS-LONE ELM WSC | C | WUG | MUNICIPAL | 4330 | UTILITY | Sardis-Lone Elm WSC Ellis County WUG Comment: Ellis County Project (Rockett SUD) | N | 2020 | 2020 | 0 | 1788000 | 1788000 | 1788000 | 1100000 | 1100000 | 9467000 | 30 | 2334 | SARDIS-LONE ELM WSC | C | WUG | MUNICIPAL | 4330 | UTILITY | C | 57 | DALLAS | 0 | 5 | 3 | 3 | 3 | 3 | Y
427 | PURCHASE FROM WATER PROVIDER (1) | Purchase from water provider (1) | C | 5 | EXISTING SOURCE OR EXPANDED USE OF AN EXISTING SOURCE (SURFACE WATER OR GROUNDWATER) | 5 | OTHER SURFACE WATER | 1 | NO INFRASTRUCTURE |  | 1023 | 152 | TRWD LAKE/RESERVOIR SYSTEM | C | 999 | RESERVOIR | 8 | TRINITY | 0 | SURFACE WATER | 1 | NO WATER QUALITY IMPROVEMENTS |  | 4741 | 2 | TRA Tarrant County project | 2334 | SARDIS-LONE ELM WSC | C | WUG | MUNICIPAL | 4330 | UTILITY | Sardis-Lone Elm WSC Ellis County WUG Comment: Ellis County Project (Rockett SUD) | N | 2020 | 2020 | 0 | 1788000 | 1788000 | 1788000 | 1100000 | 1100000 | 9467000 | 30 | 2334 | SARDIS-LONE ELM WSC | C | WUG | MUNICIPAL | 4330 | UTILITY | C | 70 | ELLIS | 0 | 1938 | 2286 | 1948 | 1691 | 1474 | Y
427 | PURCHASE FROM WATER PROVIDER (1) | Purchase from water provider (1) | C | 5 | EXISTING SOURCE OR EXPANDED USE OF AN EXISTING SOURCE (SURFACE WATER OR GROUNDWATER) | 5 | OTHER SURFACE WATER | 1 | NO INFRASTRUCTURE |  | 1023 | 152 | TRWD LAKE/RESERVOIR SYSTEM | C | 999 | RESERVOIR | 8 | TRINITY | 0 | SURFACE WATER | 1 | NO WATER QUALITY IMPROVEMENTS |  | 4741 | 2 | TRA Tarrant County project | 2435 | STEAM ELECTRIC POWER, HENDERSON | C | WUG | STEAM ELECTRIC | 1002 | N/A |  | N | 2030 | 2030 | 0 | 0 | 2945727 | 2945727 | 2945727 | 1920727 | 14103000 | 30 | 2435 | STEAM ELECTRIC POWER, HENDERSON | C | WUG | STEAM ELECTRIC | 1002 | N/A | C | 107 | HENDERSON | 0 | 0 | 3081 | 3341 | 3516 | 3581 | Y
427 | PURCHASE FROM WATER PROVIDER (1) | Purchase from water provider (1) | C | 5 | EXISTING SOURCE OR EXPANDED USE OF AN EXISTING SOURCE (SURFACE WATER OR GROUNDWATER) | 5 | OTHER SURFACE WATER | 1 | NO INFRASTRUCTURE |  | 1023 | 152 | TRWD LAKE/RESERVOIR SYSTEM | C | 999 | RESERVOIR | 8 | TRINITY | 0 | SURFACE WATER | 1 | NO WATER QUALITY IMPROVEMENTS |  | 4741 | 2 | TRA Tarrant County project | 143 | TRINITY RIVER AUTHORITY | C | WWP | WWP | N/A | N/A |  | N | 2020 | 2020 | 0 | 9300000 | 9300000 | 9300000 | 5014000 | 5014000 | 59008000 | 30 | 853 | GRAND PRAIRIE | C | BOTH | MUNICIPAL | 245 | CITY | C | 220 | TARRANT | 0 | 8840 | 8363 | 7566 | 6624 | 5776 | Y
427 | PURCHASE FROM WATER PROVIDER (1) | Purchase from water provider (1) | C | 5 | EXISTING SOURCE OR EXPANDED USE OF AN EXISTING SOURCE (SURFACE WATER OR GROUNDWATER) | 5 | OTHER SURFACE WATER | 1 | NO INFRASTRUCTURE |  | 1023 | 152 | TRWD LAKE/RESERVOIR SYSTEM | C | 999 | RESERVOIR | 8 | TRINITY | 0 | SURFACE WATER | 1 | NO WATER QUALITY IMPROVEMENTS |  | 4741 | 2 | TRA Tarrant County project | 143 | TRINITY RIVER AUTHORITY | C | WWP | WWP | N/A | N/A |  | N | 2010 | 2020 | 0 | 9300000 | 9300000 | 9300000 | 5014000 | 5014000 | 59008000 | 30 | 859 | GRAPEVINE | C | WUG | MUNICIPAL | 249 | CITY | C | 220 | TARRANT | 0 | 0 | 0 | 0 | 0 | 0 | Y
427 | PURCHASE FROM WATER PROVIDER (1) | Purchase from water provider (1) | C | 5 | EXISTING SOURCE OR EXPANDED USE OF AN EXISTING SOURCE (SURFACE WATER OR GROUNDWATER) | 5 | OTHER SURFACE WATER | 1 | NO INFRASTRUCTURE |  | 1023 | 152 | TRWD LAKE/RESERVOIR SYSTEM | C | 999 | RESERVOIR | 8 | TRINITY | 0 | SURFACE WATER | 1 | NO WATER QUALITY IMPROVEMENTS |  | 4741 | 2 | TRA Tarrant County project | 143 | TRINITY RIVER AUTHORITY | C | WWP | WWP | N/A | N/A |  | N | 2010 | 2010 | 0 | 9300000 | 9300000 | 9300000 | 5014000 | 5014000 | 59008000 | 30 | 1305 | LANCASTER | C | WUG | MUNICIPAL | 345 | CITY | C | 57 | DALLAS | 24 | 21 | 17 | 15 | 14 | 14 | Y
427 | PURCHASE FROM WATER PROVIDER (1) | Purchase from water provider (1) | C | 5 | EXISTING SOURCE OR EXPANDED USE OF AN EXISTING SOURCE (SURFACE WATER OR GROUNDWATER) | 5 | OTHER SURFACE WATER | 1 | NO INFRASTRUCTURE |  | 1023 | 152 | TRWD LAKE/RESERVOIR SYSTEM | C | 999 | RESERVOIR | 8 | TRINITY | 0 | SURFACE WATER | 1 | NO WATER QUALITY IMPROVEMENTS |  | 4741 | 2 | TRA Tarrant County project | 143 | TRINITY RIVER AUTHORITY | C | WWP | WWP | N/A | N/A |  | N | 2010 | 2020 | 0 | 9300000 | 9300000 | 9300000 | 5014000 | 5014000 | 59008000 | 30 | 107 | NORTH RICHLAND HILLS | C | BOTH | MUNICIPAL | 435 | CITY | C | 220 | TARRANT | 0 | 0 | 0 | 0 | 0 | 0 | Y
427 | PURCHASE FROM WATER PROVIDER (1) | Purchase from water provider (1) | C | 5 | EXISTING SOURCE OR EXPANDED USE OF AN EXISTING SOURCE (SURFACE WATER OR GROUNDWATER) | 5 | OTHER SURFACE WATER | 1 | NO INFRASTRUCTURE |  | 1023 | 152 | TRWD LAKE/RESERVOIR SYSTEM | C | 999 | RESERVOIR | 8 | TRINITY | 0 | SURFACE WATER | 1 | NO WATER QUALITY IMPROVEMENTS |  | 4741 | 2 | TRA Tarrant County project | 143 | TRINITY RIVER AUTHORITY | C | WWP | WWP | N/A | N/A |  | N | 2010 | 2010 | 0 | 9300000 | 9300000 | 9300000 | 5014000 | 5014000 | 59008000 | 30 | 2147 | OAK LEAF | C | WUG | MUNICIPAL | 929 | CITY | C | 70 | ELLIS | 15 | 0 | 0 | 0 | 0 | 0 | Y
427 | PURCHASE FROM WATER PROVIDER (1) | Purchase from water provider (1) | C | 5 | EXISTING SOURCE OR EXPANDED USE OF AN EXISTING SOURCE (SURFACE WATER OR GROUNDWATER) | 5 | OTHER SURFACE WATER | 1 | NO INFRASTRUCTURE |  | 1023 | 152 | TRWD LAKE/RESERVOIR SYSTEM | C | 999 | RESERVOIR | 8 | TRINITY | 0 | SURFACE WATER | 1 | NO WATER QUALITY IMPROVEMENTS |  | 4741 | 2 | TRA Tarrant County project | 143 | TRINITY RIVER AUTHORITY | C | WWP | WWP | N/A | N/A |  | N | 2020 | 2020 | 0 | 9300000 | 9300000 | 9300000 | 5014000 | 5014000 | 59008000 | 30 | 2334 | SARDIS-LONE ELM WSC | C | WUG | MUNICIPAL | 4330 | UTILITY | C | 57 | DALLAS | 0 | 5 | 3 | 3 | 3 | 3 | Y
427 | PURCHASE FROM WATER PROVIDER (1) | Purchase from water provider (1) | C | 5 | EXISTING SOURCE OR EXPANDED USE OF AN EXISTING SOURCE (SURFACE WATER OR GROUNDWATER) | 5 | OTHER SURFACE WATER | 1 | NO INFRASTRUCTURE |  | 1023 | 152 | TRWD LAKE/RESERVOIR SYSTEM | C | 999 | RESERVOIR | 8 | TRINITY | 0 | SURFACE WATER | 1 | NO WATER QUALITY IMPROVEMENTS |  | 4741 | 2 | TRA Tarrant County project | 143 | TRINITY RIVER AUTHORITY | C | WWP | WWP | N/A | N/A |  | N | 2020 | 2020 | 0 | 9300000 | 9300000 | 9300000 | 5014000 | 5014000 | 59008000 | 30 | 2334 | SARDIS-LONE ELM WSC | C | WUG | MUNICIPAL | 4330 | UTILITY | C | 70 | ELLIS | 0 | 1938 | 2286 | 1948 | 1691 | 1474 | Y
427 | PURCHASE FROM WATER PROVIDER (1) | Purchase from water provider (1) | C | 5 | EXISTING SOURCE OR EXPANDED USE OF AN EXISTING SOURCE (SURFACE WATER OR GROUNDWATER) | 5 | OTHER SURFACE WATER | 1 | NO INFRASTRUCTURE |  | 1023 | 152 | TRWD LAKE/RESERVOIR SYSTEM | C | 999 | RESERVOIR | 8 | TRINITY | 0 | SURFACE WATER | 1 | NO WATER QUALITY IMPROVEMENTS |  | 4741 | 2 | TRA Tarrant County project | 143 | TRINITY RIVER AUTHORITY | C | WWP | WWP | N/A | N/A |  | N | 2010 | 2010 | 0 | 9300000 | 9300000 | 9300000 | 5014000 | 5014000 | 59008000 | 30 | 2566 | VENUS | G | WUG | MUNICIPAL | 982 | CITY | G | 126 | JOHNSON | 363 | 329 | 272 | 323 | 202 | 176 | Y
427 | PURCHASE FROM WATER PROVIDER (1) | Purchase from water provider (1) | C | 5 | EXISTING SOURCE OR EXPANDED USE OF AN EXISTING SOURCE (SURFACE WATER OR GROUNDWATER) | 5 | OTHER SURFACE WATER | 1 | NO INFRASTRUCTURE |  | 1023 | 152 | TRWD LAKE/RESERVOIR SYSTEM | C | 999 | RESERVOIR | 8 | TRINITY | 0 | SURFACE WATER | 1 | NO WATER QUALITY IMPROVEMENTS |  | 4741 | 2 | TRA Tarrant County project | 2624 | WILLOW PARK | C | WUG | MUNICIPAL | 756 | CITY | sold thru both Weatherford and Fort Worth | N | 2020 | 2020 | 0 | 962000 | 962000 | 962000 | 704000 | 704000 | 3558100 | 30 | 2624 | WILLOW PARK | C | WUG | MUNICIPAL | 756 | CITY | C | 184 | PARKER | 0 | 118 | 422 | 540 | 576 | 566 | Y
428 | PURCHASE FROM WATER PROVIDER (2) | Purchase from water provider (2) | C | 8 | REUSE | 7 | REUSE | 1 | NO INFRASTRUCTURE |  | 1021 | 4171 | INDIRECT REUSE | C | 175 | NAVARRO | 8 | TRINITY | 2 | REUSE | 1 | NO WATER QUALITY IMPROVEMENTS |  | 4751 | 2 | TRWD third pipeline and reuse | 208 | AURORA | C | WUG | MUNICIPAL | 816 | CITY |  | N | 2020 | 2020 | 0 | 129400 | 129400 | 129400 | 24400 | 24400 | 1439000 | 30 | 208 | AURORA | C | WUG | MUNICIPAL | 816 | CITY | C | 249 | WISE | 0 | 50 | 50 | 50 | 50 | 86 | Y
428 | PURCHASE FROM WATER PROVIDER (2) | Purchase from water provider (2) | C | 8 | REUSE | 7 | REUSE | 1 | NO INFRASTRUCTURE |  | 1021 | 4171 | INDIRECT REUSE | C | 175 | NAVARRO | 8 | TRINITY | 2 | REUSE | 1 | NO WATER QUALITY IMPROVEMENTS |  | 4751 | 2 | TRWD third pipeline and reuse | 2464 | STEAM ELECTRIC POWER, PARKER | C | WUG | STEAM ELECTRIC | 1002 | N/A |  | N | 2020 | 2020 | 0 | 180000 | 180000 | 180000 | 28000 | 28000 | 2099000 | 30 | 2464 | STEAM ELECTRIC POWER, PARKER | C | WUG | STEAM ELECTRIC | 1002 | N/A | C | 184 | PARKER | 0 | 2 | 0 | 0 | 0 | 0 | Y
429 | PURCHASE FROM WATER PROVIDER (3) | Purchase from water provider (3) | C | 6 | NEW SURFACE WATER OR NEW GROUNDWATER SOURCE | 4 | NEW MAJOR RESERVOIR | 1 | NO INFRASTRUCTURE |  | 879 | 4164 | LOWER BOIS D ARC LAKE/RESERVOIR | C | 999 | RESERVOIR | 2 | RED | 0 | SURFACE WATER | 1 | NO WATER QUALITY IMPROVEMENTS |  | 5181 | 2 | Lower Bois d'Arc Creek Reservoir | 260 | BLACKLAND WSC | C | WUG | MUNICIPAL | 4024 | UTILITY |  | Y | 2020 | 2020 | 0 | 543000 | 543000 | 543000 | 320000 | 320000 | 3067000 | 30 | 260 | BLACKLAND WSC | C | WUG | MUNICIPAL | 4024 | UTILITY | C | 199 | ROCKWALL | 0 | 62 | 83 | 131 | 99 | 115 | Y
429 | PURCHASE FROM WATER PROVIDER (3) | Purchase from water provider (3) | C | 6 | NEW SURFACE WATER OR NEW GROUNDWATER SOURCE | 4 | NEW MAJOR RESERVOIR | 1 | NO INFRASTRUCTURE |  | 879 | 4164 | LOWER BOIS D ARC LAKE/RESERVOIR | C | 999 | RESERVOIR | 2 | RED | 0 | SURFACE WATER | 1 | NO WATER QUALITY IMPROVEMENTS |  | 5181 | 2 | Lower Bois d'Arc Creek Reservoir | 338 | CELINA | C | WUG | MUNICIPAL | 103 | CITY |  | Y | 2020 | 2020 | 0 | 3496000 | 3496000 | 3496000 | 2358000 | 2358000 | 15669250 | 30 | 338 | CELINA | C | WUG | MUNICIPAL | 103 | CITY | C | 43 | COLLIN | 0 | 111 | 254 | 559 | 347 | 334 | Y
429 | PURCHASE FROM WATER PROVIDER (3) | Purchase from water provider (3) | C | 6 | NEW SURFACE WATER OR NEW GROUNDWATER SOURCE | 4 | NEW MAJOR RESERVOIR | 1 | NO INFRASTRUCTURE |  | 879 | 4164 | LOWER BOIS D ARC LAKE/RESERVOIR | C | 999 | RESERVOIR | 2 | RED | 0 | SURFACE WATER | 1 | NO WATER QUALITY IMPROVEMENTS |  | 5181 | 2 | Lower Bois d'Arc Creek Reservoir | 380 | COLLEGE MOUND WSC | C | WUG | MUNICIPAL | 4065 | UTILITY | This is the cost for college mound to upsize their connection to NTMWD for all sources | Y | 2020 | 2020 | 0 | 821000 | 821000 | 821000 | 634000 | 634000 | 2569000 | 30 | 380 | COLLEGE MOUND WSC | C | WUG | MUNICIPAL | 4065 | UTILITY | C | 129 | KAUFMAN | 0 | 98 | 154 | 242 | 178 | 207 | Y
429 | PURCHASE FROM WATER PROVIDER (3) | Purchase from water provider (3) | C | 6 | NEW SURFACE WATER OR NEW GROUNDWATER SOURCE | 4 | NEW MAJOR RESERVOIR | 1 | NO INFRASTRUCTURE |  | 879 | 4164 | LOWER BOIS D ARC LAKE/RESERVOIR | C | 999 | RESERVOIR | 2 | RED | 0 | SURFACE WATER | 1 | NO WATER QUALITY IMPROVEMENTS |  | 5181 | 2 | Lower Bois d'Arc Creek Reservoir | 2245 | R-C-H WSC | C | WUG | MUNICIPAL | 4313 | UTILITY |  | Y | 2020 | 2020 | 0 | 404000 | 404000 | 404000 | 228000 | 228000 | 2416000 | 30 | 2245 | R-C-H WSC | C | WUG | MUNICIPAL | 4313 | UTILITY | C | 199 | ROCKWALL | 0 | 73 | 84 | 112 | 69 | 67 | Y
429 | PURCHASE FROM WATER PROVIDER (3) | Purchase from water provider (3) | C | 6 | NEW SURFACE WATER OR NEW GROUNDWATER SOURCE | 4 | NEW MAJOR RESERVOIR | 1 | NO INFRASTRUCTURE |  | 879 | 4164 | LOWER BOIS D ARC LAKE/RESERVOIR | C | 999 | RESERVOIR | 2 | RED | 0 | SURFACE WATER | 1 | NO WATER QUALITY IMPROVEMENTS |  | 5181 | 2 | Lower Bois d'Arc Creek Reservoir | 2606 | WESTON | C | WUG | MUNICIPAL | 1069 | CITY | Collin-Grayson Municipal Alliance Project | Y | 2020 | 2020 | 0 | 2992000 | 2992000 | 2992000 | 6984000 | 6984000 | 27722000 | 30 | 2606 | WESTON | C | WUG | MUNICIPAL | 1069 | CITY | C | 43 | COLLIN | 0 | 255 | 494 | 1596 | 1475 | 2224 | Y
429 | PURCHASE FROM WATER PROVIDER (3) | Purchase from water provider (3) | C | 6 | NEW SURFACE WATER OR NEW GROUNDWATER SOURCE | 4 | NEW MAJOR RESERVOIR | 1 | NO INFRASTRUCTURE |  | 923 | 4165 | MARVIN NICHOLS LAKE/RESERVOIR | D | 999 | RESERVOIR | 3 | SULPHUR | 0 | SURFACE WATER | 1 | NO WATER QUALITY IMPROVEMENTS |  | 4984 | 2 | Marvin Nichols Reservoir | 2178 | PANTEGO | C | WUG | MUNICIPAL | 454 | CITY | Part through Arlington | Y | 2030 | 2030 | 0 | 153400 | 153400 | 153400 | 75400 | 75400 | 1072000 | 30 | 2178 | PANTEGO | C | WUG | MUNICIPAL | 454 | CITY | C | 220 | TARRANT | 0 | 0 | 19 | 38 | 53 | 65 | Y
429 | PURCHASE FROM WATER PROVIDER (3) | Purchase from water provider (3) | C | 6 | NEW SURFACE WATER OR NEW GROUNDWATER SOURCE | 4 | NEW MAJOR RESERVOIR | 1 | NO INFRASTRUCTURE |  | 870 | 4163 | RALPH HALL LAKE/RESERVOIR | C | 999 | RESERVOIR | 3 | SULPHUR | 0 | SURFACE WATER | 1 | NO WATER QUALITY IMPROVEMENTS |  | 4987 | 2 | Lake Ralph Hall | 1288 | LADONIA | C | WUG | MUNICIPAL | 1034 | CITY |  | N | 2020 | 2020 | 0 | 1291000 | 1291000 | 1291000 | 349000 | 349000 | 12966000 | 30 | 1288 | LADONIA | C | WUG | MUNICIPAL | 1034 | CITY | C | 74 | FANNIN | 0 | 3405 | 3405 | 3405 | 3405 | 3405 | Y
181 | PURCHASE FROM WWP (GUADALUPE-BLANCO RIVER AUTHORITY) | Purchase from wholesale water provider (GBRA) | L | 5 | EXISTING SOURCE OR EXPANDED USE OF AN EXISTING SOURCE (SURFACE WATER OR GROUNDWATER) | 5 | OTHER SURFACE WATER | 1 | NO INFRASTRUCTURE |  | 2187 | 756 | CANYON LAKE/RESERVOIR | L | 999 | RESERVOIR | 18 | GUADALUPE | 0 | SURFACE WATER | 1 | NO WATER QUALITY IMPROVEMENTS |  | 6119 | 1 | Purchase from wholesale water provider (GBRA) | 311 | BULVERDE CITY | L | WUG | MUNICIPAL | 1015 | CITY |  | Y | 2010 | 2010 | 638634 | 0 | 0 | 0 | 0 | 0 | 0 | 0 | 311 | BULVERDE CITY | L | WUG | MUNICIPAL | 1015 | CITY | L | 46 | COMAL | 653 | 0 | 0 | 0 | 0 | 0 | N
181 | PURCHASE FROM WWP (GUADALUPE-BLANCO RIVER AUTHORITY) | Purchase from wholesale water provider (GBRA) | L | 5 | EXISTING SOURCE OR EXPANDED USE OF AN EXISTING SOURCE (SURFACE WATER OR GROUNDWATER) | 5 | OTHER SURFACE WATER | 1 | NO INFRASTRUCTURE |  | 2187 | 756 | CANYON LAKE/RESERVOIR | L | 999 | RESERVOIR | 18 | GUADALUPE | 0 | SURFACE WATER | 1 | NO WATER QUALITY IMPROVEMENTS |  | 6189 | 1 | Purchase from wholesale water provider (GBRA) | 457 | COUNTY-OTHER, COMAL | L | WUG | MUNICIPAL | 757 | COUNTY-OTHER |  | N | 2010 | 2010 | 871398 | 0 | 0 | 0 | 0 | 0 | 0 | 0 | 457 | COUNTY-OTHER, COMAL | L | WUG | MUNICIPAL | 757 | COUNTY-OTHER | L | 46 | COMAL | 891 | 0 | 0 | 0 | 0 | 0 | N
181 | PURCHASE FROM WWP (GUADALUPE-BLANCO RIVER AUTHORITY) | Purchase from wholesale water provider (GBRA) | L | 5 | EXISTING SOURCE OR EXPANDED USE OF AN EXISTING SOURCE (SURFACE WATER OR GROUNDWATER) | 5 | OTHER SURFACE WATER | 1 | NO INFRASTRUCTURE |  | 2187 | 756 | CANYON LAKE/RESERVOIR | L | 999 | RESERVOIR | 18 | GUADALUPE | 0 | SURFACE WATER | 1 | NO WATER QUALITY IMPROVEMENTS |  | 6190 | 1 | Purchase from wholesale water provider (GBRA) | 541 | COUNTY-OTHER, KENDALL | L | WUG | MUNICIPAL | 757 | COUNTY-OTHER |  | N | 2010 | 2010 | 205309 | 0 | 0 | 0 | 0 | 0 | 0 | 0 | 541 | COUNTY-OTHER, KENDALL | L | WUG | MUNICIPAL | 757 | COUNTY-OTHER | L | 130 | KENDALL | 221 | 0 | 0 | 0 | 0 | 0 | N
181 | PURCHASE FROM WWP (GUADALUPE-BLANCO RIVER AUTHORITY) | Purchase from wholesale water provider (GBRA) | L | 5 | EXISTING SOURCE OR EXPANDED USE OF AN EXISTING SOURCE (SURFACE WATER OR GROUNDWATER) | 5 | OTHER SURFACE WATER | 1 | NO INFRASTRUCTURE |  | 2187 | 756 | CANYON LAKE/RESERVOIR | L | 999 | RESERVOIR | 18 | GUADALUPE | 0 | SURFACE WATER | 1 | NO WATER QUALITY IMPROVEMENTS |  | 6192 | 1 | Purchase from wholesale water provider (GBRA) | 1652 | MANUFACTURING, COMAL | L | WUG | MANUFACTURING | 1001 | N/A |  | N | 2010 | 2010 | 5083062 | 0 | 0 | 0 | 0 | 0 | 0 | 0 | 1652 | MANUFACTURING, COMAL | L | WUG | MANUFACTURING | 1001 | N/A | L | 46 | COMAL | 5199 | 0 | 0 | 0 | 0 | 0 | N
181 | PURCHASE FROM WWP (GUADALUPE-BLANCO RIVER AUTHORITY) | Purchase from wholesale water provider (GBRA) | L | 5 | EXISTING SOURCE OR EXPANDED USE OF AN EXISTING SOURCE (SURFACE WATER OR GROUNDWATER) | 5 | OTHER SURFACE WATER | 1 | NO INFRASTRUCTURE |  | 2187 | 756 | CANYON LAKE/RESERVOIR | L | 999 | RESERVOIR | 18 | GUADALUPE | 0 | SURFACE WATER | 1 | NO WATER QUALITY IMPROVEMENTS |  | 6193 | 1 | Purchase from wholesale water provider (GBRA) | 1780 | MANUFACTURING, VICTORIA | L | WUG | MANUFACTURING | 1001 | N/A |  | N | 2020 | 2020 | 0 | 311745 | 0 | 0 | 0 | 0 | 0 | 0 | 1780 | MANUFACTURING, VICTORIA | L | WUG | MANUFACTURING | 1001 | N/A | L | 235 | VICTORIA | 0 | 2969 | 0 | 0 | 0 | 0 | N
181 | PURCHASE FROM WWP (GUADALUPE-BLANCO RIVER AUTHORITY) | Purchase from wholesale water provider (GBRA) | L | 5 | EXISTING SOURCE OR EXPANDED USE OF AN EXISTING SOURCE (SURFACE WATER OR GROUNDWATER) | 5 | OTHER SURFACE WATER | 1 | NO INFRASTRUCTURE |  | 2187 | 756 | CANYON LAKE/RESERVOIR | L | 999 | RESERVOIR | 18 | GUADALUPE | 0 | SURFACE WATER | 1 | NO WATER QUALITY IMPROVEMENTS |  | 6194 | 1 | Purchase from wholesale water provider (GBRA) | 2097 | MUSTANG RIDGE | L | WUG | MUNICIPAL | 1044 | CITY |  | Y | 2010 | 2010 | 18582 | 0 | 0 | 0 | 0 | 0 | 0 | 0 | 2097 | MUSTANG RIDGE | L | WUG | MUNICIPAL | 1044 | CITY | L | 28 | CALDWELL | 19 | 0 | 0 | 0 | 0 | 0 | N
181 | PURCHASE FROM WWP (GUADALUPE-BLANCO RIVER AUTHORITY) | Purchase from wholesale water provider (GBRA) | L | 5 | EXISTING SOURCE OR EXPANDED USE OF AN EXISTING SOURCE (SURFACE WATER OR GROUNDWATER) | 5 | OTHER SURFACE WATER | 1 | NO INFRASTRUCTURE |  | 2187 | 756 | CANYON LAKE/RESERVOIR | L | 999 | RESERVOIR | 18 | GUADALUPE | 0 | SURFACE WATER | 1 | NO WATER QUALITY IMPROVEMENTS |  | 6195 | 1 | Purchase from wholesale water provider (GBRA) | 2122 | NIEDERWALD | L | WUG | MUNICIPAL | 1048 | CITY |  | N | 2010 | 2010 | 56724 | 0 | 0 | 0 | 0 | 0 | 0 | 0 | 2122 | NIEDERWALD | L | WUG | MUNICIPAL | 1048 | CITY | L | 28 | CALDWELL | 8 | 0 | 0 | 0 | 0 | 0 | N
181 | PURCHASE FROM WWP (GUADALUPE-BLANCO RIVER AUTHORITY) | Purchase from wholesale water provider (GBRA) | L | 5 | EXISTING SOURCE OR EXPANDED USE OF AN EXISTING SOURCE (SURFACE WATER OR GROUNDWATER) | 5 | OTHER SURFACE WATER | 1 | NO INFRASTRUCTURE |  | 2187 | 756 | CANYON LAKE/RESERVOIR | L | 999 | RESERVOIR | 18 | GUADALUPE | 0 | SURFACE WATER | 1 | NO WATER QUALITY IMPROVEMENTS |  | 6195 | 1 | Purchase from wholesale water provider (GBRA) | 2122 | NIEDERWALD | L | WUG | MUNICIPAL | 1048 | CITY |  | N | 2010 | 2010 | 56724 | 0 | 0 | 0 | 0 | 0 | 0 | 0 | 2122 | NIEDERWALD | L | WUG | MUNICIPAL | 1048 | CITY | L | 105 | HAYS | 50 | 0 | 0 | 0 | 0 | 0 | N
181 | PURCHASE FROM WWP (GUADALUPE-BLANCO RIVER AUTHORITY) | Purchase from wholesale water provider (GBRA) | L | 5 | EXISTING SOURCE OR EXPANDED USE OF AN EXISTING SOURCE (SURFACE WATER OR GROUNDWATER) | 5 | OTHER SURFACE WATER | 1 | NO INFRASTRUCTURE |  | 2187 | 756 | CANYON LAKE/RESERVOIR | L | 999 | RESERVOIR | 18 | GUADALUPE | 0 | SURFACE WATER | 1 | NO WATER QUALITY IMPROVEMENTS |  | 6196 | 1 | Purchase from wholesale water provider (GBRA) | 2475 | STEAM ELECTRIC POWER, VICTORIA | L | WUG | STEAM ELECTRIC | 1002 | N/A |  | N | 2010 | 2010 | 188055 | 192780 | 0 | 0 | 0 | 0 | 0 | 0 | 2475 | STEAM ELECTRIC POWER, VICTORIA | L | WUG | STEAM ELECTRIC | 1002 | N/A | L | 235 | VICTORIA | 1791 | 1836 | 0 | 0 | 0 | 0 | N
181 | PURCHASE FROM WWP (GUADALUPE-BLANCO RIVER AUTHORITY) | Purchase from wholesale water provider (GBRA) | L | 5 | EXISTING SOURCE OR EXPANDED USE OF AN EXISTING SOURCE (SURFACE WATER OR GROUNDWATER) | 5 | OTHER SURFACE WATER | 1 | NO INFRASTRUCTURE |  | 559 | 3722 | GUADALUPE RIVER RUN-OF-RIVER | L | 29 | CALHOUN | 18 | GUADALUPE | 0 | SURFACE WATER | 1 | NO WATER QUALITY IMPROVEMENTS |  | 6191 | 1 | Purchase from wholesale water provider (GBRA) | 670 | CREEDMOOR-MAHA WSC | K | WUG | MUNICIPAL | 4076 | UTILITY |  | Y | 2010 | 2010 | 105624 | 0 | 0 | 0 | 0 | 0 | 0 | 0 | 670 | CREEDMOOR-MAHA WSC | K | WUG | MUNICIPAL | 4076 | UTILITY | L | 28 | CALDWELL | 105 | 0 | 0 | 0 | 0 | 0 | N
181 | PURCHASE FROM WWP (GUADALUPE-BLANCO RIVER AUTHORITY) | Purchase from wholesale water provider (GBRA) | L | 5 | EXISTING SOURCE OR EXPANDED USE OF AN EXISTING SOURCE (SURFACE WATER OR GROUNDWATER) | 5 | OTHER SURFACE WATER | 1 | NO INFRASTRUCTURE |  | 559 | 3722 | GUADALUPE RIVER RUN-OF-RIVER | L | 29 | CALHOUN | 18 | GUADALUPE | 0 | SURFACE WATER | 1 | NO WATER QUALITY IMPROVEMENTS |  | 6191 | 1 | Purchase from wholesale water provider (GBRA) | 670 | CREEDMOOR-MAHA WSC | K | WUG | MUNICIPAL | 4076 | UTILITY |  | Y | 2010 | 2010 | 105624 | 0 | 0 | 0 | 0 | 0 | 0 | 0 | 670 | CREEDMOOR-MAHA WSC | K | WUG | MUNICIPAL | 4076 | UTILITY | L | 105 | HAYS | 3 | 0 | 0 | 0 | 0 | 0 | N
187 | PURCHASE FROM WWP (LNRA)/REDISTRIBUTION OF SUPPLIES | Purchase from wholesale water provider (LNRA)/redistribution of supplies | L | 5 | EXISTING SOURCE OR EXPANDED USE OF AN EXISTING SOURCE (SURFACE WATER OR GROUNDWATER) | 5 | OTHER SURFACE WATER | 1 | NO INFRASTRUCTURE | This project uses water from conservation stategies and/or reductions in manufacturing use to reallocated existing water within lake texana. This is not addiditive to other water from this source. Lake Texana is not overallocated. | 545 | 926 | TEXANA LAKE/RESERVOIR | P | 999 | RESERVOIR | 16 | LAVACA | 0 | SURFACE WATER | 1 | NO WATER QUALITY IMPROVEMENTS |  | 7001 | 1 | Purchase from wholesale water provider (LNRA)/redistribution of supplies | 2217 | POINT COMFORT | L | WUG | MUNICIPAL | 474 | CITY |  | Y | 2010 | 2010 | 32246 | 101645 | 181286 | 280937 | 48900 | 48900 | 0 | 0 | 2217 | POINT COMFORT | L | WUG | MUNICIPAL | 474 | CITY | L | 29 | CALHOUN | 46 | 145 | 322 | 499 | 489 | 489 | N
812 | PURCHASE FROM WWP(SSLGC)/REDISTRIBUTION OF SUPPLIES | Purchase from wholesale water provider (SSLGC)/redistribution of supplies | L | 5 | EXISTING SOURCE OR EXPANDED USE OF AN EXISTING SOURCE (SURFACE WATER OR GROUNDWATER) | 6 | GROUNDWATER | 6 | OTHER INFRASTRUCTURE |  | 2184 | 1655 | CARRIZO-WILCOX AQUIFER | L | 89 | GONZALES | 18 | GUADALUPE | 1 | GROUNDWATER | 1 | NO WATER QUALITY IMPROVEMENTS |  | 6150 | 1 | Purchase from wholesale water provider (SSLGC)/redistribution of supplies | 829 | GARDEN RIDGE | L | WUG | MUNICIPAL | 773 | CITY |  | N | 2010 | 2010 | 127215 | 224360 | 378272 | 345495 | 317912 | 383097 | 0 | 0 | 829 | GARDEN RIDGE | L | WUG | MUNICIPAL | 773 | CITY | L | 46 | COMAL | 257 | 395 | 552 | 710 | 873 | 1052 | N
812 | PURCHASE FROM WWP(SSLGC)/REDISTRIBUTION OF SUPPLIES | Purchase from wholesale water provider (SSLGC)/redistribution of supplies | L | 5 | EXISTING SOURCE OR EXPANDED USE OF AN EXISTING SOURCE (SURFACE WATER OR GROUNDWATER) | 6 | GROUNDWATER | 6 | OTHER INFRASTRUCTURE |  | 2184 | 1655 | CARRIZO-WILCOX AQUIFER | L | 89 | GONZALES | 18 | GUADALUPE | 1 | GROUNDWATER | 1 | NO WATER QUALITY IMPROVEMENTS |  | 6150 | 1 | Purchase from wholesale water provider (SSLGC)/redistribution of supplies | 2581 | WATER SERVICES INC | L | WUG | MUNICIPAL | 4375 | UTILITY |  | N | 2010 | 2010 | 160380 | 184032 | 222029 | 157663 | 117988 | 117988 | 0 | 0 | 2581 | WATER SERVICES INC | L | WUG | MUNICIPAL | 4375 | UTILITY | L | 15 | BEXAR | 324 | 324 | 324 | 324 | 324 | 324 | N
374 | PURCHASE WATER FROM COA | Purchase water from City of Austin | K | 5 | EXISTING SOURCE OR EXPANDED USE OF AN EXISTING SOURCE (SURFACE WATER OR GROUNDWATER) | 5 | OTHER SURFACE WATER | 2 | PIPELINE |  | 2317 | 4078 | COLORADO RIVER RUN-OF-RIVER | K | 227 | TRAVIS | 14 | COLORADO | 0 | SURFACE WATER | 1 | NO WATER QUALITY IMPROVEMENTS |  | 3280 | 1 | Purchase water from City of Austin | 516 | COUNTY-OTHER, HAYS | K | WUG | MUNICIPAL | 757 | COUNTY-OTHER |  | N | 2010 | 2010 | 1059254 | 1059254 | 1059254 | 1059254 | 1059254 | 1059254 | 2280200 | 20 | 516 | COUNTY-OTHER, HAYS | K | WUG | MUNICIPAL | 757 | COUNTY-OTHER | K | 105 | HAYS | 1100 | 1100 | 1100 | 1100 | 1100 | 1100 | N
911 | PURCHASE WATER FROM CITY OF BRYAN | Purchase water from City of Bryan | G | 5 | EXISTING SOURCE OR EXPANDED USE OF AN EXISTING SOURCE (SURFACE WATER OR GROUNDWATER) | 6 | GROUNDWATER | 2 | PIPELINE |  | 2494 | 1312 | CARRIZO-WILCOX AQUIFER | G | 21 | BRAZOS | 12 | BRAZOS | 1 | GROUNDWATER | 1 | NO WATER QUALITY IMPROVEMENTS |  | 2037 | 1 | Purchase water from City of Bryan | 2621 | WICKSON CREEK SUD | G | WUG | MUNICIPAL | 4396 | UTILITY |  | N | 2010 | 2010 | 393000 | 393000 | 288000 | 288000 | 288000 | 288000 | 1201000 | 20 | 2621 | WICKSON CREEK SUD | G | WUG | MUNICIPAL | 4396 | UTILITY | G | 21 | BRAZOS | 900 | 900 | 900 | 900 | 900 | 900 | N
911 | PURCHASE WATER FROM CITY OF BRYAN | Purchase water from City of Bryan | G | 5 | EXISTING SOURCE OR EXPANDED USE OF AN EXISTING SOURCE (SURFACE WATER OR GROUNDWATER) | 6 | GROUNDWATER | 2 | PIPELINE |  | 2494 | 1312 | CARRIZO-WILCOX AQUIFER | G | 21 | BRAZOS | 12 | BRAZOS | 1 | GROUNDWATER | 1 | NO WATER QUALITY IMPROVEMENTS |  | 2037 | 1 | Purchase water from City of Bryan | 2621 | WICKSON CREEK SUD | G | WUG | MUNICIPAL | 4396 | UTILITY |  | N | 2010 | 2010 | 393000 | 393000 | 288000 | 288000 | 288000 | 288000 | 1201000 | 20 | 2621 | WICKSON CREEK SUD | G | WUG | MUNICIPAL | 4396 | UTILITY | G | 93 | GRIMES | 600 | 600 | 600 | 600 | 600 | 600 | N
852 | PURCHASE WATER FROM EPWU | Purchase water from EPWU | E | 5 | EXISTING SOURCE OR EXPANDED USE OF AN EXISTING SOURCE (SURFACE WATER OR GROUNDWATER) | 6 | GROUNDWATER | 1 | NO INFRASTRUCTURE |  | 2381 | 1183 | BONE SPRING-VICTORIO PEAK AQUIFER | E | 115 | HUDSPETH | 23 | RIO GRANDE | 1 | GROUNDWATER | 1 | NO WATER QUALITY IMPROVEMENTS |  | 6005 | 2 | Integrated water management strategy - import from Dell Valley | 482 | COUNTY-OTHER, EL PASO | E | WUG | MUNICIPAL | 757 | COUNTY-OTHER |  | N | 2060 | 2060 | 0 | 0 | 0 | 0 | 0 | 0 | 0 | 0 | 482 | COUNTY-OTHER, EL PASO | E | WUG | MUNICIPAL | 757 | COUNTY-OTHER | E | 71 | EL PASO | 0 | 0 | 0 | 0 | 0 | 11876 | Y
854 | PURCHASE WATER FROM EPWU | Purchase water from EPWU | E | 5 | EXISTING SOURCE OR EXPANDED USE OF AN EXISTING SOURCE (SURFACE WATER OR GROUNDWATER) | 6 | GROUNDWATER | 1 | NO INFRASTRUCTURE |  | 2382 | 1183 | BONE SPRING-VICTORIO PEAK AQUIFER | E | 115 | HUDSPETH | 23 | RIO GRANDE | 1 | GROUNDWATER | 1 | NO WATER QUALITY IMPROVEMENTS |  | 6005 | 2 | Integrated water management strategy - import from Dell Valley | 2419 | STEAM ELECTRIC POWER, EL PASO | E | WUG | STEAM ELECTRIC | 1002 | N/A |  | N | 2050 | 2050 | 0 | 0 | 0 | 0 | 0 | 0 | 0 | 0 | 2419 | STEAM ELECTRIC POWER, EL PASO | E | WUG | STEAM ELECTRIC | 1002 | N/A | E | 71 | EL PASO | 0 | 0 | 0 | 0 | 8153 | 10279 | Y
852 | PURCHASE WATER FROM EPWU | Purchase water from EPWU | E | 5 | EXISTING SOURCE OR EXPANDED USE OF AN EXISTING SOURCE (SURFACE WATER OR GROUNDWATER) | 6 | GROUNDWATER | 1 | NO INFRASTRUCTURE |  | 2380 | 1172 | CAPITAN REEF AQUIFER | E | 55 | CULBERSON | 23 | RIO GRANDE | 1 | GROUNDWATER | 1 | NO WATER QUALITY IMPROVEMENTS |  | 6002 | 2 | Integrated water management strategy - import from Diablo Farms | 482 | COUNTY-OTHER, EL PASO | E | WUG | MUNICIPAL | 757 | COUNTY-OTHER |  | N | 2040 | 2040 | 0 | 0 | 0 | 0 | 0 | 0 | 0 | 0 | 482 | COUNTY-OTHER, EL PASO | E | WUG | MUNICIPAL | 757 | COUNTY-OTHER | E | 71 | EL PASO | 0 | 0 | 0 | 7589 | 8000 | 0 | Y
852 | PURCHASE WATER FROM EPWU | Purchase water from EPWU | E | 5 | EXISTING SOURCE OR EXPANDED USE OF AN EXISTING SOURCE (SURFACE WATER OR GROUNDWATER) | 6 | GROUNDWATER | 1 | NO INFRASTRUCTURE |  | 2348 | 1178 | HUECO-MESILLA BOLSON AQUIFER | E | 71 | EL PASO | 23 | RIO GRANDE | 1 | GROUNDWATER | 1 | NO WATER QUALITY IMPROVEMENTS |  | 6017 | 1 | Purchase from El Paso Water Utilities Public Service Board | 482 | COUNTY-OTHER, EL PASO | E | WUG | MUNICIPAL | 757 | COUNTY-OTHER |  | N | 2020 | 2020 | 0 | 2245194 | 5445000 | 9873289 | 16752832 | 27896724 | 0 | 0 | 482 | COUNTY-OTHER, EL PASO | E | WUG | MUNICIPAL | 757 | COUNTY-OTHER | E | 71 | EL PASO | 0 | 3114 | 5625 | 0 | 1584 | 0 | N
846 | PURCHASE WATER FROM EPWU | Purchase water from EPWU | E | 5 | EXISTING SOURCE OR EXPANDED USE OF AN EXISTING SOURCE (SURFACE WATER OR GROUNDWATER) | 6 | GROUNDWATER | 1 | NO INFRASTRUCTURE |  | 2342 | 1178 | HUECO-MESILLA BOLSON AQUIFER | E | 71 | EL PASO | 23 | RIO GRANDE | 1 | GROUNDWATER | 1 | NO WATER QUALITY IMPROVEMENTS |  | 6017 | 1 | Purchase from El Paso Water Utilities Public Service Board | 803 | FORT BLISS | E | WUG | MUNICIPAL | 208 | CITY |  | N | 2010 | 2010 | 941904 | 3372000 | 4534992 | 6091646 | 8184636 | 11002888 | 0 | 0 | 803 | FORT BLISS | E | WUG | MUNICIPAL | 208 | CITY | E | 71 | EL PASO | 3376 | 8992 | 8998 | 8998 | 9004 | 9004 | N
853 | PURCHASE WATER FROM EPWU | Purchase water from EPWU | E | 5 | EXISTING SOURCE OR EXPANDED USE OF AN EXISTING SOURCE (SURFACE WATER OR GROUNDWATER) | 6 | GROUNDWATER | 1 | NO INFRASTRUCTURE |  | 2349 | 1178 | HUECO-MESILLA BOLSON AQUIFER | E | 71 | EL PASO | 23 | RIO GRANDE | 1 | GROUNDWATER | 1 | NO WATER QUALITY IMPROVEMENTS |  | 6017 | 1 | Purchase from El Paso Water Utilities Public Service Board | 1665 | MANUFACTURING, EL PASO | E | WUG | MANUFACTURING | 1001 | N/A |  | N | 2020 | 2020 | 0 | 586173 | 1462648 | 2843986 | 4824480 | 8630226 | 0 | 0 | 1665 | MANUFACTURING, EL PASO | E | WUG | MANUFACTURING | 1001 | N/A | E | 71 | EL PASO | 0 | 813 | 1511 | 2186 | 2760 | 3674 | N
854 | PURCHASE WATER FROM EPWU | Purchase water from EPWU | E | 5 | EXISTING SOURCE OR EXPANDED USE OF AN EXISTING SOURCE (SURFACE WATER OR GROUNDWATER) | 6 | GROUNDWATER | 1 | NO INFRASTRUCTURE |  | 2350 | 1178 | HUECO-MESILLA BOLSON AQUIFER | E | 71 | EL PASO | 23 | RIO GRANDE | 1 | GROUNDWATER | 1 | NO WATER QUALITY IMPROVEMENTS |  | 6017 | 1 | Purchase from El Paso Water Utilities Public Service Board | 2419 | STEAM ELECTRIC POWER, EL PASO | E | WUG | STEAM ELECTRIC | 1002 | N/A |  | N | 2020 | 2020 | 0 | 2744126 | 4820640 | 8339410 | 14251444 | 24145371 | 0 | 0 | 2419 | STEAM ELECTRIC POWER, EL PASO | E | WUG | STEAM ELECTRIC | 1002 | N/A | E | 71 | EL PASO | 0 | 3806 | 4980 | 6410 | 0 | 0 | N
851 | PURCHASE WATER FROM EPWU | Purchase water from EPWU | E | 5 | EXISTING SOURCE OR EXPANDED USE OF AN EXISTING SOURCE (SURFACE WATER OR GROUNDWATER) | 6 | GROUNDWATER | 1 | NO INFRASTRUCTURE |  | 2347 | 1178 | HUECO-MESILLA BOLSON AQUIFER | E | 71 | EL PASO | 23 | RIO GRANDE | 1 | GROUNDWATER | 1 | NO WATER QUALITY IMPROVEMENTS |  | 6017 | 1 | Purchase from El Paso Water Utilities Public Service Board | 2570 | VINTON | E | WUG | MUNICIPAL | 983 | CITY |  | N | 2020 | 2020 | 0 | 154294 | 385264 | 731162 | 1269048 | 2092959 | 0 | 0 | 2570 | VINTON | E | WUG | MUNICIPAL | 983 | CITY | E | 71 | EL PASO | 0 | 214 | 398 | 562 | 726 | 891 | N
847 | PURCHASE WATER FROM EPWU | Purchase water from EPWU | E | 6 | NEW SURFACE WATER OR NEW GROUNDWATER SOURCE | 5 | OTHER SURFACE WATER | 1 | NO INFRASTRUCTURE |  | 2343 | 268 | UPPER RIO GRANDE COMBINED RUN-OF-RIVER | E | 71 | EL PASO | 23 | RIO GRANDE | 0 | SURFACE WATER | 1 | NO WATER QUALITY IMPROVEMENTS |  | 6009 | 2 | Integrated water management strategy - conjunctive use with additional surface water | 89 | LOWER VALLEY WD | E | BOTH | MUNICIPAL | 4238 | UTILITY |  | N | 2020 | 2020 | 0 | 272855 | 703566 | 1305656 | 2273332 | 3749970 | 0 | 0 | 89 | LOWER VALLEY WD | E | BOTH | MUNICIPAL | 4238 | UTILITY | E | 71 | EL PASO | 0 | 605 | 1161 | 1604 | 2078 | 2551 | Y
275 | PURCHASE WATER FROM LOCAL PROVIDER | Purchase water from local provider | B | 5 | EXISTING SOURCE OR EXPANDED USE OF AN EXISTING SOURCE (SURFACE WATER OR GROUNDWATER) | 5 | OTHER SURFACE WATER | 2 | PIPELINE |  | 2247 | 75 | AMON G. CARTER LAKE/RESERVOIR | B | 999 | RESERVOIR | 8 | TRINITY | 0 | SURFACE WATER | 1 | NO WATER QUALITY IMPROVEMENTS |  | 4000 | 1 | Purchase water from local provider | 1992 | MINING, MONTAGUE | B | WUG | MINING | 1003 | N/A |  | N | 2010 | 2010 | 19062.15 | 19062.15 | 16226 | 16226 | 16226 | 16226 | 32589.2 | 20 | 1992 | MINING, MONTAGUE | B | WUG | MINING | 1003 | N/A | B | 169 | MONTAGUE | 14 | 14 | 14 | 14 | 14 | 14 | N
92 | PURCHASE WATER FROM LOCAL PROVIDER | Purchase water from local provider | B | 5 | EXISTING SOURCE OR EXPANDED USE OF AN EXISTING SOURCE (SURFACE WATER OR GROUNDWATER) | 5 | OTHER SURFACE WATER | 2 | PIPELINE |  | 561 | 64 | FARMERS CREEK/NOCONA LAKE/RESERVOIR | B | 999 | RESERVOIR | 2 | RED | 0 | SURFACE WATER | 1 | NO WATER QUALITY IMPROVEMENTS |  | 5171 | 1 | Purchase water from local provider | 1992 | MINING, MONTAGUE | B | WUG | MINING | 1003 | N/A | sales from Nocona. Redistribution of supplies. | N | 2010 | 2010 | 221937.85 | 221937.85 | 188917 | 188917 | 188917 | 188917 | 379410.8 | 20 | 1992 | MINING, MONTAGUE | B | WUG | MINING | 1003 | N/A | B | 169 | MONTAGUE | 163 | 163 | 163 | 163 | 163 | 163 | N
91 | PURCHASE WATER FROM LOCAL PROVIDER | Purchase water from local provider | B | 5 | EXISTING SOURCE OR EXPANDED USE OF AN EXISTING SOURCE (SURFACE WATER OR GROUNDWATER) | 5 | OTHER SURFACE WATER | 1 | NO INFRASTRUCTURE |  | 2375 | 68 | KEMP-DIVERSION LAKE/RESERVOIR SYSTEM | B | 999 | RESERVOIR | 2 | RED | 0 | SURFACE WATER | 1 | NO WATER QUALITY IMPROVEMENTS |  | 5176 | 2 | Increase water conservation pool at Lake Kemp | 1787 | MANUFACTURING, WICHITA | B | WUG | MANUFACTURING | 1001 | N/A |  | N | 2020 | 2020 | 0 | 489258 | 489258 | 489258 | 489258 | 489258 | 0 | 0 | 1787 | MANUFACTURING, WICHITA | B | WUG | MANUFACTURING | 1001 | N/A | B | 243 | WICHITA | 0 | 462 | 462 | 462 | 462 | 462 | Y
92 | PURCHASE WATER FROM LOCAL PROVIDER | Purchase water from local provider | B | 5 | EXISTING SOURCE OR EXPANDED USE OF AN EXISTING SOURCE (SURFACE WATER OR GROUNDWATER) | 6 | GROUNDWATER | 2 | PIPELINE |  | 626 | 1002 | SEYMOUR AQUIFER | B | 244 | WILBARGER | 2 | RED | 1 | GROUNDWATER | 1 | NO WATER QUALITY IMPROVEMENTS |  | 5205 | 1 | Purchase water from local provider | 655 | COUNTY-OTHER, WILBARGER | B | WUG | MUNICIPAL | 757 | COUNTY-OTHER | Lockett Water System | N | 2010 | 2010 | 246994 | 246994 | 102024 | 102024 | 102024 | 102024 | 1658700 | 20 | 655 | COUNTY-OTHER, WILBARGER | B | WUG | MUNICIPAL | 757 | COUNTY-OTHER | B | 244 | WILBARGER | 109 | 109 | 109 | 109 | 109 | 109 | N
92 | PURCHASE WATER FROM LOCAL PROVIDER | Purchase water from local provider | B | 5 | EXISTING SOURCE OR EXPANDED USE OF AN EXISTING SOURCE (SURFACE WATER OR GROUNDWATER) | 5 | OTHER SURFACE WATER | 2 | PIPELINE |  | 539 | 67 | WICHITA LAKE/RESERVOIR SYSTEM | B | 999 | RESERVOIR | 2 | RED | 0 | SURFACE WATER | 1 | NO WATER QUALITY IMPROVEMENTS |  | 5230 | 1 | Purchase Water from Wichita Falls | 416 | COUNTY-OTHER, ARCHER | B | WUG | MUNICIPAL | 757 | COUNTY-OTHER | Sales through local provider in Archer County | Y | 2010 | 2010 | 518000 | 518000 | 486032 | 486032 | 486032 | 486032 | 364000 | 20 | 416 | COUNTY-OTHER, ARCHER | B | WUG | MUNICIPAL | 757 | COUNTY-OTHER | B | 5 | ARCHER | 296 | 296 | 296 | 296 | 296 | 296 | N
92 | PURCHASE WATER FROM LOCAL PROVIDER | Purchase water from local provider | B | 5 | EXISTING SOURCE OR EXPANDED USE OF AN EXISTING SOURCE (SURFACE WATER OR GROUNDWATER) | 5 | OTHER SURFACE WATER | 2 | PIPELINE |  | 539 | 67 | WICHITA LAKE/RESERVOIR SYSTEM | B | 999 | RESERVOIR | 2 | RED | 0 | SURFACE WATER | 1 | NO WATER QUALITY IMPROVEMENTS |  | 5230 | 1 | Purchase Water from Wichita Falls | 450 | COUNTY-OTHER, CLAY | B | WUG | MUNICIPAL | 757 | COUNTY-OTHER | It is assumed that supplies would be provided through one or more of the local providers in Clay County and the source of water would be from Wichita Falls. Capital cost for Clay County Other in both Red and Trinity basins are shown here. | Y | 2010 | 2010 | 326000 | 326000 | 294137 | 294137 | 294137 | 294137 | 364000 | 20 | 450 | COUNTY-OTHER, CLAY | B | WUG | MUNICIPAL | 757 | COUNTY-OTHER | B | 39 | CLAY | 223 | 223 | 223 | 223 | 223 | 223 | N
91 | PURCHASE WATER FROM LOCAL PROVIDER | Purchase water from local provider | B | 5 | EXISTING SOURCE OR EXPANDED USE OF AN EXISTING SOURCE (SURFACE WATER OR GROUNDWATER) | 5 | OTHER SURFACE WATER | 1 | NO INFRASTRUCTURE |  | 535 | 67 | WICHITA LAKE/RESERVOIR SYSTEM | B | 999 | RESERVOIR | 2 | RED | 0 | SURFACE WATER | 1 | NO WATER QUALITY IMPROVEMENTS |  | 5230 | 1 | Purchase Water from Wichita Falls | 978 | IOWA PARK | B | WUG | MUNICIPAL | 297 | CITY |  | N | 2010 | 2010 | 242500 | 242500 | 242500 | 242500 | 242500 | 242500 | 0 | 0 | 978 | IOWA PARK | B | WUG | MUNICIPAL | 297 | CITY | B | 243 | WICHITA | 229 | 229 | 229 | 229 | 229 | 229 | N
91 | PURCHASE WATER FROM LOCAL PROVIDER | Purchase water from local provider | B | 5 | EXISTING SOURCE OR EXPANDED USE OF AN EXISTING SOURCE (SURFACE WATER OR GROUNDWATER) | 5 | OTHER SURFACE WATER | 1 | NO INFRASTRUCTURE |  | 535 | 67 | WICHITA LAKE/RESERVOIR SYSTEM | B | 999 | RESERVOIR | 2 | RED | 0 | SURFACE WATER | 1 | NO WATER QUALITY IMPROVEMENTS |  | 5230 | 1 | Purchase Water from Wichita Falls | 1301 | LAKESIDE CITY | B | WUG | MUNICIPAL | 894 | CITY |  | N | 2010 | 2010 | 12707 | 12707 | 12707 | 12707 | 12707 | 12707 | 0 | 0 | 1301 | LAKESIDE CITY | B | WUG | MUNICIPAL | 894 | CITY | B | 5 | ARCHER | 12 | 12 | 12 | 12 | 12 | 12 | N
91 | PURCHASE WATER FROM LOCAL PROVIDER | Purchase water from local provider | B | 5 | EXISTING SOURCE OR EXPANDED USE OF AN EXISTING SOURCE (SURFACE WATER OR GROUNDWATER) | 5 | OTHER SURFACE WATER | 1 | NO INFRASTRUCTURE |  | 535 | 67 | WICHITA LAKE/RESERVOIR SYSTEM | B | 999 | RESERVOIR | 2 | RED | 0 | SURFACE WATER | 1 | NO WATER QUALITY IMPROVEMENTS |  | 5230 | 1 | Purchase Water from Wichita Falls | 1787 | MANUFACTURING, WICHITA | B | WUG | MANUFACTURING | 1001 | N/A |  | N | 2010 | 2010 | 489258 | 0 | 0 | 0 | 0 | 0 | 0 | 0 | 1787 | MANUFACTURING, WICHITA | B | WUG | MANUFACTURING | 1001 | N/A | B | 243 | WICHITA | 462 | 0 | 0 | 0 | 0 | 0 | N
848 | PURCHASE WATER FROM LVWD | Purchase water from LVWD | E | 5 | EXISTING SOURCE OR EXPANDED USE OF AN EXISTING SOURCE (SURFACE WATER OR GROUNDWATER) | 6 | GROUNDWATER | 1 | NO INFRASTRUCTURE |  | 2344 | 1178 | HUECO-MESILLA BOLSON AQUIFER | E | 71 | EL PASO | 23 | RIO GRANDE | 1 | GROUNDWATER | 1 | NO WATER QUALITY IMPROVEMENTS |  | 6009 | 2 | Integrated water management strategy - conjunctive use with additional surface water | 2319 | SAN ELIZARIO | E | WUG | MUNICIPAL | 953 | CITY |  | N | 2020 | 2020 | 0 | 421234 | 1087164 | 2019534 | 3516116 | 5802090 | 0 | 0 | 2319 | SAN ELIZARIO | E | WUG | MUNICIPAL | 953 | CITY | E | 71 | EL PASO | 0 | 934 | 1794 | 2481 | 3214 | 3947 | N
849 | PURCHASE WATER FROM LVWD | Purchase water from LVWD | E | 5 | EXISTING SOURCE OR EXPANDED USE OF AN EXISTING SOURCE (SURFACE WATER OR GROUNDWATER) | 6 | GROUNDWATER | 1 | NO INFRASTRUCTURE |  | 2345 | 1178 | HUECO-MESILLA BOLSON AQUIFER | E | 71 | EL PASO | 23 | RIO GRANDE | 1 | GROUNDWATER | 1 | NO WATER QUALITY IMPROVEMENTS |  | 6009 | 1 | Integrated water management strategy - conjunctive use with additional surface water | 2371 | SOCORRO | E | WUG | MUNICIPAL | 804 | CITY |  | N | 2020 | 2020 | 0 | 228657 | 616908 | 1141228 | 2008584 | 3338370 | 0 | 0 | 2371 | SOCORRO | E | WUG | MUNICIPAL | 804 | CITY | E | 71 | EL PASO | 0 | 507 | 1018 | 1402 | 1836 | 2271 | N
440 | PURCHASE WATER FROM PROVIDER (1) | Purchase water from provider (1) | I | 6 | NEW SURFACE WATER OR NEW GROUNDWATER SOURCE | 6 | GROUNDWATER | 1 | NO INFRASTRUCTURE |  | 2299 | 1466 | CARRIZO-WILCOX AQUIFER | I | 3 | ANGELINA | 6 | NECHES | 1 | GROUNDWATER | 1 | NO WATER QUALITY IMPROVEMENTS |  | 2290 | 1 | Purchase water from provider (1) | 962 | HUDSON | I | WUG | MUNICIPAL | 707 | CITY |  | N | 2030 | 2030 | 0 | 0 | 39657 | 126901 | 140522 | 210784 | 0 | 0 | 962 | HUDSON | I | WUG | MUNICIPAL | 707 | CITY | I | 3 | ANGELINA | 0 | 0 | 125 | 400 | 800 | 1200 | Y
440 | PURCHASE WATER FROM PROVIDER (1) | Purchase water from provider (1) | I | 6 | NEW SURFACE WATER OR NEW GROUNDWATER SOURCE | 6 | GROUNDWATER | 1 | NO INFRASTRUCTURE |  | 2304 | 1459 | CARRIZO-WILCOX AQUIFER | I | 210 | SHELBY | 5 | SABINE | 1 | GROUNDWATER | 1 | NO WATER QUALITY IMPROVEMENTS |  | 5271 | 1 | New wells - Carrizo Wilcox Aquifer | 1766 | MANUFACTURING, SHELBY | I | WUG | MANUFACTURING | 1001 | N/A |  | N | 2050 | 2050 | 0 | 0 | 0 | 0 | 4888 | 11731 | 0 | 0 | 1766 | MANUFACTURING, SHELBY | I | WUG | MANUFACTURING | 1001 | N/A | I | 210 | SHELBY | 0 | 0 | 0 | 0 | 5 | 12 | N
440 | PURCHASE WATER FROM PROVIDER (1) | Purchase water from provider (1) | I | 6 | NEW SURFACE WATER OR NEW GROUNDWATER SOURCE | 5 | OTHER SURFACE WATER | 1 | NO INFRASTRUCTURE |  | 2318 | 565 | CENTER LAKE/RESERVOIR | I | 999 | RESERVOIR | 5 | SABINE | 0 | SURFACE WATER | 1 | NO WATER QUALITY IMPROVEMENTS |  | 2521 | 1 | Purchase water from provider (1) | 621 | COUNTY-OTHER, SHELBY | I | WUG | MUNICIPAL | 757 | COUNTY-OTHER |  | N | 2010 | 2010 | 48878 | 48878 | 48878 | 48878 | 48878 | 48878 | 0 | 0 | 621 | COUNTY-OTHER, SHELBY | I | WUG | MUNICIPAL | 757 | COUNTY-OTHER | I | 210 | SHELBY | 50 | 50 | 50 | 50 | 50 | 50 | N
440 | PURCHASE WATER FROM PROVIDER (1) | Purchase water from provider (1) | I | 6 | NEW SURFACE WATER OR NEW GROUNDWATER SOURCE | 4 | NEW MAJOR RESERVOIR | 1 | NO INFRASTRUCTURE |  | 1343 | 628 | COLUMBIA LAKE/RESERVOIR | I | 999 | RESERVOIR | 6 | NECHES | 0 | SURFACE WATER | 1 | NO WATER QUALITY IMPROVEMENTS |  | 2308 | 2 | Lake Columbia | 585 | COUNTY-OTHER, NACOGDOCHES | I | WUG | MUNICIPAL | 757 | COUNTY-OTHER |  | N | 2020 | 2020 | 0 | 327848 | 327848 | 327848 | 327848 | 327848 | 0 | 0 | 585 | COUNTY-OTHER, NACOGDOCHES | I | WUG | MUNICIPAL | 757 | COUNTY-OTHER | I | 174 | NACOGDOCHES | 0 | 428 | 428 | 428 | 428 | 428 | Y
440 | PURCHASE WATER FROM PROVIDER (1) | Purchase water from provider (1) | I | 6 | NEW SURFACE WATER OR NEW GROUNDWATER SOURCE | 4 | NEW MAJOR RESERVOIR | 1 | NO INFRASTRUCTURE |  | 1343 | 628 | COLUMBIA LAKE/RESERVOIR | I | 999 | RESERVOIR | 6 | NECHES | 0 | SURFACE WATER | 1 | NO WATER QUALITY IMPROVEMENTS |  | 2308 | 2 | Lake Columbia | 2116 | NEW SUMMERFIELD | I | WUG | MUNICIPAL | 925 | CITY | capital costs listed under ANRA WWP | N | 2020 | 2020 | 0 | 1140000 | 1140000 | 1140000 | 1140000 | 1140000 | 0 | 0 | 2116 | NEW SUMMERFIELD | I | WUG | MUNICIPAL | 925 | CITY | I | 37 | CHEROKEE | 0 | 1000 | 1000 | 1000 | 1000 | 1000 | Y
440 | PURCHASE WATER FROM PROVIDER (1) | Purchase water from provider (1) | I | 6 | NEW SURFACE WATER OR NEW GROUNDWATER SOURCE | 5 | OTHER SURFACE WATER | 1 | NO INFRASTRUCTURE |  | 2302 | 643 | HOUSTON COUNTY LAKE/RESERVOIR | I | 999 | RESERVOIR | 8 | TRINITY | 0 | SURFACE WATER | 1 | NO WATER QUALITY IMPROVEMENTS |  | 4314 | 2 | Permit amendment - Houston County Lake | 398 | CONSOLIDATED WSC | I | WUG | MUNICIPAL | 4071 | UTILITY | Supply is from new water right permit | N | 2010 | 2010 | 684000 | 384000 | 684000 | 684000 | 684000 | 684000 | 0 | 0 | 398 | CONSOLIDATED WSC | I | WUG | MUNICIPAL | 4071 | UTILITY | I | 113 | HOUSTON | 1050 | 1050 | 1050 | 1050 | 1050 | 1050 | Y
440 | PURCHASE WATER FROM PROVIDER (1) | Purchase water from provider (1) | I | 6 | NEW SURFACE WATER OR NEW GROUNDWATER SOURCE | 5 | OTHER SURFACE WATER | 1 | NO INFRASTRUCTURE |  | 2302 | 643 | HOUSTON COUNTY LAKE/RESERVOIR | I | 999 | RESERVOIR | 8 | TRINITY | 0 | SURFACE WATER | 1 | NO WATER QUALITY IMPROVEMENTS |  | 4314 | 2 | Permit amendment - Houston County Lake | 1698 | MANUFACTURING, HOUSTON | I | WUG | MANUFACTURING | 1001 | N/A | Supply is from new permit. | N | 2010 | 2010 | 19500 | 19500 | 19500 | 19500 | 19500 | 19500 | 0 | 0 | 1698 | MANUFACTURING, HOUSTON | I | WUG | MANUFACTURING | 1001 | N/A | I | 113 | HOUSTON | 30 | 30 | 30 | 30 | 30 | 30 | Y
440 | PURCHASE WATER FROM PROVIDER (1) | Purchase water from provider (1) | I | 6 | NEW SURFACE WATER OR NEW GROUNDWATER SOURCE | 5 | OTHER SURFACE WATER | 1 | NO INFRASTRUCTURE |  | 2321 | 567 | MURVAUL LAKE/RESERVOIR | I | 999 | RESERVOIR | 5 | SABINE | 0 | SURFACE WATER | 1 | NO WATER QUALITY IMPROVEMENTS |  | 5293 | 1 | Purchase water from provider (1) | 1747 | MANUFACTURING, PANOLA | I | WUG | MANUFACTURING | 1001 | N/A |  | N | 2010 | 2010 | 93845 | 113396 | 129037 | 143700 | 156408 | 182802 | 0 | 0 | 1747 | MANUFACTURING, PANOLA | I | WUG | MANUFACTURING | 1001 | N/A | I | 183 | PANOLA | 96 | 116 | 132 | 147 | 161 | 187 | N
440 | PURCHASE WATER FROM PROVIDER (1) | Purchase water from provider (1) | I | 6 | NEW SURFACE WATER OR NEW GROUNDWATER SOURCE | 5 | OTHER SURFACE WATER | 1 | NO INFRASTRUCTURE |  | 988 | 541 | SABINE RIVER RUN-OF-RIVER | I | 176 | NEWTON | 5 | SABINE | 0 | SURFACE WATER | 1 | NO WATER QUALITY IMPROVEMENTS |  | 5297 | 1 | Purchase water from provider (1) | 1745 | MANUFACTURING, ORANGE | I | WUG | MANUFACTURING | 1001 | N/A |  | N | 2010 | 2010 | 407500 | 1222500 | 1630000 | 2037500 | 2037500 | 2282000 | 0 | 0 | 1745 | MANUFACTURING, ORANGE | I | WUG | MANUFACTURING | 1001 | N/A | I | 181 | ORANGE | 5000 | 15000 | 20000 | 25000 | 25000 | 28000 | N
440 | PURCHASE WATER FROM PROVIDER (1) | Purchase water from provider (1) | I | 6 | NEW SURFACE WATER OR NEW GROUNDWATER SOURCE | 5 | OTHER SURFACE WATER | 1 | NO INFRASTRUCTURE |  | 1200 | 629 | SAM RAYBURN-STEINHAGEN LAKE/RESERVOIR SYSTEM | I | 999 | RESERVOIR | 6 | NECHES | 0 | SURFACE WATER | 1 | NO WATER QUALITY IMPROVEMENTS |  | 2354 | 1 | Permit amendment for Sam Rayburn Reservoir | 2440 | STEAM ELECTRIC POWER, JEFFERSON | I | WUG | STEAM ELECTRIC | 1002 | N/A |  | N | 2020 | 2020 | 0 | 3060104 | 3060104 | 1870270 | 1870270 | 2346204 | 13647296 | 20 | 2440 | STEAM ELECTRIC POWER, JEFFERSON | I | WUG | STEAM ELECTRIC | 1002 | N/A | I | 123 | JEFFERSON | 0 | 25951 | 25951 | 25951 | 25951 | 25951 | N
440 | PURCHASE WATER FROM PROVIDER (1) | Purchase water from provider (1) | I | 6 | NEW SURFACE WATER OR NEW GROUNDWATER SOURCE | 5 | OTHER SURFACE WATER | 1 | NO INFRASTRUCTURE |  | 2305 | 566 | TOLEDO BEND LAKE/RESERVOIR | I | 999 | RESERVOIR | 5 | SABINE | 0 | SURFACE WATER | 1 | NO WATER QUALITY IMPROVEMENTS |  | 5308 | 1 | Purchase water from provider (1) | 2691 | MINING , SHELBY | I | WUG | MINING | 1003 | N/A |  | Y | 2010 | 2010 | 455700 | 619000 | 0 | 0 | 0 | 0 | 3847950 | 20 | 2691 | MINING , SHELBY | I | WUG | MINING | 1003 | N/A | I | 210 | SHELBY | 250 | 1250 | 0 | 0 | 0 | 0 | N
441 | PURCHASE WATER FROM PROVIDER (2) | Purchase water from provider (2) | I | 6 | NEW SURFACE WATER OR NEW GROUNDWATER SOURCE | 6 | GROUNDWATER | 2 | PIPELINE |  | 2306 | 1466 | CARRIZO-WILCOX AQUIFER | I | 3 | ANGELINA | 6 | NECHES | 1 | GROUNDWATER | 1 | NO WATER QUALITY IMPROVEMENTS |  | 2287 | 1 | Purchase water from provider (2) | 414 | COUNTY-OTHER, ANGELINA | I | WUG | MUNICIPAL | 757 | COUNTY-OTHER | All costs for purchase from Lufkin are shown on this water source. | N | 2030 | 2030 | 0 | 0 | 1790000 | 1790000 | 865000 | 865000 | 10604000 | 20 | 414 | COUNTY-OTHER, ANGELINA | I | WUG | MUNICIPAL | 757 | COUNTY-OTHER | I | 3 | ANGELINA | 0 | 0 | 1100 | 1100 | 600 | 600 | Y
441 | PURCHASE WATER FROM PROVIDER (2) | Purchase water from provider (2) | I | 6 | NEW SURFACE WATER OR NEW GROUNDWATER SOURCE | 6 | GROUNDWATER | 2 | PIPELINE |  | 2306 | 1466 | CARRIZO-WILCOX AQUIFER | I | 3 | ANGELINA | 6 | NECHES | 1 | GROUNDWATER | 1 | NO WATER QUALITY IMPROVEMENTS |  | 2287 | 1 | Purchase water from provider (2) | 713 | DIBOLL | I | WUG | MUNICIPAL | 163 | CITY |  | N | 2010 | 2010 | 1144900 | 1144900 | 604800 | 604800 | 1749700 | 1749700 | 6195000 | 20 | 713 | DIBOLL | I | WUG | MUNICIPAL | 163 | CITY | I | 3 | ANGELINA | 800 | 800 | 800 | 800 | 1600 | 1600 | Y
441 | PURCHASE WATER FROM PROVIDER (2) | Purchase water from provider (2) | I | 6 | NEW SURFACE WATER OR NEW GROUNDWATER SOURCE | 4 | NEW MAJOR RESERVOIR | 2 | PIPELINE |  | 1344 | 628 | COLUMBIA LAKE/RESERVOIR | I | 999 | RESERVOIR | 6 | NECHES | 0 | SURFACE WATER | 1 | NO WATER QUALITY IMPROVEMENTS |  | 2308 | 2 | Lake Columbia | 1224 | JACKSON WSC | I | WUG | MUNICIPAL | 4211 | UTILITY | Capital Costs included with ANRA | N | 2020 | 2020 | 0 | 741000 | 741000 | 741000 | 741000 | 741000 | 0 | 0 | 1224 | JACKSON WSC | I | WUG | MUNICIPAL | 4211 | UTILITY | I | 212 | SMITH | 0 | 600 | 600 | 600 | 600 | 600 | Y
441 | PURCHASE WATER FROM PROVIDER (2) | Purchase water from provider (2) | I | 6 | NEW SURFACE WATER OR NEW GROUNDWATER SOURCE | 4 | NEW MAJOR RESERVOIR | 2 | PIPELINE |  | 1344 | 628 | COLUMBIA LAKE/RESERVOIR | I | 999 | RESERVOIR | 6 | NECHES | 0 | SURFACE WATER | 1 | NO WATER QUALITY IMPROVEMENTS |  | 2308 | 2 | Lake Columbia | 1622 | MANUFACTURING, ANGELINA | I | WUG | MANUFACTURING | 1001 | N/A | Capital Costs listed under ANRA WWP | N | 2020 | 2020 | 0 | 2736000 | 2736000 | 2073000 | 2073000 | 2073000 | 7602950 | 20 | 1622 | MANUFACTURING, ANGELINA | I | WUG | MANUFACTURING | 1001 | N/A | I | 3 | ANGELINA | 0 | 8551 | 8551 | 8551 | 8551 | 8551 | Y
441 | PURCHASE WATER FROM PROVIDER (2) | Purchase water from provider (2) | I | 6 | NEW SURFACE WATER OR NEW GROUNDWATER SOURCE | 4 | NEW MAJOR RESERVOIR | 2 | PIPELINE |  | 1344 | 628 | COLUMBIA LAKE/RESERVOIR | I | 999 | RESERVOIR | 6 | NECHES | 0 | SURFACE WATER | 1 | NO WATER QUALITY IMPROVEMENTS |  | 2308 | 2 | Lake Columbia | 2692 | MINING , SAN AUGUSTINE | I | WUG | MINING | 1003 | N/A |  | N | 2010 | 2010 | 363000 | 363000 | 0 | 0 | 0 | 0 | 2627850 | 20 | 2692 | MINING , SAN AUGUSTINE | I | WUG | MINING | 1003 | N/A | I | 203 | SAN AUGUSTINE | 500 | 500 | 0 | 0 | 0 | 0 | Y
441 | PURCHASE WATER FROM PROVIDER (2) | Purchase water from provider (2) | I | 6 | NEW SURFACE WATER OR NEW GROUNDWATER SOURCE | 4 | NEW MAJOR RESERVOIR | 2 | PIPELINE |  | 1344 | 628 | COLUMBIA LAKE/RESERVOIR | I | 999 | RESERVOIR | 6 | NECHES | 0 | SURFACE WATER | 1 | NO WATER QUALITY IMPROVEMENTS |  | 2308 | 2 | Lake Columbia | 2691 | MINING , SHELBY | I | WUG | MINING | 1003 | N/A |  | N | 2010 | 2010 | 209000 | 209000 | 0 | 0 | 0 | 0 | 1543400 | 20 | 2691 | MINING , SHELBY | I | WUG | MINING | 1003 | N/A | I | 210 | SHELBY | 250 | 250 | 0 | 0 | 0 | 0 | Y
441 | PURCHASE WATER FROM PROVIDER (2) | Purchase water from provider (2) | I | 6 | NEW SURFACE WATER OR NEW GROUNDWATER SOURCE | 4 | NEW MAJOR RESERVOIR | 2 | PIPELINE |  | 1344 | 628 | COLUMBIA LAKE/RESERVOIR | I | 999 | RESERVOIR | 6 | NECHES | 0 | SURFACE WATER | 1 | NO WATER QUALITY IMPROVEMENTS |  | 2308 | 2 | Lake Columbia | 1846 | MINING, ANGELINA | I | WUG | MINING | 1003 | N/A | Assumes downstream diversion prior to closing of dam. | N | 2010 | 2010 | 1060000 | 1527000 | 0 | 0 | 0 | 0 | 5793150 | 20 | 1846 | MINING, ANGELINA | I | WUG | MINING | 1003 | N/A | I | 3 | ANGELINA | 2000 | 4000 | 0 | 0 | 0 | 0 | Y
441 | PURCHASE WATER FROM PROVIDER (2) | Purchase water from provider (2) | I | 6 | NEW SURFACE WATER OR NEW GROUNDWATER SOURCE | 4 | NEW MAJOR RESERVOIR | 2 | PIPELINE |  | 1344 | 628 | COLUMBIA LAKE/RESERVOIR | I | 999 | RESERVOIR | 6 | NECHES | 0 | SURFACE WATER | 1 | NO WATER QUALITY IMPROVEMENTS |  | 2308 | 2 | Lake Columbia | 1876 | MINING, CHEROKEE | I | WUG | MINING | 1003 | N/A | Assumes river diversion prior to closing of dam. | N | 2010 | 2010 | 490000 | 728000 | 0 | 0 | 0 | 0 | 3619300 | 20 | 1876 | MINING, CHEROKEE | I | WUG | MINING | 1003 | N/A | I | 37 | CHEROKEE | 500 | 1500 | 0 | 0 | 0 | 0 | Y
441 | PURCHASE WATER FROM PROVIDER (2) | Purchase water from provider (2) | I | 6 | NEW SURFACE WATER OR NEW GROUNDWATER SOURCE | 4 | NEW MAJOR RESERVOIR | 2 | PIPELINE |  | 1344 | 628 | COLUMBIA LAKE/RESERVOIR | I | 999 | RESERVOIR | 6 | NECHES | 0 | SURFACE WATER | 1 | NO WATER QUALITY IMPROVEMENTS |  | 2308 | 2 | Lake Columbia | 1997 | MINING, NACOGDOCHES | I | WUG | MINING | 1003 | N/A |  | N | 2010 | 2010 | 1539643 | 2574000 | 0 | 0 | 0 | 0 | 9593450 | 20 | 1997 | MINING, NACOGDOCHES | I | WUG | MINING | 1003 | N/A | I | 174 | NACOGDOCHES | 2500 | 7000 | 0 | 0 | 0 | 0 | Y
441 | PURCHASE WATER FROM PROVIDER (2) | Purchase water from provider (2) | I | 6 | NEW SURFACE WATER OR NEW GROUNDWATER SOURCE | 4 | NEW MAJOR RESERVOIR | 2 | PIPELINE |  | 1344 | 628 | COLUMBIA LAKE/RESERVOIR | I | 999 | RESERVOIR | 6 | NECHES | 0 | SURFACE WATER | 1 | NO WATER QUALITY IMPROVEMENTS |  | 2308 | 2 | Lake Columbia | 2308 | RUSK | I | WUG | MUNICIPAL | 525 | CITY |  | N | 2020 | 2020 | 0 | 3968000 | 3968000 | 1489000 | 1489000 | 1489000 | 28435800 | 20 | 2308 | RUSK | I | WUG | MUNICIPAL | 525 | CITY | I | 37 | CHEROKEE | 0 | 3000 | 3000 | 3000 | 3000 | 3000 | Y
441 | PURCHASE WATER FROM PROVIDER (2) | Purchase water from provider (2) | I | 6 | NEW SURFACE WATER OR NEW GROUNDWATER SOURCE | 4 | NEW MAJOR RESERVOIR | 2 | PIPELINE |  | 1344 | 628 | COLUMBIA LAKE/RESERVOIR | I | 999 | RESERVOIR | 6 | NECHES | 0 | SURFACE WATER | 1 | NO WATER QUALITY IMPROVEMENTS |  | 2308 | 2 | Lake Columbia | 2458 | STEAM ELECTRIC POWER, NACOGDOCHES | I | WUG | STEAM ELECTRIC | 1002 | N/A | Costs assume raw water transmission from Lake Columbia; for capital costs see ANRA WWP; note that ANRA unit costs do not include this customer | N | 2020 | 2020 | 0 | 2252254 | 2252254 | 1318254 | 3291000 | 3291000 | 10718000 | 20 | 2458 | STEAM ELECTRIC POWER, NACOGDOCHES | I | WUG | STEAM ELECTRIC | 1002 | N/A | I | 174 | NACOGDOCHES | 0 | 5000 | 5000 | 5000 | 13400 | 13400 | Y
441 | PURCHASE WATER FROM PROVIDER (2) | Purchase water from provider (2) | I | 6 | NEW SURFACE WATER OR NEW GROUNDWATER SOURCE | 4 | NEW MAJOR RESERVOIR | 2 | PIPELINE |  | 1344 | 628 | COLUMBIA LAKE/RESERVOIR | I | 999 | RESERVOIR | 6 | NECHES | 0 | SURFACE WATER | 1 | NO WATER QUALITY IMPROVEMENTS |  | 2308 | 2 | Lake Columbia | 2468 | STEAM ELECTRIC POWER, RUSK | I | WUG | STEAM ELECTRIC | 1002 | N/A |  | Y | 2060 | 2060 | 0 | 0 | 0 | 0 | 0 | 2396000 | 8640450 | 20 | 2468 | STEAM ELECTRIC POWER, RUSK | I | WUG | STEAM ELECTRIC | 1002 | N/A | I | 201 | RUSK | 0 | 0 | 0 | 0 | 0 | 8500 | Y
441 | PURCHASE WATER FROM PROVIDER (2) | Purchase water from provider (2) | I | 6 | NEW SURFACE WATER OR NEW GROUNDWATER SOURCE | 4 | NEW MAJOR RESERVOIR | 2 | PIPELINE |  | 1344 | 628 | COLUMBIA LAKE/RESERVOIR | I | 999 | RESERVOIR | 6 | NECHES | 0 | SURFACE WATER | 1 | NO WATER QUALITY IMPROVEMENTS |  | 2308 | 2 | Lake Columbia | 2616 | WHITEHOUSE | I | WUG | MUNICIPAL | 648 | CITY |  | N | 2020 | 2020 | 0 | 1368000 | 1368000 | 1368000 | 1368000 | 1368000 | 0 | 0 | 2616 | WHITEHOUSE | I | WUG | MUNICIPAL | 648 | CITY | I | 212 | SMITH | 0 | 1200 | 1200 | 1200 | 1200 | 1200 | Y
441 | PURCHASE WATER FROM PROVIDER (2) | Purchase water from provider (2) | I | 6 | NEW SURFACE WATER OR NEW GROUNDWATER SOURCE | 5 | OTHER SURFACE WATER | 2 | PIPELINE |  | 2372 | 643 | HOUSTON COUNTY LAKE/RESERVOIR | I | 999 | RESERVOIR | 8 | TRINITY | 0 | SURFACE WATER | 1 | NO WATER QUALITY IMPROVEMENTS |  | 4579 | 1 | Purchase water from provider (2) | 2458 | STEAM ELECTRIC POWER, NACOGDOCHES | I | WUG | STEAM ELECTRIC | 1002 | N/A | Supply from new water right permit | Y | 2020 | 2020 | 0 | 263000 | 263000 | 88000 | 88000 | 88000 | 2012400 | 20 | 2458 | STEAM ELECTRIC POWER, NACOGDOCHES | I | WUG | STEAM ELECTRIC | 1002 | N/A | I | 174 | NACOGDOCHES | 0 | 340 | 340 | 340 | 340 | 340 | N
441 | PURCHASE WATER FROM PROVIDER (2) | Purchase water from provider (2) | I | 6 | NEW SURFACE WATER OR NEW GROUNDWATER SOURCE | 5 | OTHER SURFACE WATER | 2 | PIPELINE |  | 2371 | 626 | KURTH LAKE/RESERVOIR | I | 999 | RESERVOIR | 6 | NECHES | 0 | SURFACE WATER | 1 | NO WATER QUALITY IMPROVEMENTS |  | 2341 | 2 | Lake Kurth Regional System | 1622 | MANUFACTURING, ANGELINA | I | WUG | MANUFACTURING | 1001 | N/A | All capital costs associated with pipeline and infrastructure is shown for this source. Infrastructure is sized for additional supply from sam rayburn water. | N | 2010 | 2010 | 3015000 | 4554000 | 2935000 | 3798000 | 2935000 | 2935000 | 18573800 | 20 | 1622 | MANUFACTURING, ANGELINA | I | WUG | MANUFACTURING | 1001 | N/A | I | 3 | ANGELINA | 6800 | 12800 | 12800 | 14100 | 12800 | 12800 | Y
441 | PURCHASE WATER FROM PROVIDER (2) | Purchase water from provider (2) | I | 6 | NEW SURFACE WATER OR NEW GROUNDWATER SOURCE | 5 | OTHER SURFACE WATER | 2 | PIPELINE |  | 1019 | 622 | PALESTINE LAKE/RESERVOIR | I | 999 | RESERVOIR | 6 | NECHES | 0 | SURFACE WATER | 1 | NO WATER QUALITY IMPROVEMENTS |  | 7051 | 1 | Purchase water from provider (2) | 518 | COUNTY-OTHER, HENDERSON | I | WUG | MUNICIPAL | 757 | COUNTY-OTHER |  | N | 2020 | 2020 | 0 | 867900 | 884200 | 137800 | 170400 | 203000 | 8937350 | 20 | 518 | COUNTY-OTHER, HENDERSON | I | WUG | MUNICIPAL | 757 | COUNTY-OTHER | I | 107 | HENDERSON | 0 | 150 | 200 | 300 | 400 | 500 | N
441 | PURCHASE WATER FROM PROVIDER (2) | Purchase water from provider (2) | I | 6 | NEW SURFACE WATER OR NEW GROUNDWATER SOURCE | 5 | OTHER SURFACE WATER | 2 | PIPELINE |  | 1019 | 622 | PALESTINE LAKE/RESERVOIR | I | 999 | RESERVOIR | 6 | NECHES | 0 | SURFACE WATER | 1 | NO WATER QUALITY IMPROVEMENTS |  | 7051 | 1 | Purchase water from provider (2) | 1767 | MANUFACTURING, SMITH | I | WUG | MANUFACTURING | 1001 | N/A |  | N | 2030 | 2030 | 0 | 0 | 438811 | 438811 | 310113 | 310113 | 1476152 | 20 | 1767 | MANUFACTURING, SMITH | I | WUG | MANUFACTURING | 1001 | N/A | I | 212 | SMITH | 0 | 0 | 294 | 294 | 294 | 295 | N
441 | PURCHASE WATER FROM PROVIDER (2) | Purchase water from provider (2) | I | 6 | NEW SURFACE WATER OR NEW GROUNDWATER SOURCE | 5 | OTHER SURFACE WATER | 2 | PIPELINE |  | 1019 | 622 | PALESTINE LAKE/RESERVOIR | I | 999 | RESERVOIR | 6 | NECHES | 0 | SURFACE WATER | 1 | NO WATER QUALITY IMPROVEMENTS |  | 7051 | 1 | Purchase water from provider (2) | 2401 | STEAM ELECTRIC POWER, ANDERSON | I | WUG | STEAM ELECTRIC | 1002 | N/A |  | N | 2020 | 2020 | 0 | 7500615 | 7500615 | 5328201 | 5328201 | 5328201 | 24917413 | 20 | 2401 | STEAM ELECTRIC POWER, ANDERSON | I | WUG | STEAM ELECTRIC | 1002 | N/A | I | 1 | ANDERSON | 0 | 21853 | 21853 | 21853 | 21853 | 21853 | N
441 | PURCHASE WATER FROM PROVIDER (2) | Purchase water from provider (2) | I | 6 | NEW SURFACE WATER OR NEW GROUNDWATER SOURCE | 5 | OTHER SURFACE WATER | 2 | PIPELINE |  | 1345 | 629 | SAM RAYBURN-STEINHAGEN LAKE/RESERVOIR SYSTEM | I | 999 | RESERVOIR | 6 | NECHES | 0 | SURFACE WATER | 1 | NO WATER QUALITY IMPROVEMENTS |  | 7053 | 1 | Angelina County Regional Project | 414 | COUNTY-OTHER, ANGELINA | I | WUG | MUNICIPAL | 757 | COUNTY-OTHER | all costs shown on Carrizo-Wilcox source | N | 2050 | 2050 | 0 | 0 | 0 | 0 | 0 | 0 | 0 | 0 | 414 | COUNTY-OTHER, ANGELINA | I | WUG | MUNICIPAL | 757 | COUNTY-OTHER | I | 3 | ANGELINA | 0 | 0 | 0 | 0 | 500 | 500 | N
441 | PURCHASE WATER FROM PROVIDER (2) | Purchase water from provider (2) | I | 6 | NEW SURFACE WATER OR NEW GROUNDWATER SOURCE | 5 | OTHER SURFACE WATER | 2 | PIPELINE |  | 1345 | 629 | SAM RAYBURN-STEINHAGEN LAKE/RESERVOIR SYSTEM | I | 999 | RESERVOIR | 6 | NECHES | 0 | SURFACE WATER | 1 | NO WATER QUALITY IMPROVEMENTS |  | 7053 | 1 | Angelina County Regional Project | 811 | FOUR WAY WSC | I | WUG | MUNICIPAL | 4134 | UTILITY | capital costs listed under City of Lufkin WWP | N | 2060 | 2060 | 0 | 0 | 0 | 0 | 0 | 211421 | 669192 | 20 | 811 | FOUR WAY WSC | I | WUG | MUNICIPAL | 4134 | UTILITY | I | 3 | ANGELINA | 0 | 0 | 0 | 0 | 0 | 225 | N
441 | PURCHASE WATER FROM PROVIDER (2) | Purchase water from provider (2) | I | 6 | NEW SURFACE WATER OR NEW GROUNDWATER SOURCE | 5 | OTHER SURFACE WATER | 2 | PIPELINE |  | 1345 | 629 | SAM RAYBURN-STEINHAGEN LAKE/RESERVOIR SYSTEM | I | 999 | RESERVOIR | 6 | NECHES | 0 | SURFACE WATER | 1 | NO WATER QUALITY IMPROVEMENTS |  | 7053 | 1 | Angelina County Regional Project | 1074 | IRRIGATION, HARDIN | I | WUG | IRRIGATION | 1004 | N/A |  | N | 2010 | 2010 | 296920 | 296920 | 0 | 0 | 0 | 0 | 2405001 | 20 | 1074 | IRRIGATION, HARDIN | I | WUG | IRRIGATION | 1004 | N/A | I | 100 | HARDIN | 1002 | 1002 | 1002 | 1002 | 1002 | 1002 | N
441 | PURCHASE WATER FROM PROVIDER (2) | Purchase water from provider (2) | I | 6 | NEW SURFACE WATER OR NEW GROUNDWATER SOURCE | 5 | OTHER SURFACE WATER | 2 | PIPELINE |  | 1345 | 629 | SAM RAYBURN-STEINHAGEN LAKE/RESERVOIR SYSTEM | I | 999 | RESERVOIR | 6 | NECHES | 0 | SURFACE WATER | 1 | NO WATER QUALITY IMPROVEMENTS |  | 7053 | 2 | Angelina County Regional Project | 1622 | MANUFACTURING, ANGELINA | I | WUG | MANUFACTURING | 1001 | N/A |  | N | 2050 | 2050 | 0 | 0 | 0 | 0 | 2655000 | 3982000 | 0 | 0 | 1622 | MANUFACTURING, ANGELINA | I | WUG | MANUFACTURING | 1001 | N/A | I | 3 | ANGELINA | 0 | 0 | 0 | 0 | 4000 | 6000 | Y
441 | PURCHASE WATER FROM PROVIDER (2) | Purchase water from provider (2) | I | 6 | NEW SURFACE WATER OR NEW GROUNDWATER SOURCE | 5 | OTHER SURFACE WATER | 2 | PIPELINE |  | 1345 | 629 | SAM RAYBURN-STEINHAGEN LAKE/RESERVOIR SYSTEM | I | 999 | RESERVOIR | 6 | NECHES | 0 | SURFACE WATER | 1 | NO WATER QUALITY IMPROVEMENTS |  | 7053 | 1 | Angelina County Regional Project | 2692 | MINING , SAN AUGUSTINE | I | WUG | MINING | 1003 | N/A |  | N | 2010 | 2010 | 1011462 | 1993000 | 0 | 0 | 0 | 0 | 8212450 | 20 | 2692 | MINING , SAN AUGUSTINE | I | WUG | MINING | 1003 | N/A | I | 203 | SAN AUGUSTINE | 1000 | 6500 | 0 | 0 | 0 | 0 | N
441 | PURCHASE WATER FROM PROVIDER (2) | Purchase water from provider (2) | I | 6 | NEW SURFACE WATER OR NEW GROUNDWATER SOURCE | 5 | OTHER SURFACE WATER | 2 | PIPELINE |  | 990 | 566 | TOLEDO BEND LAKE/RESERVOIR | I | 999 | RESERVOIR | 5 | SABINE | 0 | SURFACE WATER | 1 | NO WATER QUALITY IMPROVEMENTS |  | 5310 | 1 | Purchase water from provider (2) | 621 | COUNTY-OTHER, SHELBY | I | WUG | MUNICIPAL | 757 | COUNTY-OTHER |  | N | 2010 | 2010 | 347400 | 347400 | 83700 | 83700 | 83700 | 83700 | 3024150 | 20 | 621 | COUNTY-OTHER, SHELBY | I | WUG | MUNICIPAL | 757 | COUNTY-OTHER | I | 210 | SHELBY | 150 | 150 | 150 | 150 | 150 | 150 | N
441 | PURCHASE WATER FROM PROVIDER (2) | Purchase water from provider (2) | I | 6 | NEW SURFACE WATER OR NEW GROUNDWATER SOURCE | 5 | OTHER SURFACE WATER | 2 | PIPELINE |  | 990 | 566 | TOLEDO BEND LAKE/RESERVOIR | I | 999 | RESERVOIR | 5 | SABINE | 0 | SURFACE WATER | 1 | NO WATER QUALITY IMPROVEMENTS |  | 5311 | 1 | Purchase water from provider (2) | 1541 | LIVESTOCK, SHELBY | I | WUG | LIVESTOCK | 1005 | N/A | Online date 2040 | N | 2040 | 2040 | 0 | 0 | 0 | 1177000 | 1177000 | 762000 | 4763200 | 20 | 1541 | LIVESTOCK, SHELBY | I | WUG | LIVESTOCK | 1005 | N/A | I | 210 | SHELBY | 0 | 0 | 0 | 4000 | 4000 | 4000 | N
441 | PURCHASE WATER FROM PROVIDER (2) | Purchase water from provider (2) | I | 6 | NEW SURFACE WATER OR NEW GROUNDWATER SOURCE | 5 | OTHER SURFACE WATER | 2 | PIPELINE |  | 990 | 566 | TOLEDO BEND LAKE/RESERVOIR | I | 999 | RESERVOIR | 5 | SABINE | 0 | SURFACE WATER | 1 | NO WATER QUALITY IMPROVEMENTS |  | 5309 | 1 | Purchase water from provider (2) | 88 | LOWER NECHES VALLEY AUTHORITY | I | WWP | WWP | N/A | N/A |  | Y | 2050 | 2050 | 0 | 0 | 0 | 0 | 5967000 | 5967000 | 39168200 | 20 | 88 | LOWER NECHES VALLEY AUTHORITY - FUTURE CUSTOMER/SURPLUS SUPPLY | I | WWP | MUNICIPAL | N/A | N/A | I | 123 | JEFFERSON | 0 | 0 | 0 | 0 | 36000 | 36000 | N
441 | PURCHASE WATER FROM PROVIDER (2) | Purchase water from provider (2) | I | 6 | NEW SURFACE WATER OR NEW GROUNDWATER SOURCE | 5 | OTHER SURFACE WATER | 2 | PIPELINE |  | 990 | 566 | TOLEDO BEND LAKE/RESERVOIR | I | 999 | RESERVOIR | 5 | SABINE | 0 | SURFACE WATER | 1 | NO WATER QUALITY IMPROVEMENTS |  | 5312 | 1 | Purchase water from provider (2) | 1745 | MANUFACTURING, ORANGE | I | WUG | MANUFACTURING | 1001 | N/A |  | N | 2050 | 2050 | 0 | 0 | 0 | 0 | 407500 | 652000 | 0 | 0 | 1745 | MANUFACTURING, ORANGE | I | WUG | MANUFACTURING | 1001 | N/A | I | 181 | ORANGE | 0 | 0 | 0 | 0 | 5000 | 8000 | N
441 | PURCHASE WATER FROM PROVIDER (2) | Purchase water from provider (2) | I | 6 | NEW SURFACE WATER OR NEW GROUNDWATER SOURCE | 5 | OTHER SURFACE WATER | 2 | PIPELINE |  | 990 | 566 | TOLEDO BEND LAKE/RESERVOIR | I | 999 | RESERVOIR | 5 | SABINE | 0 | SURFACE WATER | 1 | NO WATER QUALITY IMPROVEMENTS |  | 5313 | 1 | Purchase water from provider (2) | 2459 | STEAM ELECTRIC POWER, NEWTON | I | WUG | STEAM ELECTRIC | 1002 | N/A |  | N | 2030 | 2030 | 0 | 0 | 3991000 | 3991000 | 2900000 | 2900000 | 12515350 | 20 | 2459 | STEAM ELECTRIC POWER, NEWTON | I | WUG | STEAM ELECTRIC | 1002 | N/A | I | 176 | NEWTON | 0 | 0 | 15000 | 15000 | 15000 | 15000 | N
441 | PURCHASE WATER FROM PROVIDER (2) | Purchase water from provider (2) | I | 6 | NEW SURFACE WATER OR NEW GROUNDWATER SOURCE | 5 | OTHER SURFACE WATER | 2 | PIPELINE |  | 990 | 566 | TOLEDO BEND LAKE/RESERVOIR | I | 999 | RESERVOIR | 5 | SABINE | 0 | SURFACE WATER | 1 | NO WATER QUALITY IMPROVEMENTS |  | 5314 | 1 | Purchase water from provider (2) | 2468 | STEAM ELECTRIC POWER, RUSK | I | WUG | STEAM ELECTRIC | 1002 | N/A |  | N | 2050 | 2050 | 0 | 0 | 0 | 0 | 305000 | 305000 | 1318500 | 20 | 2468 | STEAM ELECTRIC POWER, RUSK | I | WUG | STEAM ELECTRIC | 1002 | N/A | I | 201 | RUSK | 0 | 0 | 0 | 0 | 1501 | 1500 | N
442 | PURCHASE WATER FROM PROVIDER (3) | Purchase water from provider (3) | I | 6 | NEW SURFACE WATER OR NEW GROUNDWATER SOURCE | 4 | NEW MAJOR RESERVOIR | 4 | PIPELINE AND WATER TREATMENT PLANT |  | 1346 | 628 | COLUMBIA LAKE/RESERVOIR | I | 999 | RESERVOIR | 6 | NECHES | 0 | SURFACE WATER | 1 | NO WATER QUALITY IMPROVEMENTS |  | 2308 | 2 | Lake Columbia | 79 | JACKSONVILLE | I | BOTH | MUNICIPAL | 303 | CITY |  | N | 2020 | 2020 | 0 | 2503000 | 2503000 | 835000 | 835000 | 835000 | 19133700 | 20 | 79 | JACKSONVILLE | I | BOTH | MUNICIPAL | 303 | CITY | I | 37 | CHEROKEE | 0 | 1700 | 1700 | 1700 | 1700 | 1700 | Y
442 | PURCHASE WATER FROM PROVIDER (3) | Purchase water from provider (3) | I | 6 | NEW SURFACE WATER OR NEW GROUNDWATER SOURCE | 4 | NEW MAJOR RESERVOIR | 4 | PIPELINE AND WATER TREATMENT PLANT |  | 1346 | 628 | COLUMBIA LAKE/RESERVOIR | I | 999 | RESERVOIR | 6 | NECHES | 0 | SURFACE WATER | 1 | NO WATER QUALITY IMPROVEMENTS |  | 2308 | 2 | Lake Columbia | 102 | NACOGDOCHES | I | BOTH | MUNICIPAL | 421 | CITY |  | N | 2010 | 2010 | 7287000 | 7287000 | 4037000 | 4037000 | 4037000 | 4037000 | 37282050 | 20 | 193 | APPLEBY WSC | I | WUG | MUNICIPAL | 4005 | UTILITY | I | 174 | NACOGDOCHES | 0 | 0 | 0 | 0 | 0 | 0 | Y
442 | PURCHASE WATER FROM PROVIDER (3) | Purchase water from provider (3) | I | 6 | NEW SURFACE WATER OR NEW GROUNDWATER SOURCE | 4 | NEW MAJOR RESERVOIR | 4 | PIPELINE AND WATER TREATMENT PLANT |  | 1346 | 628 | COLUMBIA LAKE/RESERVOIR | I | 999 | RESERVOIR | 6 | NECHES | 0 | SURFACE WATER | 1 | NO WATER QUALITY IMPROVEMENTS |  | 2308 | 2 | Lake Columbia | 102 | NACOGDOCHES | I | BOTH | MUNICIPAL | 421 | CITY |  | N | 2010 | 2010 | 7287000 | 7287000 | 4037000 | 4037000 | 4037000 | 4037000 | 37282050 | 20 | 1740 | MANUFACTURING, NACOGDOCHES | I | WUG | MANUFACTURING | 1001 | N/A | I | 174 | NACOGDOCHES | 0 | 0 | 0 | 0 | 0 | 0 | Y
442 | PURCHASE WATER FROM PROVIDER (3) | Purchase water from provider (3) | I | 6 | NEW SURFACE WATER OR NEW GROUNDWATER SOURCE | 4 | NEW MAJOR RESERVOIR | 4 | PIPELINE AND WATER TREATMENT PLANT |  | 1346 | 628 | COLUMBIA LAKE/RESERVOIR | I | 999 | RESERVOIR | 6 | NECHES | 0 | SURFACE WATER | 1 | NO WATER QUALITY IMPROVEMENTS |  | 2308 | 2 | Lake Columbia | 102 | NACOGDOCHES | I | BOTH | MUNICIPAL | 421 | CITY |  | N | 2020 | 2020 | 7287000 | 7287000 | 4037000 | 4037000 | 4037000 | 4037000 | 37282050 | 20 | 102 | NACOGDOCHES | I | BOTH | MUNICIPAL | 421 | CITY | I | 174 | NACOGDOCHES | 0 | 8551 | 8551 | 8551 | 8551 | 8551 | Y
442 | PURCHASE WATER FROM PROVIDER (3) | Purchase water from provider (3) | I | 6 | NEW SURFACE WATER OR NEW GROUNDWATER SOURCE | 5 | OTHER SURFACE WATER | 4 | PIPELINE AND WATER TREATMENT PLANT |  | 991 | 622 | PALESTINE LAKE/RESERVOIR | I | 999 | RESERVOIR | 6 | NECHES | 0 | SURFACE WATER | 1 | NO WATER QUALITY IMPROVEMENTS |  | 7052 | 1 | Purchase water from provider (3) | 2616 | WHITEHOUSE | I | WUG | MUNICIPAL | 648 | CITY |  | N | 2010 | 2010 | 26394 | 0 | 0 | 0 | 0 | 0 | 0 | 0 | 2616 | WHITEHOUSE | I | WUG | MUNICIPAL | 648 | CITY | I | 212 | SMITH | 27 | 0 | 0 | 0 | 0 | 0 | N
442 | PURCHASE WATER FROM PROVIDER (3) | Purchase water from provider (3) | I | 6 | NEW SURFACE WATER OR NEW GROUNDWATER SOURCE | 5 | OTHER SURFACE WATER | 4 | PIPELINE AND WATER TREATMENT PLANT |  | 1371 | 566 | TOLEDO BEND LAKE/RESERVOIR | I | 999 | RESERVOIR | 5 | SABINE | 0 | SURFACE WATER | 1 | NO WATER QUALITY IMPROVEMENTS |  | 5315 | 1 | Purchase water from provider (3) | 102 | NACOGDOCHES | I | BOTH | MUNICIPAL | 421 | CITY |  | Y | 2050 | 2050 | 0 | 0 | 0 | 0 | 0 | 0 | 0 | 0 | 102 | NACOGDOCHES | I | BOTH | MUNICIPAL | 421 | CITY | I | 174 | NACOGDOCHES | 0 | 0 | 0 | 0 | 5175 | 5175 | N
865 | PURCHASE WATER FROM UGRA | Purchase water from UGRA | J | 5 | EXISTING SOURCE OR EXPANDED USE OF AN EXISTING SOURCE (SURFACE WATER OR GROUNDWATER) | 5 | OTHER SURFACE WATER | 1 | NO INFRASTRUCTURE |  | 2500 | 4456 | UPPER GUADALUPE RIVER RUN-OF-RIVER | J | 133 | KERR | 18 | GUADALUPE | 0 | SURFACE WATER | 1 | NO WATER QUALITY IMPROVEMENTS |  | 6079 | 1 | Purchase water from UGRA | 1261 | KERRVILLE | J | WUG | MUNICIPAL | 320 | CITY |  | N | 2030 | 2030 | 0 | 0 | 3840000 | 3840000 | 3840000 | 5450000 | 0 | 0 | 1261 | KERRVILLE | J | WUG | MUNICIPAL | 320 | CITY | J | 133 | KERR | 0 | 0 | 3840 | 3840 | 3840 | 5450 | N
629 | PURCHASE WATER FROM WEST TRAVIS COUNTY REGIONAL WS | Purchase water from West Travis County Regional Water Supply | K | 5 | EXISTING SOURCE OR EXPANDED USE OF AN EXISTING SOURCE (SURFACE WATER OR GROUNDWATER) | 5 | OTHER SURFACE WATER | 1 | NO INFRASTRUCTURE |  | 1586 | 687 | HIGHLAND LAKES LAKE/RESERVOIR SYSTEM | K | 999 | RESERVOIR | 14 | COLORADO | 0 | SURFACE WATER | 1 | NO WATER QUALITY IMPROVEMENTS |  | 3318 | 1 | Purchase water from West Travis County Regional Water Supply | 221 | BARTON CREEK WEST WSC | K | WUG | MUNICIPAL | 4009 | UTILITY |  | N | 2010 | 2010 | 2208 | 0 | 0 | 0 | 0 | 0 | 0 | 0 | 221 | BARTON CREEK WEST WSC | K | WUG | MUNICIPAL | 4009 | UTILITY | K | 227 | TRAVIS | 16 | 0 | 0 | 0 | 0 | 0 | N
629 | PURCHASE WATER FROM WEST TRAVIS COUNTY REGIONAL WS | Purchase water from West Travis County Regional Water Supply | K | 5 | EXISTING SOURCE OR EXPANDED USE OF AN EXISTING SOURCE (SURFACE WATER OR GROUNDWATER) | 5 | OTHER SURFACE WATER | 1 | NO INFRASTRUCTURE |  | 1586 | 687 | HIGHLAND LAKES LAKE/RESERVOIR SYSTEM | K | 999 | RESERVOIR | 14 | COLORADO | 0 | SURFACE WATER | 1 | NO WATER QUALITY IMPROVEMENTS |  | 3319 | 1 | Purchase water from West Travis County Regional Water Supply | 233 | BEE CAVE VILLAGE | K | WUG | MUNICIPAL | 1013 | CITY |  | N | 2010 | 2010 | 114540 | 127650 | 136482 | 140070 | 136620 | 132204 | 0 | 0 | 233 | BEE CAVE VILLAGE | K | WUG | MUNICIPAL | 1013 | CITY | K | 227 | TRAVIS | 830 | 925 | 989 | 1015 | 990 | 958 | N
175 | RAISE LEVEL OF GIBBONS CREEK RESERVOIR | Raise level of Gibbons Creek Reservoir | G | 6 | NEW SURFACE WATER OR NEW GROUNDWATER SOURCE | 5 | OTHER SURFACE WATER | 6 | OTHER INFRASTRUCTURE |  | 1073 | 4147 | GIBBONS CREEK LAKE/RESERVOIR ADDITIONAL YIELD | G | 999 | RESERVOIR | 12 | BRAZOS | 0 | SURFACE WATER | 1 | NO WATER QUALITY IMPROVEMENTS |  | 2213 | 1 | Raise level of Gibbons Creek Reservoir | 2428 | STEAM ELECTRIC POWER, GRIMES | G | WUG | STEAM ELECTRIC | 1002 | N/A |  | N | 2020 | 2020 | 0 | 919000 | 919000 | 919000 | 919000 | 112000 | 12140600 | 20 | 2428 | STEAM ELECTRIC POWER, GRIMES | G | WUG | STEAM ELECTRIC | 1002 | N/A | G | 93 | GRIMES | 0 | 3870 | 3870 | 3870 | 3870 | 3870 | N
656 | REALLOCATION OF EXISTING SUPPLIES | Reallocation of existing supplies | H | 5 | EXISTING SOURCE OR EXPANDED USE OF AN EXISTING SOURCE (SURFACE WATER OR GROUNDWATER) | 5 | OTHER SURFACE WATER | 1 | NO INFRASTRUCTURE |  | 1787 | 3981 | BRAZOS RIVER AUTHORITY MAIN STEM LAKE/RESERVOIR SYSTEM | G | 999 | RESERVOIR | 12 | BRAZOS | 0 | SURFACE WATER | 1 | NO WATER QUALITY IMPROVEMENTS |  | 7062 | 1 | Reallocation of existing supplies | 1634 | MANUFACTURING, BRAZORIA | H | WUG | MANUFACTURING | 1001 | N/A |  | N | 2010 | 2010 | 44078 | 76246 | 62081 | 53788 | 49762 | 49897 | 533846 | 20 | 1634 | MANUFACTURING, BRAZORIA | H | WUG | MANUFACTURING | 1001 | N/A | H | 20 | BRAZORIA | 50 | 50 | 50 | 50 | 50 | 50 | N
656 | REALLOCATION OF EXISTING SUPPLIES | Reallocation of existing supplies | H | 5 | EXISTING SOURCE OR EXPANDED USE OF AN EXISTING SOURCE (SURFACE WATER OR GROUNDWATER) | 5 | OTHER SURFACE WATER | 1 | NO INFRASTRUCTURE |  | 1780 | 531 | BRAZOS RIVER RUN-OF-RIVER | H | 79 | FORT BEND | 12 | BRAZOS | 0 | SURFACE WATER | 1 | NO WATER QUALITY IMPROVEMENTS |  | 2525 | 1 | Brazoria County interruptible supplies for irrigation | 1634 | MANUFACTURING, BRAZORIA | H | WUG | MANUFACTURING | 1001 | N/A |  | N | 2010 | 2010 | 11634046 | 20124442 | 16385518 | 14196876 | 13134385 | 13170081 | 140903324 | 20 | 1634 | MANUFACTURING, BRAZORIA | H | WUG | MANUFACTURING | 1001 | N/A | H | 20 | BRAZORIA | 13197 | 13197 | 13197 | 13197 | 13197 | 13197 | N
656 | REALLOCATION OF EXISTING SUPPLIES | Reallocation of existing supplies | H | 5 | EXISTING SOURCE OR EXPANDED USE OF AN EXISTING SOURCE (SURFACE WATER OR GROUNDWATER) | 5 | OTHER SURFACE WATER | 1 | NO INFRASTRUCTURE |  | 1781 | 3874 | BRAZOS RIVER RUN-OF-RIVER | H | 79 | FORT BEND | 12 | BRAZOS | 0 | SURFACE WATER | 1 | NO WATER QUALITY IMPROVEMENTS |  | 2525 | 1 | Brazoria County interruptible supplies for irrigation | 1634 | MANUFACTURING, BRAZORIA | H | WUG | MANUFACTURING | 1001 | N/A |  | N | 2010 | 2010 | 394061 | 681642 | 555000 | 480868 | 444880 | 446089 | 4772584 | 20 | 1634 | MANUFACTURING, BRAZORIA | H | WUG | MANUFACTURING | 1001 | N/A | H | 20 | BRAZORIA | 447 | 447 | 447 | 447 | 447 | 447 | N
656 | REALLOCATION OF EXISTING SUPPLIES | Reallocation of existing supplies | H | 5 | EXISTING SOURCE OR EXPANDED USE OF AN EXISTING SOURCE (SURFACE WATER OR GROUNDWATER) | 6 | GROUNDWATER | 1 | NO INFRASTRUCTURE |  | 1784 | 1390 | GULF COAST AQUIFER | H | 36 | CHAMBERS | 7 | NECHES-TRINITY | 1 | GROUNDWATER | 1 | NO WATER QUALITY IMPROVEMENTS |  | 7096 | 1 | Reallocation of existing supplies | 1875 | MINING, CHAMBERS | H | WUG | MINING | 1003 | N/A |  | N | 2010 | 2010 | 39468 | 59232 | 49656 | 50257 | 55339 | 59422 | 649461 | 20 | 1875 | MINING, CHAMBERS | H | WUG | MINING | 1003 | N/A | H | 36 | CHAMBERS | 104 | 155 | 183 | 213 | 243 | 270 | N
656 | REALLOCATION OF EXISTING SUPPLIES | Reallocation of existing supplies | H | 5 | EXISTING SOURCE OR EXPANDED USE OF AN EXISTING SOURCE (SURFACE WATER OR GROUNDWATER) | 6 | GROUNDWATER | 1 | NO INFRASTRUCTURE |  | 1782 | 1413 | GULF COAST AQUIFER | H | 36 | CHAMBERS | 9 | TRINITY-SAN JACINTO | 1 | GROUNDWATER | 1 | NO WATER QUALITY IMPROVEMENTS |  | 1359 | 1 | Reallocation of existing supplies | 229 | BEACH CITY | H | WUG | MUNICIPAL | 822 | CITY |  | N | 2010 | 2010 | 67520 | 54408 | 17862 | 17862 | 17862 | 17862 | 419178 | 20 | 229 | BEACH CITY | H | WUG | MUNICIPAL | 822 | CITY | H | 36 | CHAMBERS | 178 | 0 | 0 | 0 | 0 | 0 | N
656 | REALLOCATION OF EXISTING SUPPLIES | Reallocation of existing supplies | H | 5 | EXISTING SOURCE OR EXPANDED USE OF AN EXISTING SOURCE (SURFACE WATER OR GROUNDWATER) | 6 | GROUNDWATER | 1 | NO INFRASTRUCTURE |  | 1782 | 1413 | GULF COAST AQUIFER | H | 36 | CHAMBERS | 9 | TRINITY-SAN JACINTO | 1 | GROUNDWATER | 1 | NO WATER QUALITY IMPROVEMENTS |  | 1360 | 1 | Reallocation of existing supplies | 447 | COUNTY-OTHER, CHAMBERS | H | WUG | MUNICIPAL | 757 | COUNTY-OTHER |  | N | 2010 | 2010 | 39468 | 31807 | 10445 | 10445 | 10445 | 10445 | 245025 | 20 | 447 | COUNTY-OTHER, CHAMBERS | H | WUG | MUNICIPAL | 757 | COUNTY-OTHER | H | 36 | CHAMBERS | 104 | 0 | 0 | 0 | 0 | 0 | N
656 | REALLOCATION OF EXISTING SUPPLIES | Reallocation of existing supplies | H | 5 | EXISTING SOURCE OR EXPANDED USE OF AN EXISTING SOURCE (SURFACE WATER OR GROUNDWATER) | 6 | GROUNDWATER | 1 | NO INFRASTRUCTURE |  | 1782 | 1413 | GULF COAST AQUIFER | H | 36 | CHAMBERS | 9 | TRINITY-SAN JACINTO | 1 | GROUNDWATER | 1 | NO WATER QUALITY IMPROVEMENTS |  | 1361 | 1 | Reallocation of existing supplies | 1875 | MINING, CHAMBERS | H | WUG | MINING | 1003 | N/A |  | N | 2010 | 2010 | 17081 | 194197 | 182227 | 83603 | 81393 | 79183 | 1209364 | 20 | 1875 | MINING, CHAMBERS | H | WUG | MINING | 1003 | N/A | H | 36 | CHAMBERS | 45 | 509 | 472 | 439 | 409 | 379 | N
656 | REALLOCATION OF EXISTING SUPPLIES | Reallocation of existing supplies | H | 5 | EXISTING SOURCE OR EXPANDED USE OF AN EXISTING SOURCE (SURFACE WATER OR GROUNDWATER) | 6 | GROUNDWATER | 1 | NO INFRASTRUCTURE |  | 1782 | 1413 | GULF COAST AQUIFER | H | 36 | CHAMBERS | 9 | TRINITY-SAN JACINTO | 1 | GROUNDWATER | 1 | NO WATER QUALITY IMPROVEMENTS |  | 1362 | 1 | Reallocation of existing supplies | 2074 | MONT BELVIEU | H | WUG | MUNICIPAL | 413 | CITY |  | N | 2010 | 2010 | 76986 | 62032 | 20362 | 20362 | 20362 | 20362 | 477951 | 20 | 2074 | MONT BELVIEU | H | WUG | MUNICIPAL | 413 | CITY | H | 36 | CHAMBERS | 203 | 0 | 0 | 0 | 0 | 0 | N
656 | REALLOCATION OF EXISTING SUPPLIES | Reallocation of existing supplies | H | 5 | EXISTING SOURCE OR EXPANDED USE OF AN EXISTING SOURCE (SURFACE WATER OR GROUNDWATER) | 5 | OTHER SURFACE WATER | 1 | NO INFRASTRUCTURE |  | 1785 | 510 | LIVINGSTON-WALLISVILLE LAKE/RESERVOIR SYSTEM | H | 999 | RESERVOIR | 8 | TRINITY | 0 | SURFACE WATER | 1 | NO WATER QUALITY IMPROVEMENTS |  | 4674 | 1 | Reallocation of existing supplies | 236 | BELLAIRE | H | WUG | MUNICIPAL | 46 | CITY |  | Y | 2010 | 2010 | 285739 | 272259 | 65484 | 57078 | 50381 | 61540 | 2839606 | 20 | 236 | BELLAIRE | H | WUG | MUNICIPAL | 46 | CITY | H | 101 | HARRIS | 1440 | 489 | 496 | 259 | 172 | 467 | N
656 | REALLOCATION OF EXISTING SUPPLIES | Reallocation of existing supplies | H | 5 | EXISTING SOURCE OR EXPANDED USE OF AN EXISTING SOURCE (SURFACE WATER OR GROUNDWATER) | 5 | OTHER SURFACE WATER | 1 | NO INFRASTRUCTURE |  | 1785 | 510 | LIVINGSTON-WALLISVILLE LAKE/RESERVOIR SYSTEM | H | 999 | RESERVOIR | 8 | TRINITY | 0 | SURFACE WATER | 1 | NO WATER QUALITY IMPROVEMENTS |  | 4674 | 1 | Reallocation of existing supplies | 293 | BRITMOORE UTILITIES | H | WUG | MUNICIPAL | 4036 | UTILITY |  | Y | 2010 | 2010 | 31825 | 78851 | 52379 | 17311 | 13123 | 15835 | 804698 | 20 | 293 | BRITMOORE UTILITIES | H | WUG | MUNICIPAL | 4036 | UTILITY | H | 101 | HARRIS | 115 | 354 | 127 | 67 | 45 | 121 | N
656 | REALLOCATION OF EXISTING SUPPLIES | Reallocation of existing supplies | H | 5 | EXISTING SOURCE OR EXPANDED USE OF AN EXISTING SOURCE (SURFACE WATER OR GROUNDWATER) | 5 | OTHER SURFACE WATER | 1 | NO INFRASTRUCTURE |  | 1785 | 510 | LIVINGSTON-WALLISVILLE LAKE/RESERVOIR SYSTEM | H | 999 | RESERVOIR | 8 | TRINITY | 0 | SURFACE WATER | 1 | NO WATER QUALITY IMPROVEMENTS |  | 4674 | 1 | Reallocation of existing supplies | 312 | BUNKER HILL VILLAGE | H | WUG | MUNICIPAL | 85 | CITY |  | Y | 2010 | 2010 | 102744 | 102523 | 14741 | 13047 | 12482 | 12482 | 909963 | 20 | 312 | BUNKER HILL VILLAGE | H | WUG | MUNICIPAL | 85 | CITY | H | 101 | HARRIS | 478 | 469 | 125 | 56 | 33 | 33 | N
656 | REALLOCATION OF EXISTING SUPPLIES | Reallocation of existing supplies | H | 5 | EXISTING SOURCE OR EXPANDED USE OF AN EXISTING SOURCE (SURFACE WATER OR GROUNDWATER) | 5 | OTHER SURFACE WATER | 1 | NO INFRASTRUCTURE |  | 1785 | 510 | LIVINGSTON-WALLISVILLE LAKE/RESERVOIR SYSTEM | H | 999 | RESERVOIR | 8 | TRINITY | 0 | SURFACE WATER | 1 | NO WATER QUALITY IMPROVEMENTS |  | 4674 | 1 | Reallocation of existing supplies | 327 | CANDLELIGHT HILLS SUBDIVISION | H | WUG | MUNICIPAL | 4043 | UTILITY |  | Y | 2010 | 2010 | 30840 | 76496 | 50928 | 17011 | 12844 | 15743 | 786078 | 20 | 327 | CANDLELIGHT HILLS SUBDIVISION | H | WUG | MUNICIPAL | 4043 | UTILITY | H | 101 | HARRIS | 110 | 342 | 123 | 66 | 44 | 123 | N
656 | REALLOCATION OF EXISTING SUPPLIES | Reallocation of existing supplies | H | 5 | EXISTING SOURCE OR EXPANDED USE OF AN EXISTING SOURCE (SURFACE WATER OR GROUNDWATER) | 5 | OTHER SURFACE WATER | 1 | NO INFRASTRUCTURE |  | 1785 | 510 | LIVINGSTON-WALLISVILLE LAKE/RESERVOIR SYSTEM | H | 999 | RESERVOIR | 8 | TRINITY | 0 | SURFACE WATER | 1 | NO WATER QUALITY IMPROVEMENTS |  | 4678 | 1 | Reallocation of existing supplies | 2677 | CENTRAL HARRIS COUNTY REGIONAL WATER AUTHORITY | H | BOTH | MUNICIPAL | 8003 | CRU |  | Y | 2030 | 2030 | 0 | 0 | 29611 | 24660 | 6237 | 8105 | 191570 | 20 | 2677 | CENTRAL HARRIS COUNTY REGIONAL WATER AUTHORITY | H | BOTH | MUNICIPAL | 8003 | CRU | H | 101 | HARRIS | 0 | 0 | 423 | 211 | 132 | 217 | N
656 | REALLOCATION OF EXISTING SUPPLIES | Reallocation of existing supplies | H | 5 | EXISTING SOURCE OR EXPANDED USE OF AN EXISTING SOURCE (SURFACE WATER OR GROUNDWATER) | 5 | OTHER SURFACE WATER | 1 | NO INFRASTRUCTURE |  | 1785 | 510 | LIVINGSTON-WALLISVILLE LAKE/RESERVOIR SYSTEM | H | 999 | RESERVOIR | 8 | TRINITY | 0 | SURFACE WATER | 1 | NO WATER QUALITY IMPROVEMENTS |  | 4674 | 1 | Reallocation of existing supplies | 350 | CHIMNEY HILL MUD | H | WUG | MUNICIPAL | 4053 | UTILITY |  | Y | 2030 | 2030 | 0 | 0 | 4448 | 4300 | 535 | 486 | 47715 | 20 | 350 | CHIMNEY HILL MUD | H | WUG | MUNICIPAL | 4053 | UTILITY | H | 101 | HARRIS | 0 | 0 | 10 | 4 | 2 | 0 | N
656 | REALLOCATION OF EXISTING SUPPLIES | Reallocation of existing supplies | H | 5 | EXISTING SOURCE OR EXPANDED USE OF AN EXISTING SOURCE (SURFACE WATER OR GROUNDWATER) | 5 | OTHER SURFACE WATER | 1 | NO INFRASTRUCTURE |  | 1785 | 510 | LIVINGSTON-WALLISVILLE LAKE/RESERVOIR SYSTEM | H | 999 | RESERVOIR | 8 | TRINITY | 0 | SURFACE WATER | 1 | NO WATER QUALITY IMPROVEMENTS |  | 4674 | 1 | Reallocation of existing supplies | 399 | CONSUMERS WATER INC | H | WUG | MUNICIPAL | 4072 | UTILITY |  | Y | 2010 | 2010 | 28084 | 75306 | 53791 | 19376 | 14410 | 19637 | 823058 | 20 | 399 | CONSUMERS WATER INC | H | WUG | MUNICIPAL | 4072 | UTILITY | H | 101 | HARRIS | 96 | 336 | 131 | 74 | 52 | 173 | N
656 | REALLOCATION OF EXISTING SUPPLIES | Reallocation of existing supplies | H | 5 | EXISTING SOURCE OR EXPANDED USE OF AN EXISTING SOURCE (SURFACE WATER OR GROUNDWATER) | 5 | OTHER SURFACE WATER | 1 | NO INFRASTRUCTURE |  | 1785 | 510 | LIVINGSTON-WALLISVILLE LAKE/RESERVOIR SYSTEM | H | 999 | RESERVOIR | 8 | TRINITY | 0 | SURFACE WATER | 1 | NO WATER QUALITY IMPROVEMENTS |  | 4674 | 1 | Reallocation of existing supplies | 512 | COUNTY-OTHER, HARRIS | H | WUG | MUNICIPAL | 757 | COUNTY-OTHER | Capital Cost: $7,100,219 (SAN JACINTO Basin), $448,939 (SAN JACINTO-BRAZOS Basin) | Y | 2010 | 2010 | 49113 | 44128 | 5405 | 25819 | 84232 | 1051044 | 7549158 | 20 | 512 | COUNTY-OTHER, HARRIS | H | WUG | MUNICIPAL | 757 | COUNTY-OTHER | H | 101 | HARRIS | 203 | 0 | 17 | 181 | 1937 | 13715 | N
656 | REALLOCATION OF EXISTING SUPPLIES | Reallocation of existing supplies | H | 5 | EXISTING SOURCE OR EXPANDED USE OF AN EXISTING SOURCE (SURFACE WATER OR GROUNDWATER) | 5 | OTHER SURFACE WATER | 1 | NO INFRASTRUCTURE |  | 1785 | 510 | LIVINGSTON-WALLISVILLE LAKE/RESERVOIR SYSTEM | H | 999 | RESERVOIR | 8 | TRINITY | 0 | SURFACE WATER | 1 | NO WATER QUALITY IMPROVEMENTS |  | 4674 | 1 | Reallocation of existing supplies | 682 | CRYSTAL SPRNGS WATER COMPANY | H | WUG | MUNICIPAL | 4081 | UTILITY |  | Y | 2010 | 2010 | 10129 | 12500 | 2725 | 1009 | 757 | 1013 | 141596 | 20 | 682 | CRYSTAL SPRNGS WATER COMPANY | H | WUG | MUNICIPAL | 4081 | UTILITY | H | 101 | HARRIS | 5 | 17 | 7 | 4 | 3 | 9 | N
656 | REALLOCATION OF EXISTING SUPPLIES | Reallocation of existing supplies | H | 5 | EXISTING SOURCE OR EXPANDED USE OF AN EXISTING SOURCE (SURFACE WATER OR GROUNDWATER) | 5 | OTHER SURFACE WATER | 1 | NO INFRASTRUCTURE |  | 1785 | 510 | LIVINGSTON-WALLISVILLE LAKE/RESERVOIR SYSTEM | H | 999 | RESERVOIR | 8 | TRINITY | 0 | SURFACE WATER | 1 | NO WATER QUALITY IMPROVEMENTS |  | 7020 | 1 | Contract with City of Pasadena | 751 | EL LAGO | H | WUG | MUNICIPAL | 695 | CITY |  | Y | 2010 | 2010 | 57930 | 62278 | 12398 | 8359 | 7541 | 7814 | 573047 | 20 | 751 | EL LAGO | H | WUG | MUNICIPAL | 695 | CITY | H | 101 | HARRIS | 248 | 270 | 77 | 36 | 22 | 33 | N
656 | REALLOCATION OF EXISTING SUPPLIES | Reallocation of existing supplies | H | 5 | EXISTING SOURCE OR EXPANDED USE OF AN EXISTING SOURCE (SURFACE WATER OR GROUNDWATER) | 5 | OTHER SURFACE WATER | 1 | NO INFRASTRUCTURE |  | 1785 | 510 | LIVINGSTON-WALLISVILLE LAKE/RESERVOIR SYSTEM | H | 999 | RESERVOIR | 8 | TRINITY | 0 | SURFACE WATER | 1 | NO WATER QUALITY IMPROVEMENTS |  | 4674 | 1 | Reallocation of existing supplies | 809 | FOUNTAINVIEW SUBDIVISION | H | WUG | MUNICIPAL | 4132 | UTILITY |  | Y | 2010 | 2010 | 25522 | 58429 | 36621 | 11849 | 8908 | 10852 | 594472 | 20 | 809 | FOUNTAINVIEW SUBDIVISION | H | WUG | MUNICIPAL | 4132 | UTILITY | H | 101 | HARRIS | 83 | 250 | 89 | 46 | 30 | 81 | N
656 | REALLOCATION OF EXISTING SUPPLIES | Reallocation of existing supplies | H | 5 | EXISTING SOURCE OR EXPANDED USE OF AN EXISTING SOURCE (SURFACE WATER OR GROUNDWATER) | 5 | OTHER SURFACE WATER | 1 | NO INFRASTRUCTURE |  | 1785 | 510 | LIVINGSTON-WALLISVILLE LAKE/RESERVOIR SYSTEM | H | 999 | RESERVOIR | 8 | TRINITY | 0 | SURFACE WATER | 1 | NO WATER QUALITY IMPROVEMENTS |  | 4674 | 1 | Reallocation of existing supplies | 825 | GALENA PARK | H | WUG | MUNICIPAL | 226 | CITY |  | Y | 2010 | 2010 | 13488 | 14081 | 1661 | 1270 | 1324 | 5517 | 188211 | 20 | 825 | GALENA PARK | H | WUG | MUNICIPAL | 226 | CITY | H | 101 | HARRIS | 22 | 25 | 9 | 5 | 5 | 49 | N
656 | REALLOCATION OF EXISTING SUPPLIES | Reallocation of existing supplies | H | 5 | EXISTING SOURCE OR EXPANDED USE OF AN EXISTING SOURCE (SURFACE WATER OR GROUNDWATER) | 5 | OTHER SURFACE WATER | 1 | NO INFRASTRUCTURE |  | 1785 | 510 | LIVINGSTON-WALLISVILLE LAKE/RESERVOIR SYSTEM | H | 999 | RESERVOIR | 8 | TRINITY | 0 | SURFACE WATER | 1 | NO WATER QUALITY IMPROVEMENTS |  | 7021 | 1 | Contract with NCWA | 885 | HARRIS COUNTY FWSD #47 | H | WUG | MUNICIPAL | 4149 | UTILITY |  | Y | 2010 | 2010 | 14081 | 13811 | 642 | 617 | 617 | 617 | 147390 | 20 | 885 | HARRIS COUNTY FWSD #47 | H | WUG | MUNICIPAL | 4149 | UTILITY | H | 101 | HARRIS | 25 | 14 | 1 | 0 | 0 | 0 | N
656 | REALLOCATION OF EXISTING SUPPLIES | Reallocation of existing supplies | H | 5 | EXISTING SOURCE OR EXPANDED USE OF AN EXISTING SOURCE (SURFACE WATER OR GROUNDWATER) | 5 | OTHER SURFACE WATER | 1 | NO INFRASTRUCTURE |  | 1785 | 510 | LIVINGSTON-WALLISVILLE LAKE/RESERVOIR SYSTEM | H | 999 | RESERVOIR | 8 | TRINITY | 0 | SURFACE WATER | 1 | NO WATER QUALITY IMPROVEMENTS |  | 7021 | 1 | Contract with NCWA | 886 | HARRIS COUNTY FWSD #51 | H | WUG | MUNICIPAL | 4150 | UTILITY |  | Y | 2010 | 2010 | 80389 | 78008 | 10557 | 9525 | 9255 | 9255 | 717885 | 20 | 886 | HARRIS COUNTY FWSD #51 | H | WUG | MUNICIPAL | 4150 | UTILITY | H | 101 | HARRIS | 363 | 266 | 68 | 26 | 15 | 15 | N
656 | REALLOCATION OF EXISTING SUPPLIES | Reallocation of existing supplies | H | 5 | EXISTING SOURCE OR EXPANDED USE OF AN EXISTING SOURCE (SURFACE WATER OR GROUNDWATER) | 5 | OTHER SURFACE WATER | 1 | NO INFRASTRUCTURE |  | 1785 | 510 | LIVINGSTON-WALLISVILLE LAKE/RESERVOIR SYSTEM | H | 999 | RESERVOIR | 8 | TRINITY | 0 | SURFACE WATER | 1 | NO WATER QUALITY IMPROVEMENTS |  | 7021 | 1 | Contract with NCWA | 887 | HARRIS COUNTY FWSD #6 | H | WUG | MUNICIPAL | 4151 | UTILITY |  | Y | 2010 | 2010 | 29462 | 37758 | 12862 | 7221 | 6035 | 8418 | 405886 | 20 | 887 | HARRIS COUNTY FWSD #6 | H | WUG | MUNICIPAL | 4151 | UTILITY | H | 101 | HARRIS | 103 | 145 | 50 | 29 | 21 | 74 | N
656 | REALLOCATION OF EXISTING SUPPLIES | Reallocation of existing supplies | H | 5 | EXISTING SOURCE OR EXPANDED USE OF AN EXISTING SOURCE (SURFACE WATER OR GROUNDWATER) | 5 | OTHER SURFACE WATER | 1 | NO INFRASTRUCTURE |  | 1785 | 510 | LIVINGSTON-WALLISVILLE LAKE/RESERVOIR SYSTEM | H | 999 | RESERVOIR | 8 | TRINITY | 0 | SURFACE WATER | 1 | NO WATER QUALITY IMPROVEMENTS |  | 4674 | 1 | Reallocation of existing supplies | 896 | HARRIS COUNTY MUD #158 | H | WUG | MUNICIPAL | 4165 | UTILITY |  | Y | 2030 | 2030 | 0 | 0 | 3944 | 3821 | 198 | 173 | 41283 | 20 | 896 | HARRIS COUNTY MUD #158 | H | WUG | MUNICIPAL | 4165 | UTILITY | H | 101 | HARRIS | 0 | 0 | 7 | 2 | 1 | 0 | N
656 | REALLOCATION OF EXISTING SUPPLIES | Reallocation of existing supplies | H | 5 | EXISTING SOURCE OR EXPANDED USE OF AN EXISTING SOURCE (SURFACE WATER OR GROUNDWATER) | 5 | OTHER SURFACE WATER | 1 | NO INFRASTRUCTURE |  | 1785 | 510 | LIVINGSTON-WALLISVILLE LAKE/RESERVOIR SYSTEM | H | 999 | RESERVOIR | 8 | TRINITY | 0 | SURFACE WATER | 1 | NO WATER QUALITY IMPROVEMENTS |  | 4674 | 1 | Reallocation of existing supplies | 900 | HARRIS COUNTY MUD #261 | H | WUG | MUNICIPAL | 4179 | UTILITY |  | Y | 2010 | 2010 | 36742 | 106431 | 72338 | 18031 | 13828 | 13755 | 982728 | 20 | 900 | HARRIS COUNTY MUD #261 | H | WUG | MUNICIPAL | 4179 | UTILITY | H | 101 | HARRIS | 140 | 495 | 158 | 72 | 42 | 42 | N
656 | REALLOCATION OF EXISTING SUPPLIES | Reallocation of existing supplies | H | 5 | EXISTING SOURCE OR EXPANDED USE OF AN EXISTING SOURCE (SURFACE WATER OR GROUNDWATER) | 5 | OTHER SURFACE WATER | 1 | NO INFRASTRUCTURE |  | 1785 | 510 | LIVINGSTON-WALLISVILLE LAKE/RESERVOIR SYSTEM | H | 999 | RESERVOIR | 8 | TRINITY | 0 | SURFACE WATER | 1 | NO WATER QUALITY IMPROVEMENTS |  | 4674 | 1 | Reallocation of existing supplies | 902 | HARRIS COUNTY MUD #345 | H | WUG | MUNICIPAL | 4182 | UTILITY |  | Y | 2010 | 2010 | 76100 | 185002 | 117066 | 31812 | 24881 | 24753 | 1683538 | 20 | 902 | HARRIS COUNTY MUD #345 | H | WUG | MUNICIPAL | 4182 | UTILITY | H | 101 | HARRIS | 341 | 898 | 282 | 129 | 76 | 76 | N
656 | REALLOCATION OF EXISTING SUPPLIES | Reallocation of existing supplies | H | 5 | EXISTING SOURCE OR EXPANDED USE OF AN EXISTING SOURCE (SURFACE WATER OR GROUNDWATER) | 5 | OTHER SURFACE WATER | 1 | NO INFRASTRUCTURE |  | 1785 | 510 | LIVINGSTON-WALLISVILLE LAKE/RESERVOIR SYSTEM | H | 999 | RESERVOIR | 8 | TRINITY | 0 | SURFACE WATER | 1 | NO WATER QUALITY IMPROVEMENTS |  | 4674 | 1 | Reallocation of existing supplies | 904 | HARRIS COUNTY MUD #5 | H | WUG | MUNICIPAL | 4184 | UTILITY |  | Y | 2010 | 2010 | 40083 | 90046 | 53212 | 14025 | 11265 | 11265 | 826178 | 20 | 904 | HARRIS COUNTY MUD #5 | H | WUG | MUNICIPAL | 4184 | UTILITY | H | 101 | HARRIS | 157 | 411 | 126 | 57 | 33 | 33 | N
656 | REALLOCATION OF EXISTING SUPPLIES | Reallocation of existing supplies | H | 5 | EXISTING SOURCE OR EXPANDED USE OF AN EXISTING SOURCE (SURFACE WATER OR GROUNDWATER) | 5 | OTHER SURFACE WATER | 1 | NO INFRASTRUCTURE |  | 1785 | 510 | LIVINGSTON-WALLISVILLE LAKE/RESERVOIR SYSTEM | H | 999 | RESERVOIR | 8 | TRINITY | 0 | SURFACE WATER | 1 | NO WATER QUALITY IMPROVEMENTS |  | 7021 | 1 | Contract with NCWA | 906 | HARRIS COUNTY MUD #53 | H | WUG | MUNICIPAL | 4186 | UTILITY |  | Y | 2010 | 2010 | 123839 | 189239 | 94300 | 50933 | 41859 | 61697 | 2099015 | 20 | 906 | HARRIS COUNTY MUD #53 | H | WUG | MUNICIPAL | 4186 | UTILITY | H | 101 | HARRIS | 587 | 920 | 335 | 204 | 149 | 574 | N
656 | REALLOCATION OF EXISTING SUPPLIES | Reallocation of existing supplies | H | 5 | EXISTING SOURCE OR EXPANDED USE OF AN EXISTING SOURCE (SURFACE WATER OR GROUNDWATER) | 5 | OTHER SURFACE WATER | 1 | NO INFRASTRUCTURE |  | 1785 | 510 | LIVINGSTON-WALLISVILLE LAKE/RESERVOIR SYSTEM | H | 999 | RESERVOIR | 8 | TRINITY | 0 | SURFACE WATER | 1 | NO WATER QUALITY IMPROVEMENTS |  | 4674 | 1 | Reallocation of existing supplies | 908 | HARRIS COUNTY MUD #8 | H | WUG | MUNICIPAL | 4189 | UTILITY |  | Y | 2010 | 2010 | 28084 | 36776 | 13025 | 7187 | 6129 | 9603 | 407603 | 20 | 908 | HARRIS COUNTY MUD #8 | H | WUG | MUNICIPAL | 4189 | UTILITY | H | 101 | HARRIS | 96 | 140 | 49 | 29 | 21 | 88 | N
656 | REALLOCATION OF EXISTING SUPPLIES | Reallocation of existing supplies | H | 5 | EXISTING SOURCE OR EXPANDED USE OF AN EXISTING SOURCE (SURFACE WATER OR GROUNDWATER) | 5 | OTHER SURFACE WATER | 1 | NO INFRASTRUCTURE |  | 1785 | 510 | LIVINGSTON-WALLISVILLE LAKE/RESERVOIR SYSTEM | H | 999 | RESERVOIR | 8 | TRINITY | 0 | SURFACE WATER | 1 | NO WATER QUALITY IMPROVEMENTS |  | 4695 | 1 | Contract with Baytown Area Water Authority | 911 | HARRIS COUNTY WCID #1 | H | WUG | MUNICIPAL | 4193 | UTILITY |  | Y | 2020 | 2020 | 0 | 14282 | 26401 | 15748 | 7783 | 16833 | 378303 | 20 | 911 | HARRIS COUNTY WCID #1 | H | WUG | MUNICIPAL | 4193 | UTILITY | H | 101 | HARRIS | 0 | 26 | 71 | 49 | 39 | 196 | N
656 | REALLOCATION OF EXISTING SUPPLIES | Reallocation of existing supplies | H | 5 | EXISTING SOURCE OR EXPANDED USE OF AN EXISTING SOURCE (SURFACE WATER OR GROUNDWATER) | 5 | OTHER SURFACE WATER | 1 | NO INFRASTRUCTURE |  | 1785 | 510 | LIVINGSTON-WALLISVILLE LAKE/RESERVOIR SYSTEM | H | 999 | RESERVOIR | 8 | TRINITY | 0 | SURFACE WATER | 1 | NO WATER QUALITY IMPROVEMENTS |  | 7021 | 1 | Contract with NCWA | 913 | HARRIS COUNTY WCID #21 | H | WUG | MUNICIPAL | 4196 | UTILITY |  | Y | 2010 | 2010 | 62625 | 70725 | 17794 | 11412 | 10239 | 13632 | 690297 | 20 | 913 | HARRIS COUNTY WCID #21 | H | WUG | MUNICIPAL | 4196 | UTILITY | H | 101 | HARRIS | 272 | 313 | 95 | 48 | 32 | 102 | N
656 | REALLOCATION OF EXISTING SUPPLIES | Reallocation of existing supplies | H | 5 | EXISTING SOURCE OR EXPANDED USE OF AN EXISTING SOURCE (SURFACE WATER OR GROUNDWATER) | 5 | OTHER SURFACE WATER | 1 | NO INFRASTRUCTURE |  | 1785 | 510 | LIVINGSTON-WALLISVILLE LAKE/RESERVOIR SYSTEM | H | 999 | RESERVOIR | 8 | TRINITY | 0 | SURFACE WATER | 1 | NO WATER QUALITY IMPROVEMENTS |  | 7021 | 1 | Contract with NCWA | 914 | HARRIS COUNTY WCID #36 | H | WUG | MUNICIPAL | 4197 | UTILITY |  | Y | 2010 | 2010 | 46562 | 61959 | 23702 | 13339 | 11476 | 17620 | 675184 | 20 | 914 | HARRIS COUNTY WCID #36 | H | WUG | MUNICIPAL | 4197 | UTILITY | H | 101 | HARRIS | 190 | 268 | 92 | 54 | 40 | 160 | N
656 | REALLOCATION OF EXISTING SUPPLIES | Reallocation of existing supplies | H | 5 | EXISTING SOURCE OR EXPANDED USE OF AN EXISTING SOURCE (SURFACE WATER OR GROUNDWATER) | 5 | OTHER SURFACE WATER | 1 | NO INFRASTRUCTURE |  | 1785 | 510 | LIVINGSTON-WALLISVILLE LAKE/RESERVOIR SYSTEM | H | 999 | RESERVOIR | 8 | TRINITY | 0 | SURFACE WATER | 1 | NO WATER QUALITY IMPROVEMENTS |  | 7020 | 1 | Contract with City of Pasadena | 915 | HARRIS COUNTY WCID #50 | H | WUG | MUNICIPAL | 4198 | UTILITY |  | Y | 2010 | 2010 | 108560 | 118238 | 26895 | 18869 | 17058 | 19152 | 1097660 | 20 | 915 | HARRIS COUNTY WCID #50 | H | WUG | MUNICIPAL | 4198 | UTILITY | H | 101 | HARRIS | 508 | 557 | 163 | 81 | 52 | 115 | N
656 | REALLOCATION OF EXISTING SUPPLIES | Reallocation of existing supplies | H | 5 | EXISTING SOURCE OR EXPANDED USE OF AN EXISTING SOURCE (SURFACE WATER OR GROUNDWATER) | 5 | OTHER SURFACE WATER | 1 | NO INFRASTRUCTURE |  | 1785 | 510 | LIVINGSTON-WALLISVILLE LAKE/RESERVOIR SYSTEM | H | 999 | RESERVOIR | 8 | TRINITY | 0 | SURFACE WATER | 1 | NO WATER QUALITY IMPROVEMENTS |  | 4674 | 1 | Reallocation of existing supplies | 916 | HARRIS COUNTY WCID #76 | H | WUG | MUNICIPAL | 4199 | UTILITY |  | Y | 2010 | 2010 | 23553 | 46040 | 24009 | 6365 | 5133 | 5133 | 433621 | 20 | 916 | HARRIS COUNTY WCID #76 | H | WUG | MUNICIPAL | 4199 | UTILITY | H | 101 | HARRIS | 73 | 187 | 57 | 26 | 15 | 15 | N
656 | REALLOCATION OF EXISTING SUPPLIES | Reallocation of existing supplies | H | 5 | EXISTING SOURCE OR EXPANDED USE OF AN EXISTING SOURCE (SURFACE WATER OR GROUNDWATER) | 5 | OTHER SURFACE WATER | 1 | NO INFRASTRUCTURE |  | 1785 | 510 | LIVINGSTON-WALLISVILLE LAKE/RESERVOIR SYSTEM | H | 999 | RESERVOIR | 8 | TRINITY | 0 | SURFACE WATER | 1 | NO WATER QUALITY IMPROVEMENTS |  | 7021 | 1 | Contract with NCWA | 917 | HARRIS COUNTY WCID #84 | H | WUG | MUNICIPAL | 4200 | UTILITY |  | Y | 2010 | 2010 | 48327 | 48525 | 6461 | 5576 | 5352 | 5799 | 446950 | 20 | 917 | HARRIS COUNTY WCID #84 | H | WUG | MUNICIPAL | 4200 | UTILITY | H | 101 | HARRIS | 199 | 200 | 55 | 25 | 15 | 25 | N
656 | REALLOCATION OF EXISTING SUPPLIES | Reallocation of existing supplies | H | 5 | EXISTING SOURCE OR EXPANDED USE OF AN EXISTING SOURCE (SURFACE WATER OR GROUNDWATER) | 5 | OTHER SURFACE WATER | 1 | NO INFRASTRUCTURE |  | 1785 | 510 | LIVINGSTON-WALLISVILLE LAKE/RESERVOIR SYSTEM | H | 999 | RESERVOIR | 8 | TRINITY | 0 | SURFACE WATER | 1 | NO WATER QUALITY IMPROVEMENTS |  | 4674 | 1 | Reallocation of existing supplies | 928 | HEDWIG VILLAGE | H | WUG | MUNICIPAL | 269 | CITY |  | Y | 2010 | 2010 | 98864 | 99062 | 14525 | 12861 | 12191 | 12285 | 881106 | 20 | 928 | HEDWIG VILLAGE | H | WUG | MUNICIPAL | 269 | CITY | H | 101 | HARRIS | 458 | 459 | 125 | 58 | 34 | 40 | N
656 | REALLOCATION OF EXISTING SUPPLIES | Reallocation of existing supplies | H | 5 | EXISTING SOURCE OR EXPANDED USE OF AN EXISTING SOURCE (SURFACE WATER OR GROUNDWATER) | 5 | OTHER SURFACE WATER | 1 | NO INFRASTRUCTURE |  | 1785 | 510 | LIVINGSTON-WALLISVILLE LAKE/RESERVOIR SYSTEM | H | 999 | RESERVOIR | 8 | TRINITY | 0 | SURFACE WATER | 1 | NO WATER QUALITY IMPROVEMENTS |  | 4674 | 1 | Reallocation of existing supplies | 949 | HILSHIRE VILLAGE | H | WUG | MUNICIPAL | 1025 | CITY |  | Y | 2020 | 2020 | 0 | 10133 | 10948 | 963 | 261 | 261 | 121185 | 20 | 949 | HILSHIRE VILLAGE | H | WUG | MUNICIPAL | 1025 | CITY | H | 101 | HARRIS | 0 | 5 | 6 | 2 | 1 | 1 | N
656 | REALLOCATION OF EXISTING SUPPLIES | Reallocation of existing supplies | H | 5 | EXISTING SOURCE OR EXPANDED USE OF AN EXISTING SOURCE (SURFACE WATER OR GROUNDWATER) | 5 | OTHER SURFACE WATER | 1 | NO INFRASTRUCTURE |  | 1785 | 510 | LIVINGSTON-WALLISVILLE LAKE/RESERVOIR SYSTEM | H | 999 | RESERVOIR | 8 | TRINITY | 0 | SURFACE WATER | 1 | NO WATER QUALITY IMPROVEMENTS |  | 4674 | 1 | Reallocation of existing supplies | 966 | HUMBLE | H | WUG | MUNICIPAL | 289 | CITY |  | Y | 2010 | 2010 | 168619 | 261015 | 166092 | 85074 | 58044 | 72101 | 2942206 | 20 | 966 | HUMBLE | H | WUG | MUNICIPAL | 289 | CITY | H | 101 | HARRIS | 820 | 820 | 879 | 450 | 293 | 707 | N
656 | REALLOCATION OF EXISTING SUPPLIES | Reallocation of existing supplies | H | 5 | EXISTING SOURCE OR EXPANDED USE OF AN EXISTING SOURCE (SURFACE WATER OR GROUNDWATER) | 5 | OTHER SURFACE WATER | 1 | NO INFRASTRUCTURE |  | 1785 | 510 | LIVINGSTON-WALLISVILLE LAKE/RESERVOIR SYSTEM | H | 999 | RESERVOIR | 8 | TRINITY | 0 | SURFACE WATER | 1 | NO WATER QUALITY IMPROVEMENTS |  | 4674 | 1 | Reallocation of existing supplies | 967 | HUNTERS CREEK VILLAGE | H | WUG | MUNICIPAL | 290 | CITY |  | Y | 2010 | 2010 | 194373 | 209967 | 47765 | 34600 | 31360 | 35106 | 1928245 | 20 | 967 | HUNTERS CREEK VILLAGE | H | WUG | MUNICIPAL | 290 | CITY | H | 101 | HARRIS | 955 | 1034 | 302 | 150 | 96 | 210 | N
656 | REALLOCATION OF EXISTING SUPPLIES | Reallocation of existing supplies | H | 5 | EXISTING SOURCE OR EXPANDED USE OF AN EXISTING SOURCE (SURFACE WATER OR GROUNDWATER) | 5 | OTHER SURFACE WATER | 1 | NO INFRASTRUCTURE |  | 1785 | 510 | LIVINGSTON-WALLISVILLE LAKE/RESERVOIR SYSTEM | H | 999 | RESERVOIR | 8 | TRINITY | 0 | SURFACE WATER | 1 | NO WATER QUALITY IMPROVEMENTS |  | 4705 | 1 | Reallocation of existing supplies | 1118 | IRRIGATION, LIBERTY | H | WUG | IRRIGATION | 1004 | N/A |  | Y | 2060 | 2060 | 0 | 0 | 0 | 0 | 0 | 0 | 0 | 0 | 1118 | IRRIGATION, LIBERTY | H | WUG | IRRIGATION | 1004 | N/A | H | 146 | LIBERTY | 0 | 0 | 0 | 0 | 0 | 1091 | N
656 | REALLOCATION OF EXISTING SUPPLIES | Reallocation of existing supplies | H | 5 | EXISTING SOURCE OR EXPANDED USE OF AN EXISTING SOURCE (SURFACE WATER OR GROUNDWATER) | 5 | OTHER SURFACE WATER | 1 | NO INFRASTRUCTURE |  | 1785 | 510 | LIVINGSTON-WALLISVILLE LAKE/RESERVOIR SYSTEM | H | 999 | RESERVOIR | 8 | TRINITY | 0 | SURFACE WATER | 1 | NO WATER QUALITY IMPROVEMENTS |  | 4674 | 1 | Reallocation of existing supplies | 1222 | JACINTO CITY | H | WUG | MUNICIPAL | 301 | CITY |  | Y | 2050 | 2050 | 0 | 0 | 0 | 0 | 1072 | 13819 | 116988 | 20 | 1222 | JACINTO CITY | H | WUG | MUNICIPAL | 301 | CITY | H | 101 | HARRIS | 0 | 0 | 0 | 0 | 2 | 83 | N
656 | REALLOCATION OF EXISTING SUPPLIES | Reallocation of existing supplies | H | 5 | EXISTING SOURCE OR EXPANDED USE OF AN EXISTING SOURCE (SURFACE WATER OR GROUNDWATER) | 5 | OTHER SURFACE WATER | 1 | NO INFRASTRUCTURE |  | 1785 | 510 | LIVINGSTON-WALLISVILLE LAKE/RESERVOIR SYSTEM | H | 999 | RESERVOIR | 8 | TRINITY | 0 | SURFACE WATER | 1 | NO WATER QUALITY IMPROVEMENTS |  | 4674 | 1 | Reallocation of existing supplies | 1687 | MANUFACTURING, HARRIS | H | WUG | MANUFACTURING | 1001 | N/A |  | Y | 2010 | 2010 | 4977675 | 4973179 | 2033596 | 2885275 | 2892433 | 2382970 | 42221489 | 20 | 1687 | MANUFACTURING, HARRIS | H | WUG | MANUFACTURING | 1001 | N/A | H | 101 | HARRIS | 4487 | 251 | 251 | 2029 | 1394 | 0 | N
656 | REALLOCATION OF EXISTING SUPPLIES | Reallocation of existing supplies | H | 5 | EXISTING SOURCE OR EXPANDED USE OF AN EXISTING SOURCE (SURFACE WATER OR GROUNDWATER) | 5 | OTHER SURFACE WATER | 1 | NO INFRASTRUCTURE |  | 1785 | 510 | LIVINGSTON-WALLISVILLE LAKE/RESERVOIR SYSTEM | H | 999 | RESERVOIR | 8 | TRINITY | 0 | SURFACE WATER | 1 | NO WATER QUALITY IMPROVEMENTS |  | 4674 | 1 | Reallocation of existing supplies | 1932 | MINING, HARRIS | H | WUG | MINING | 1003 | N/A | Capital Cost: $3,634,301 (SAN JACINTO Basin), $70,129 (SAN JACINTO-BRAZOS Basin) | Y | 2010 | 2010 | 198934 | 388139 | 277322 | 162523 | 148890 | 162782 | 3704430 | 20 | 1932 | MINING, HARRIS | H | WUG | MINING | 1003 | N/A | H | 101 | HARRIS | 143 | 279 | 99 | 57 | 41 | 126 | N
656 | REALLOCATION OF EXISTING SUPPLIES | Reallocation of existing supplies | H | 5 | EXISTING SOURCE OR EXPANDED USE OF AN EXISTING SOURCE (SURFACE WATER OR GROUNDWATER) | 5 | OTHER SURFACE WATER | 1 | NO INFRASTRUCTURE |  | 1785 | 510 | LIVINGSTON-WALLISVILLE LAKE/RESERVOIR SYSTEM | H | 999 | RESERVOIR | 8 | TRINITY | 0 | SURFACE WATER | 1 | NO WATER QUALITY IMPROVEMENTS |  | 4709 | 1 | Reallocation of existing supplies | 2678 | NORTH FORT BEND WATER AUTHORITY | H | BOTH | MUNICIPAL | 8004 | CRU | Capital Cost: $1,333,444 (BRAZOS Basin), $2,911,439 (SAN JACINTO Basin), $6,413,386 (SAN JACINTO-BRAZOS Basin), $124,970 (SAN JACINTO Basin) | Y | 2030 | 2030 | 0 | 0 | 660378 | 822465 | 434229 | 812911 | 10783239 | 20 | 2678 | NORTH FORT BEND WATER AUTHORITY | H | BOTH | MUNICIPAL | 8004 | CRU | H | 79 | FORT BEND | 0 | 0 | 4687 | 3740 | 2950 | 12207 | N
656 | REALLOCATION OF EXISTING SUPPLIES | Reallocation of existing supplies | H | 5 | EXISTING SOURCE OR EXPANDED USE OF AN EXISTING SOURCE (SURFACE WATER OR GROUNDWATER) | 5 | OTHER SURFACE WATER | 1 | NO INFRASTRUCTURE |  | 1785 | 510 | LIVINGSTON-WALLISVILLE LAKE/RESERVOIR SYSTEM | H | 999 | RESERVOIR | 8 | TRINITY | 0 | SURFACE WATER | 1 | NO WATER QUALITY IMPROVEMENTS |  | 4709 | 1 | Reallocation of existing supplies | 2678 | NORTH FORT BEND WATER AUTHORITY | H | BOTH | MUNICIPAL | 8004 | CRU | Capital Cost: $1,333,444 (BRAZOS Basin), $2,911,439 (SAN JACINTO Basin), $6,413,386 (SAN JACINTO-BRAZOS Basin), $124,970 (SAN JACINTO Basin) | Y | 2030 | 2030 | 0 | 0 | 660378 | 822465 | 434229 | 812911 | 10783239 | 20 | 2678 | NORTH FORT BEND WATER AUTHORITY | H | BOTH | MUNICIPAL | 8004 | CRU | H | 101 | HARRIS | 0 | 0 | 199 | 106 | 67 | 80 | N
656 | REALLOCATION OF EXISTING SUPPLIES | Reallocation of existing supplies | H | 5 | EXISTING SOURCE OR EXPANDED USE OF AN EXISTING SOURCE (SURFACE WATER OR GROUNDWATER) | 5 | OTHER SURFACE WATER | 1 | NO INFRASTRUCTURE |  | 1785 | 510 | LIVINGSTON-WALLISVILLE LAKE/RESERVOIR SYSTEM | H | 999 | RESERVOIR | 8 | TRINITY | 0 | SURFACE WATER | 1 | NO WATER QUALITY IMPROVEMENTS |  | 4710 | 1 | Reallocation of existing supplies | 106 | NORTH HARRIS COUNTY REGIONAL WATER AUTHORITY | H | BOTH | MUNICIPAL | 8000 | CRU |  | Y | 2040 | 2040 | 0 | 0 | 0 | 10147 | 278820 | 1338062 | 0 | 0 | 106 | NORTH HARRIS COUNTY REGIONAL WATER AUTHORITY | H | BOTH | MUNICIPAL | 8000 | CRU | H | 101 | HARRIS | 0 | 0 | 0 | 420 | 11686 | 55563 | N
656 | REALLOCATION OF EXISTING SUPPLIES | Reallocation of existing supplies | H | 5 | EXISTING SOURCE OR EXPANDED USE OF AN EXISTING SOURCE (SURFACE WATER OR GROUNDWATER) | 5 | OTHER SURFACE WATER | 1 | NO INFRASTRUCTURE |  | 1785 | 510 | LIVINGSTON-WALLISVILLE LAKE/RESERVOIR SYSTEM | H | 999 | RESERVOIR | 8 | TRINITY | 0 | SURFACE WATER | 1 | NO WATER QUALITY IMPROVEMENTS |  | 4674 | 1 | Reallocation of existing supplies | 2181 | PARKWAY UD | H | WUG | MUNICIPAL | 4298 | UTILITY |  | Y | 2010 | 2010 | 53425 | 53327 | 6949 | 6163 | 5893 | 5942 | 486037 | 20 | 2181 | PARKWAY UD | H | WUG | MUNICIPAL | 4298 | UTILITY | H | 101 | HARRIS | 225 | 221 | 58 | 26 | 15 | 17 | N
656 | REALLOCATION OF EXISTING SUPPLIES | Reallocation of existing supplies | H | 5 | EXISTING SOURCE OR EXPANDED USE OF AN EXISTING SOURCE (SURFACE WATER OR GROUNDWATER) | 5 | OTHER SURFACE WATER | 1 | NO INFRASTRUCTURE |  | 1785 | 510 | LIVINGSTON-WALLISVILLE LAKE/RESERVOIR SYSTEM | H | 999 | RESERVOIR | 8 | TRINITY | 0 | SURFACE WATER | 1 | NO WATER QUALITY IMPROVEMENTS |  | 4674 | 1 | Reallocation of existing supplies | 2184 | PEARLAND | H | WUG | MUNICIPAL | 457 | CITY |  | Y | 2030 | 2030 | 0 | 0 | 0 | 0 | 0 | 0 | 0 | 0 | 2184 | PEARLAND | H | WUG | MUNICIPAL | 457 | CITY | H | 20 | BRAZORIA | 0 | 0 | 201 | 294 | 325 | 0 | N
656 | REALLOCATION OF EXISTING SUPPLIES | Reallocation of existing supplies | H | 5 | EXISTING SOURCE OR EXPANDED USE OF AN EXISTING SOURCE (SURFACE WATER OR GROUNDWATER) | 5 | OTHER SURFACE WATER | 1 | NO INFRASTRUCTURE |  | 1785 | 510 | LIVINGSTON-WALLISVILLE LAKE/RESERVOIR SYSTEM | H | 999 | RESERVOIR | 8 | TRINITY | 0 | SURFACE WATER | 1 | NO WATER QUALITY IMPROVEMENTS |  | 4674 | 1 | Reallocation of existing supplies | 2184 | PEARLAND | H | WUG | MUNICIPAL | 457 | CITY |  | Y | 2030 | 2050 | 0 | 0 | 0 | 0 | 0 | 0 | 0 | 0 | 2184 | PEARLAND | H | WUG | MUNICIPAL | 457 | CITY | H | 101 | HARRIS | 0 | 0 | 0 | 0 | 4 | 0 | N
656 | REALLOCATION OF EXISTING SUPPLIES | Reallocation of existing supplies | H | 5 | EXISTING SOURCE OR EXPANDED USE OF AN EXISTING SOURCE (SURFACE WATER OR GROUNDWATER) | 5 | OTHER SURFACE WATER | 1 | NO INFRASTRUCTURE |  | 1785 | 510 | LIVINGSTON-WALLISVILLE LAKE/RESERVOIR SYSTEM | H | 999 | RESERVOIR | 8 | TRINITY | 0 | SURFACE WATER | 1 | NO WATER QUALITY IMPROVEMENTS |  | 7021 | 1 | Contract with NCWA | 2201 | PINE TRAILS UTILITY | H | WUG | MUNICIPAL | 4302 | UTILITY |  | Y | 2010 | 2010 | 51465 | 61538 | 18356 | 11297 | 9929 | 13398 | 627231 | 20 | 2201 | PINE TRAILS UTILITY | H | WUG | MUNICIPAL | 4302 | UTILITY | H | 101 | HARRIS | 215 | 266 | 85 | 47 | 33 | 110 | N
656 | REALLOCATION OF EXISTING SUPPLIES | Reallocation of existing supplies | H | 5 | EXISTING SOURCE OR EXPANDED USE OF AN EXISTING SOURCE (SURFACE WATER OR GROUNDWATER) | 5 | OTHER SURFACE WATER | 1 | NO INFRASTRUCTURE |  | 1785 | 510 | LIVINGSTON-WALLISVILLE LAKE/RESERVOIR SYSTEM | H | 999 | RESERVOIR | 8 | TRINITY | 0 | SURFACE WATER | 1 | NO WATER QUALITY IMPROVEMENTS |  | 4674 | 1 | Reallocation of existing supplies | 2204 | PINEY POINT VILLAGE | H | WUG | MUNICIPAL | 468 | CITY |  | Y | 2010 | 2010 | 145033 | 151750 | 29406 | 22739 | 21022 | 22575 | 1371563 | 20 | 2204 | PINEY POINT VILLAGE | H | WUG | MUNICIPAL | 468 | CITY | H | 101 | HARRIS | 697 | 731 | 207 | 100 | 62 | 114 | N
656 | REALLOCATION OF EXISTING SUPPLIES | Reallocation of existing supplies | H | 5 | EXISTING SOURCE OR EXPANDED USE OF AN EXISTING SOURCE (SURFACE WATER OR GROUNDWATER) | 5 | OTHER SURFACE WATER | 1 | NO INFRASTRUCTURE |  | 1785 | 510 | LIVINGSTON-WALLISVILLE LAKE/RESERVOIR SYSTEM | H | 999 | RESERVOIR | 8 | TRINITY | 0 | SURFACE WATER | 1 | NO WATER QUALITY IMPROVEMENTS |  | 4674 | 1 | Reallocation of existing supplies | 2291 | ROLLING FORK PUD | H | WUG | MUNICIPAL | 4411 | UTILITY |  | Y | 2010 | 2010 | 43226 | 101597 | 63285 | 18204 | 14140 | 14996 | 957246 | 20 | 2291 | ROLLING FORK PUD | H | WUG | MUNICIPAL | 4411 | UTILITY | H | 101 | HARRIS | 173 | 470 | 152 | 74 | 45 | 76 | N
656 | REALLOCATION OF EXISTING SUPPLIES | Reallocation of existing supplies | H | 5 | EXISTING SOURCE OR EXPANDED USE OF AN EXISTING SOURCE (SURFACE WATER OR GROUNDWATER) | 5 | OTHER SURFACE WATER | 1 | NO INFRASTRUCTURE |  | 1785 | 510 | LIVINGSTON-WALLISVILLE LAKE/RESERVOIR SYSTEM | H | 999 | RESERVOIR | 8 | TRINITY | 0 | SURFACE WATER | 1 | NO WATER QUALITY IMPROVEMENTS |  | 7020 | 1 | Contract with City of Pasadena | 2338 | SEABROOK | H | WUG | MUNICIPAL | 545 | CITY |  | Y | 2010 | 2010 | 223579 | 227832 | 73641 | 60436 | 49820 | 66809 | 2564531 | 20 | 2338 | SEABROOK | H | WUG | MUNICIPAL | 545 | CITY | H | 101 | HARRIS | 1109 | 484 | 484 | 271 | 188 | 603 | N
656 | REALLOCATION OF EXISTING SUPPLIES | Reallocation of existing supplies | H | 5 | EXISTING SOURCE OR EXPANDED USE OF AN EXISTING SOURCE (SURFACE WATER OR GROUNDWATER) | 5 | OTHER SURFACE WATER | 1 | NO INFRASTRUCTURE |  | 1785 | 510 | LIVINGSTON-WALLISVILLE LAKE/RESERVOIR SYSTEM | H | 999 | RESERVOIR | 8 | TRINITY | 0 | SURFACE WATER | 1 | NO WATER QUALITY IMPROVEMENTS |  | 4674 | 1 | Reallocation of existing supplies | 2385 | SOUTHSIDE PLACE | H | WUG | MUNICIPAL | 572 | CITY |  | Y | 2020 | 2020 | 0 | 9738 | 10714 | 1631 | 1157 | 3008 | 142789 | 20 | 2385 | SOUTHSIDE PLACE | H | WUG | MUNICIPAL | 572 | CITY | H | 101 | HARRIS | 0 | 3 | 6 | 6 | 5 | 33 | N
656 | REALLOCATION OF EXISTING SUPPLIES | Reallocation of existing supplies | H | 5 | EXISTING SOURCE OR EXPANDED USE OF AN EXISTING SOURCE (SURFACE WATER OR GROUNDWATER) | 5 | OTHER SURFACE WATER | 1 | NO INFRASTRUCTURE |  | 1785 | 510 | LIVINGSTON-WALLISVILLE LAKE/RESERVOIR SYSTEM | H | 999 | RESERVOIR | 8 | TRINITY | 0 | SURFACE WATER | 1 | NO WATER QUALITY IMPROVEMENTS |  | 4674 | 1 | Reallocation of existing supplies | 2388 | SOUTHWEST UTILITIES | H | WUG | MUNICIPAL | 4343 | UTILITY |  | Y | 2010 | 2010 | 42833 | 109207 | 73425 | 23266 | 17615 | 21011 | 1085554 | 20 | 2388 | SOUTHWEST UTILITIES | H | WUG | MUNICIPAL | 4343 | UTILITY | H | 101 | HARRIS | 171 | 509 | 178 | 91 | 59 | 151 | N
656 | REALLOCATION OF EXISTING SUPPLIES | Reallocation of existing supplies | H | 5 | EXISTING SOURCE OR EXPANDED USE OF AN EXISTING SOURCE (SURFACE WATER OR GROUNDWATER) | 5 | OTHER SURFACE WATER | 1 | NO INFRASTRUCTURE |  | 1785 | 510 | LIVINGSTON-WALLISVILLE LAKE/RESERVOIR SYSTEM | H | 999 | RESERVOIR | 8 | TRINITY | 0 | SURFACE WATER | 1 | NO WATER QUALITY IMPROVEMENTS |  | 4674 | 1 | Reallocation of existing supplies | 2392 | SPRING VALLEY | H | WUG | MUNICIPAL | 575 | CITY |  | Y | 2010 | 2010 | 51073 | 124075 | 79116 | 22601 | 17522 | 18629 | 1164476 | 20 | 2392 | SPRING VALLEY | H | WUG | MUNICIPAL | 575 | CITY | H | 101 | HARRIS | 213 | 585 | 190 | 90 | 56 | 94 | N
656 | REALLOCATION OF EXISTING SUPPLIES | Reallocation of existing supplies | H | 5 | EXISTING SOURCE OR EXPANDED USE OF AN EXISTING SOURCE (SURFACE WATER OR GROUNDWATER) | 5 | OTHER SURFACE WATER | 1 | NO INFRASTRUCTURE |  | 1785 | 510 | LIVINGSTON-WALLISVILLE LAKE/RESERVOIR SYSTEM | H | 999 | RESERVOIR | 8 | TRINITY | 0 | SURFACE WATER | 1 | NO WATER QUALITY IMPROVEMENTS |  | 4674 | 1 | Reallocation of existing supplies | 2431 | STEAM ELECTRIC POWER, HARRIS | H | WUG | STEAM ELECTRIC | 1002 | N/A | Capital Cost: $9,627,596 (SAN JACINTO Basin), $9,017,756 (SAN JACINTO-BRAZOS Basin) | Y | 2010 | 2010 | 554054 | 914180 | 611707 | 1079071 | 1254513 | 1555203 | 18645352 | 20 | 2431 | STEAM ELECTRIC POWER, HARRIS | H | WUG | STEAM ELECTRIC | 1002 | N/A | H | 101 | HARRIS | 400 | 400 | 394 | 1445 | 1220 | 3909 | N
656 | REALLOCATION OF EXISTING SUPPLIES | Reallocation of existing supplies | H | 5 | EXISTING SOURCE OR EXPANDED USE OF AN EXISTING SOURCE (SURFACE WATER OR GROUNDWATER) | 5 | OTHER SURFACE WATER | 1 | NO INFRASTRUCTURE |  | 1785 | 510 | LIVINGSTON-WALLISVILLE LAKE/RESERVOIR SYSTEM | H | 999 | RESERVOIR | 8 | TRINITY | 0 | SURFACE WATER | 1 | NO WATER QUALITY IMPROVEMENTS |  | 4674 | 1 | Reallocation of existing supplies | 2495 | SUNBELT FWSD | H | WUG | MUNICIPAL | 4350 | UTILITY |  | Y | 2010 | 2010 | 121714 | 107570 | 14035 | 14035 | 14035 | 14035 | 1072839 | 20 | 2495 | SUNBELT FWSD | H | WUG | MUNICIPAL | 4350 | UTILITY | H | 101 | HARRIS | 576 | 0 | 0 | 0 | 0 | 0 | N
656 | REALLOCATION OF EXISTING SUPPLIES | Reallocation of existing supplies | H | 5 | EXISTING SOURCE OR EXPANDED USE OF AN EXISTING SOURCE (SURFACE WATER OR GROUNDWATER) | 5 | OTHER SURFACE WATER | 1 | NO INFRASTRUCTURE |  | 1785 | 510 | LIVINGSTON-WALLISVILLE LAKE/RESERVOIR SYSTEM | H | 999 | RESERVOIR | 8 | TRINITY | 0 | SURFACE WATER | 1 | NO WATER QUALITY IMPROVEMENTS |  | 4674 | 1 | Reallocation of existing supplies | 2575 | WALLER | H | WUG | MUNICIPAL | 629 | CITY |  | Y | 2010 | 2060 | 0 | 0 | 0 | 0 | 0 | 49117 | 448989 | 20 | 2575 | WALLER | H | WUG | MUNICIPAL | 629 | CITY | H | 101 | HARRIS | 0 | 0 | 0 | 0 | 0 | 203 | N
656 | REALLOCATION OF EXISTING SUPPLIES | Reallocation of existing supplies | H | 5 | EXISTING SOURCE OR EXPANDED USE OF AN EXISTING SOURCE (SURFACE WATER OR GROUNDWATER) | 5 | OTHER SURFACE WATER | 1 | NO INFRASTRUCTURE |  | 1785 | 510 | LIVINGSTON-WALLISVILLE LAKE/RESERVOIR SYSTEM | H | 999 | RESERVOIR | 8 | TRINITY | 0 | SURFACE WATER | 1 | NO WATER QUALITY IMPROVEMENTS |  | 4674 | 1 | Reallocation of existing supplies | 2575 | WALLER | H | WUG | MUNICIPAL | 629 | CITY |  | Y | 2010 | 2060 | 0 | 0 | 0 | 0 | 0 | 49117 | 448989 | 20 | 2575 | WALLER | H | WUG | MUNICIPAL | 629 | CITY | H | 237 | WALLER | 0 | 0 | 0 | 0 | 0 | 0 | N
656 | REALLOCATION OF EXISTING SUPPLIES | Reallocation of existing supplies | H | 5 | EXISTING SOURCE OR EXPANDED USE OF AN EXISTING SOURCE (SURFACE WATER OR GROUNDWATER) | 5 | OTHER SURFACE WATER | 1 | NO INFRASTRUCTURE |  | 1785 | 510 | LIVINGSTON-WALLISVILLE LAKE/RESERVOIR SYSTEM | H | 999 | RESERVOIR | 8 | TRINITY | 0 | SURFACE WATER | 1 | NO WATER QUALITY IMPROVEMENTS |  | 4723 | 1 | City of Houston to WHCRWA contract | 158 | WEST HARRIS COUNTY REGIONAL WATER AUTHORITY | H | BOTH | MUNICIPAL | 8002 | CRU | Capital Cost: $751,155 (Fort Bend County), $4,663,695 (Harris County) | Y | 2010 | 2040 | 199396 | 168923 | 26226 | 518008 | 600236 | 743539 | 5414850 | 20 | 158 | WEST HARRIS COUNTY REGIONAL WATER AUTHORITY | H | BOTH | MUNICIPAL | 8002 | CRU | H | 79 | FORT BEND | 0 | 0 | 0 | 770 | 770 | 1555 | N
656 | REALLOCATION OF EXISTING SUPPLIES | Reallocation of existing supplies | H | 5 | EXISTING SOURCE OR EXPANDED USE OF AN EXISTING SOURCE (SURFACE WATER OR GROUNDWATER) | 5 | OTHER SURFACE WATER | 1 | NO INFRASTRUCTURE |  | 1785 | 510 | LIVINGSTON-WALLISVILLE LAKE/RESERVOIR SYSTEM | H | 999 | RESERVOIR | 8 | TRINITY | 0 | SURFACE WATER | 1 | NO WATER QUALITY IMPROVEMENTS |  | 4723 | 1 | City of Houston to WHCRWA contract | 158 | WEST HARRIS COUNTY REGIONAL WATER AUTHORITY | H | BOTH | MUNICIPAL | 8002 | CRU | Capital Cost: $751,155 (Fort Bend County), $4,663,695 (Harris County) | Y | 2010 | 2010 | 199396 | 168923 | 26226 | 518008 | 600236 | 743539 | 5414850 | 20 | 158 | WEST HARRIS COUNTY REGIONAL WATER AUTHORITY | H | BOTH | MUNICIPAL | 8002 | CRU | H | 101 | HARRIS | 1241 | 0 | 0 | 11748 | 11748 | 17886 | N
656 | REALLOCATION OF EXISTING SUPPLIES | Reallocation of existing supplies | H | 5 | EXISTING SOURCE OR EXPANDED USE OF AN EXISTING SOURCE (SURFACE WATER OR GROUNDWATER) | 5 | OTHER SURFACE WATER | 1 | NO INFRASTRUCTURE |  | 1785 | 510 | LIVINGSTON-WALLISVILLE LAKE/RESERVOIR SYSTEM | H | 999 | RESERVOIR | 8 | TRINITY | 0 | SURFACE WATER | 1 | NO WATER QUALITY IMPROVEMENTS |  | 4674 | 1 | Reallocation of existing supplies | 2603 | WEST UNIVERSITY PL. | H | WUG | MUNICIPAL | 643 | CITY |  | Y | 2010 | 2010 | 54600 | 79842 | 37696 | 20546 | 16569 | 27182 | 914543 | 20 | 2603 | WEST UNIVERSITY PL. | H | WUG | MUNICIPAL | 643 | CITY | H | 101 | HARRIS | 231 | 359 | 136 | 80 | 60 | 256 | N
656 | REALLOCATION OF EXISTING SUPPLIES | Reallocation of existing supplies | H | 5 | EXISTING SOURCE OR EXPANDED USE OF AN EXISTING SOURCE (SURFACE WATER OR GROUNDWATER) | 5 | OTHER SURFACE WATER | 1 | NO INFRASTRUCTURE |  | 1785 | 510 | LIVINGSTON-WALLISVILLE LAKE/RESERVOIR SYSTEM | H | 999 | RESERVOIR | 8 | TRINITY | 0 | SURFACE WATER | 1 | NO WATER QUALITY IMPROVEMENTS |  | 4674 | 1 | Reallocation of existing supplies | 2625 | WILLOW RUN SUBDIVISION | H | WUG | MUNICIPAL | 4398 | UTILITY |  | Y | 2010 | 2010 | 40476 | 91222 | 54171 | 14347 | 11458 | 11458 | 837787 | 20 | 2625 | WILLOW RUN SUBDIVISION | H | WUG | MUNICIPAL | 4398 | UTILITY | H | 101 | HARRIS | 159 | 417 | 129 | 58 | 34 | 34 | N
656 | REALLOCATION OF EXISTING SUPPLIES | Reallocation of existing supplies | H | 5 | EXISTING SOURCE OR EXPANDED USE OF AN EXISTING SOURCE (SURFACE WATER OR GROUNDWATER) | 5 | OTHER SURFACE WATER | 1 | NO INFRASTRUCTURE |  | 1785 | 510 | LIVINGSTON-WALLISVILLE LAKE/RESERVOIR SYSTEM | H | 999 | RESERVOIR | 8 | TRINITY | 0 | SURFACE WATER | 1 | NO WATER QUALITY IMPROVEMENTS |  | 4674 | 1 | Reallocation of existing supplies | 2632 | WINDFERN FOREST UD | H | WUG | MUNICIPAL | 4401 | UTILITY |  | Y | 2010 | 2010 | 33989 | 125071 | 91533 | 20747 | 16264 | 16264 | 1143811 | 20 | 2632 | WINDFERN FOREST UD | H | WUG | MUNICIPAL | 4401 | UTILITY | H | 101 | HARRIS | 126 | 591 | 185 | 84 | 49 | 49 | N
656 | REALLOCATION OF EXISTING SUPPLIES | Reallocation of existing supplies | H | 5 | EXISTING SOURCE OR EXPANDED USE OF AN EXISTING SOURCE (SURFACE WATER OR GROUNDWATER) | 5 | OTHER SURFACE WATER | 1 | NO INFRASTRUCTURE |  | 1786 | 3880 | TRINITY RIVER RUN-OF-RIVER | H | 36 | CHAMBERS | 8 | TRINITY | 0 | SURFACE WATER | 1 | NO WATER QUALITY IMPROVEMENTS |  | 7088 | 1 | Reallocation of existing supplies | 1013 | IRRIGATION, CHAMBERS | H | WUG | IRRIGATION | 1004 | N/A |  | N | 2010 | 2010 | 0 | 0 | 0 | 0 | 0 | 0 | 0 | 0 | 1013 | IRRIGATION, CHAMBERS | H | WUG | IRRIGATION | 1004 | N/A | H | 36 | CHAMBERS | 20376 | 20600 | 20734 | 20857 | 20975 | 21076 | N
656 | REALLOCATION OF EXISTING SUPPLIES | Reallocation of existing supplies | H | 5 | EXISTING SOURCE OR EXPANDED USE OF AN EXISTING SOURCE (SURFACE WATER OR GROUNDWATER) | 5 | OTHER SURFACE WATER | 1 | NO INFRASTRUCTURE |  | 1783 | 507 | TRINITY RIVER RUN-OF-RIVER | H | 146 | LIBERTY | 8 | TRINITY | 0 | SURFACE WATER | 1 | NO WATER QUALITY IMPROVEMENTS |  | 7013 | 1 | Reallocation of existing supplies | 1118 | IRRIGATION, LIBERTY | H | WUG | IRRIGATION | 1004 | N/A |  | Y | 2010 | 2010 | 0 | 0 | 0 | 0 | 0 | 0 | 0 | 0 | 1118 | IRRIGATION, LIBERTY | H | WUG | IRRIGATION | 1004 | N/A | H | 146 | LIBERTY | 6657 | 6697 | 6732 | 6767 | 6805 | 5742 | N
828 | REALLOCATION OF FLOOD STORAGE (RAYBURN) | Reallocation of flood storage (Rayburn) | I | 6 | NEW SURFACE WATER OR NEW GROUNDWATER SOURCE | 5 | OTHER SURFACE WATER | 1 | NO INFRASTRUCTURE |  | 2294 | 629 | SAM RAYBURN-STEINHAGEN LAKE/RESERVOIR SYSTEM | I | 999 | RESERVOIR | 6 | NECHES | 0 | SURFACE WATER | 1 | NO WATER QUALITY IMPROVEMENTS |  | 2529 | 1 | Reallocation of flood storage (Rayburn) | 88 | LOWER NECHES VALLEY AUTHORITY | I | WWP | WWP | N/A | N/A |  | N | 2050 | 2050 | 0 | 0 | 0 | 0 | 3090260 | 3090260 | 0 | 0 | 88 | LOWER NECHES VALLEY AUTHORITY - FUTURE CUSTOMER/SURPLUS SUPPLY | I | WWP | MUNICIPAL | N/A | N/A | I | 123 | JEFFERSON | 0 | 0 | 0 | 0 | 122000 | 122000 | N
471 | REALLOCATION OF SOURCE | Reallocation of source | G | 5 | EXISTING SOURCE OR EXPANDED USE OF AN EXISTING SOURCE (SURFACE WATER OR GROUNDWATER) | 5 | OTHER SURFACE WATER | 1 | NO INFRASTRUCTURE | THERE ARE NO CAPITAL COSTS NOR DEBT SERVICE ASSOCIATED WITH THIS PROJECT. | 2210 | 3980 | BRAZOS RIVER AUTHORITY LITTLE RIVER LAKE/RESERVOIR SYSTEM | G | 999 | RESERVOIR | 12 | BRAZOS | 0 | SURFACE WATER | 1 | NO WATER QUALITY IMPROVEMENTS |  | 2009 | 1 | Reallocation of source | 10 | BELL COUNTY WCID #1 | G | WWP | WWP | N/A | N/A |  | N | 2010 | 2010 | 0 | 0 | 0 | 0 | 0 | 0 | 0 | 0 | 162 | 439 WSC | G | WUG | MUNICIPAL | 4000 | UTILITY | G | 14 | BELL | 750 | 750 | 750 | 750 | 750 | 750 | N
471 | REALLOCATION OF SOURCE | Reallocation of source | G | 5 | EXISTING SOURCE OR EXPANDED USE OF AN EXISTING SOURCE (SURFACE WATER OR GROUNDWATER) | 5 | OTHER SURFACE WATER | 1 | NO INFRASTRUCTURE | THERE ARE NO CAPITAL COSTS NOR DEBT SERVICE ASSOCIATED WITH THIS PROJECT. | 2210 | 3980 | BRAZOS RIVER AUTHORITY LITTLE RIVER LAKE/RESERVOIR SYSTEM | G | 999 | RESERVOIR | 12 | BRAZOS | 0 | SURFACE WATER | 1 | NO WATER QUALITY IMPROVEMENTS |  | 2009 | 1 | Reallocation of source | 10 | BELL COUNTY WCID #1 | G | WWP | WWP | N/A | N/A |  | N | 2010 | 2010 | 0 | 0 | 0 | 0 | 0 | 0 | 0 | 0 | 240 | BELTON | G | WUG | MUNICIPAL | 49 | CITY | G | 14 | BELL | 3242 | 2867 | 2524 | 2343 | 2191 | 2146 | N
471 | REALLOCATION OF SOURCE | Reallocation of source | G | 5 | EXISTING SOURCE OR EXPANDED USE OF AN EXISTING SOURCE (SURFACE WATER OR GROUNDWATER) | 5 | OTHER SURFACE WATER | 1 | NO INFRASTRUCTURE | THERE ARE NO CAPITAL COSTS NOR DEBT SERVICE ASSOCIATED WITH THIS PROJECT. | 2210 | 3980 | BRAZOS RIVER AUTHORITY LITTLE RIVER LAKE/RESERVOIR SYSTEM | G | 999 | RESERVOIR | 12 | BRAZOS | 0 | SURFACE WATER | 1 | NO WATER QUALITY IMPROVEMENTS |  | 2009 | 1 | Reallocation of source | 10 | BELL COUNTY WCID #1 | G | WWP | WWP | N/A | N/A |  | N | 2010 | 2010 | 0 | 0 | 0 | 0 | 0 | 0 | 0 | 0 | 405 | COPPERAS COVE | G | WUG | MUNICIPAL | 134 | CITY | G | 50 | CORYELL | 4064 | 4442 | 4204 | 3904 | 3613 | 3333 | N
471 | REALLOCATION OF SOURCE | Reallocation of source | G | 5 | EXISTING SOURCE OR EXPANDED USE OF AN EXISTING SOURCE (SURFACE WATER OR GROUNDWATER) | 5 | OTHER SURFACE WATER | 1 | NO INFRASTRUCTURE | THERE ARE NO CAPITAL COSTS NOR DEBT SERVICE ASSOCIATED WITH THIS PROJECT. | 2210 | 3980 | BRAZOS RIVER AUTHORITY LITTLE RIVER LAKE/RESERVOIR SYSTEM | G | 999 | RESERVOIR | 12 | BRAZOS | 0 | SURFACE WATER | 1 | NO WATER QUALITY IMPROVEMENTS |  | 2009 | 1 | Reallocation of source | 10 | BELL COUNTY WCID #1 | G | WWP | WWP | N/A | N/A |  | N | 2010 | 2010 | 0 | 0 | 0 | 0 | 0 | 0 | 0 | 0 | 405 | COPPERAS COVE | G | WUG | MUNICIPAL | 134 | CITY | G | 141 | LAMPASAS | 25 | 22 | 19 | 18 | 16 | 14 | N
471 | REALLOCATION OF SOURCE | Reallocation of source | G | 5 | EXISTING SOURCE OR EXPANDED USE OF AN EXISTING SOURCE (SURFACE WATER OR GROUNDWATER) | 5 | OTHER SURFACE WATER | 1 | NO INFRASTRUCTURE | THERE ARE NO CAPITAL COSTS NOR DEBT SERVICE ASSOCIATED WITH THIS PROJECT. | 2210 | 3980 | BRAZOS RIVER AUTHORITY LITTLE RIVER LAKE/RESERVOIR SYSTEM | G | 999 | RESERVOIR | 12 | BRAZOS | 0 | SURFACE WATER | 1 | NO WATER QUALITY IMPROVEMENTS |  | 2009 | 1 | Reallocation of source | 10 | BELL COUNTY WCID #1 | G | WWP | WWP | N/A | N/A |  | N | 2010 | 2010 | 0 | 0 | 0 | 0 | 0 | 0 | 0 | 0 | 425 | COUNTY-OTHER, BELL | G | WUG | MUNICIPAL | 757 | COUNTY-OTHER | G | 14 | BELL | 1000 | 1000 | 1000 | 1000 | 1000 | 1000 | N
471 | REALLOCATION OF SOURCE | Reallocation of source | G | 5 | EXISTING SOURCE OR EXPANDED USE OF AN EXISTING SOURCE (SURFACE WATER OR GROUNDWATER) | 5 | OTHER SURFACE WATER | 1 | NO INFRASTRUCTURE | THERE ARE NO CAPITAL COSTS NOR DEBT SERVICE ASSOCIATED WITH THIS PROJECT. | 2210 | 3980 | BRAZOS RIVER AUTHORITY LITTLE RIVER LAKE/RESERVOIR SYSTEM | G | 999 | RESERVOIR | 12 | BRAZOS | 0 | SURFACE WATER | 1 | NO WATER QUALITY IMPROVEMENTS |  | 2009 | 1 | Reallocation of source | 10 | BELL COUNTY WCID #1 | G | WWP | WWP | N/A | N/A |  | N | 2030 | 2030 | 0 | 0 | 0 | 0 | 0 | 0 | 0 | 0 | 884 | HARKER HEIGHTS | G | WUG | MUNICIPAL | 264 | CITY | G | 14 | BELL | 0 | 0 | 584 | 1066 | 1511 | 1447 | N
471 | REALLOCATION OF SOURCE | Reallocation of source | G | 5 | EXISTING SOURCE OR EXPANDED USE OF AN EXISTING SOURCE (SURFACE WATER OR GROUNDWATER) | 5 | OTHER SURFACE WATER | 1 | NO INFRASTRUCTURE | THERE ARE NO CAPITAL COSTS NOR DEBT SERVICE ASSOCIATED WITH THIS PROJECT. | 2210 | 3980 | BRAZOS RIVER AUTHORITY LITTLE RIVER LAKE/RESERVOIR SYSTEM | G | 999 | RESERVOIR | 12 | BRAZOS | 0 | SURFACE WATER | 1 | NO WATER QUALITY IMPROVEMENTS |  | 2009 | 1 | Reallocation of source | 10 | BELL COUNTY WCID #1 | G | WWP | WWP | N/A | N/A |  | N | 2060 | 2060 | 0 | 0 | 0 | 0 | 0 | 0 | 0 | 0 | 1264 | KILLEEN | G | WUG | MUNICIPAL | 322 | CITY | G | 14 | BELL | 0 | 0 | 0 | 0 | 0 | 391 | N
471 | REALLOCATION OF SOURCE | Reallocation of source | G | 5 | EXISTING SOURCE OR EXPANDED USE OF AN EXISTING SOURCE (SURFACE WATER OR GROUNDWATER) | 5 | OTHER SURFACE WATER | 1 | NO INFRASTRUCTURE | THERE ARE NO CAPITAL COSTS NOR DEBT SERVICE ASSOCIATED WITH THIS PROJECT. | 2210 | 3980 | BRAZOS RIVER AUTHORITY LITTLE RIVER LAKE/RESERVOIR SYSTEM | G | 999 | RESERVOIR | 12 | BRAZOS | 0 | SURFACE WATER | 1 | NO WATER QUALITY IMPROVEMENTS |  | 2009 | 1 | Reallocation of source | 10 | BELL COUNTY WCID #1 | G | WWP | WWP | N/A | N/A |  | N | 2010 | 2010 | 0 | 0 | 0 | 0 | 0 | 0 | 0 | 0 | 2125 | NOLANVILLE | G | WUG | MUNICIPAL | 725 | CITY | G | 14 | BELL | 0 | 0 | 0 | 0 | 0 | 0 | N
471 | REALLOCATION OF SOURCE | Reallocation of source | G | 5 | EXISTING SOURCE OR EXPANDED USE OF AN EXISTING SOURCE (SURFACE WATER OR GROUNDWATER) | 5 | OTHER SURFACE WATER | 1 | NO INFRASTRUCTURE | THERE ARE NO CAPITAL COSTS NOR DEBT SERVICE ASSOCIATED WITH THIS PROJECT. | 2206 | 3981 | BRAZOS RIVER AUTHORITY MAIN STEM LAKE/RESERVOIR SYSTEM | G | 999 | RESERVOIR | 12 | BRAZOS | 0 | SURFACE WATER | 1 | NO WATER QUALITY IMPROVEMENTS |  | 2016 | 1 | Reallocation of source | 2469 | STEAM ELECTRIC POWER, SOMERVELL | G | WUG | STEAM ELECTRIC | 1002 | N/A | FROM HOOD COUNTY STEAM ELECTRIC | N | 2020 | 2020 | 0 | 0 | 0 | 0 | 0 | 0 | 0 | 0 | 2469 | STEAM ELECTRIC POWER, SOMERVELL | G | WUG | STEAM ELECTRIC | 1002 | N/A | G | 213 | SOMERVELL | 0 | 26847 | 26847 | 26847 | 26847 | 26847 | N
471 | REALLOCATION OF SOURCE | Reallocation of source | G | 5 | EXISTING SOURCE OR EXPANDED USE OF AN EXISTING SOURCE (SURFACE WATER OR GROUNDWATER) | 5 | OTHER SURFACE WATER | 1 | NO INFRASTRUCTURE | THERE ARE NO CAPITAL COSTS NOR DEBT SERVICE ASSOCIATED WITH THIS PROJECT. | 2109 | 3817 | BRAZOS RIVER COMBINED RUN-OF-RIVER IRRIGATION | G | 73 | FALLS | 12 | BRAZOS | 0 | SURFACE WATER | 1 | NO WATER QUALITY IMPROVEMENTS |  | 2522 | 1 | Reallocation of source | 2447 | STEAM ELECTRIC POWER, LIMESTONE | G | WUG | STEAM ELECTRIC | 1002 | N/A | FROM IRRIGATION IN FALLS COUNTY | N | 2040 | 2040 | 0 | 0 | 0 | 0 | 0 | 0 | 0 | 0 | 2447 | STEAM ELECTRIC POWER, LIMESTONE | G | WUG | STEAM ELECTRIC | 1002 | N/A | G | 147 | LIMESTONE | 0 | 0 | 0 | 4100 | 4100 | 4700 | N
471 | REALLOCATION OF SOURCE | Reallocation of source | G | 5 | EXISTING SOURCE OR EXPANDED USE OF AN EXISTING SOURCE (SURFACE WATER OR GROUNDWATER) | 7 | REUSE | 1 | NO INFRASTRUCTURE | THERE ARE NO CAPITAL COSTS NOR DEBT SERVICE ASSOCIATED WITH THIS PROJECT. | 2110 | 4166 | DIRECT REUSE | G | 155 | MCLENNAN | 12 | BRAZOS | 2 | REUSE | 1 | NO WATER QUALITY IMPROVEMENTS |  | 7038 | 1 | Reallocation of source | 2447 | STEAM ELECTRIC POWER, LIMESTONE | G | WUG | STEAM ELECTRIC | 1002 | N/A | FROM STEAM ELECTRIC IN MCLENNAN COUNTY | N | 2050 | 2050 | 0 | 0 | 0 | 0 | 0 | 0 | 0 | 0 | 2447 | STEAM ELECTRIC POWER, LIMESTONE | G | WUG | STEAM ELECTRIC | 1002 | N/A | G | 147 | LIMESTONE | 0 | 0 | 0 | 0 | 5700 | 12000 | N
79 | RECLAIMED WASTEWATER SUPPLIES | Reclaimed wastewater supplies | N | 8 | REUSE | 7 | REUSE | 1 | NO INFRASTRUCTURE | THERE ARE NO CAPITAL COSTS NOR DEBT SERVICE ASSOCIATED WITH THIS PROJECT. | 454 | 4047 | INDIRECT REUSE WASTEWATER | N | 205 | SAN PATRICIO | 21 | NUECES | 2 | REUSE | 1 | NO WATER QUALITY IMPROVEMENTS |  | 4611 | 1 | Reclaimed wastewater supplies | 34 | CORPUS CHRISTI | N | BOTH | MUNICIPAL | 135 | CITY |  | N | 2010 | 2010 | 206500 | 206500 | 206500 | 206500 | 206500 | 206500 | 0 | 0 | 1744 | MANUFACTURING, NUECES | N | WUG | MANUFACTURING | 1001 | N/A | N | 178 | NUECES | 84 | 84 | 84 | 84 | 84 | 84 | N
79 | RECLAIMED WASTEWATER SUPPLIES | Reclaimed wastewater supplies | N | 8 | REUSE | 7 | REUSE | 1 | NO INFRASTRUCTURE | THERE ARE NO CAPITAL COSTS NOR DEBT SERVICE ASSOCIATED WITH THIS PROJECT. | 454 | 4047 | INDIRECT REUSE WASTEWATER | N | 205 | SAN PATRICIO | 21 | NUECES | 2 | REUSE | 1 | NO WATER QUALITY IMPROVEMENTS |  | 4611 | 1 | Reclaimed wastewater supplies | 34 | CORPUS CHRISTI | N | BOTH | MUNICIPAL | 135 | CITY |  | N | 2010 | 2010 | 206500 | 206500 | 206500 | 206500 | 206500 | 206500 | 0 | 0 | 2001 | MINING, NUECES | N | WUG | MINING | 1003 | N/A | N | 178 | NUECES | 83 | 83 | 83 | 83 | 83 | 83 | N
79 | RECLAIMED WASTEWATER SUPPLIES | Reclaimed wastewater supplies | N | 8 | REUSE | 7 | REUSE | 1 | NO INFRASTRUCTURE | THERE ARE NO CAPITAL COSTS NOR DEBT SERVICE ASSOCIATED WITH THIS PROJECT. | 454 | 4047 | INDIRECT REUSE WASTEWATER | N | 205 | SAN PATRICIO | 21 | NUECES | 2 | REUSE | 1 | NO WATER QUALITY IMPROVEMENTS |  | 4611 | 1 | Reclaimed wastewater supplies | 34 | CORPUS CHRISTI | N | BOTH | MUNICIPAL | 135 | CITY |  | N | 2010 | 2010 | 206500 | 206500 | 206500 | 206500 | 206500 | 206500 | 0 | 0 | 2461 | STEAM ELECTRIC POWER, NUECES | N | WUG | STEAM ELECTRIC | 1002 | N/A | N | 178 | NUECES | 83 | 83 | 83 | 83 | 83 | 83 | N
70 | RECLAIMED WATER- WHITE RIVER MWD | Reclaimed water - White River Municipal Water District | O | 8 | REUSE | 7 | REUSE | 6 | OTHER INFRASTRUCTURE |  | 355 | 1898 | DIRECT REUSE | O | 152 | LUBBOCK | 12 | BRAZOS | 2 | REUSE | 1 | NO WATER QUALITY IMPROVEMENTS |  | 2208 | 1 | Reclaimed water - White River Municipal Water District | 159 | WHITE RIVER MWD | O | WWP | WWP | N/A | N/A |  | N | 2020 | 2020 | 0 | 3567496 | 3567496 | 3567496 | 3567496 | 3567496 | 38089684 | 30 | 1897 | MINING, DICKENS | O | WUG | MINING | 1003 | N/A | O | 63 | DICKENS | 0 | 2240 | 2240 | 2240 | 2240 | 2240 | N
185 | RECYCLED WATER PROGRAMS | Recycled water programs | L | 8 | REUSE | 7 | REUSE | 6 | OTHER INFRASTRUCTURE | THERE ARE NO CAPITAL COSTS NOR DEBT SERVICE ASSOCIATED WITH THIS PROJECT. | 2145 | 1883 | DIRECT REUSE | L | 15 | BEXAR | 19 | SAN ANTONIO | 2 | REUSE | 1 | NO WATER QUALITY IMPROVEMENTS |  | 3285 | 1 | Recycled water programs | 1630 | MANUFACTURING, BEXAR | L | WUG | MANUFACTURING | 1001 | N/A | ALSO POSSIBLE PURCHASE FROM CCMA AND SARA | N | 2010 | 2010 | 2315040 | 6633200 | 28731827 | 30635681 | 19838157 | 36392585 | 0 | 0 | 1630 | MANUFACTURING, BEXAR | L | WUG | MANUFACTURING | 1001 | N/A | L | 15 | BEXAR | 4240 | 7367 | 15127 | 15127 | 15127 | 15127 | Y
185 | RECYCLED WATER PROGRAMS | Recycled water programs | L | 8 | REUSE | 7 | REUSE | 6 | OTHER INFRASTRUCTURE | THERE ARE NO CAPITAL COSTS NOR DEBT SERVICE ASSOCIATED WITH THIS PROJECT. | 2547 | 1883 | DIRECT REUSE | L | 15 | BEXAR | 19 | SAN ANTONIO | 2 | REUSE | 1 | NO WATER QUALITY IMPROVEMENTS |  | 3285 | 1 | Recycled water programs | 1630 | MANUFACTURING, BEXAR | L | WUG | MANUFACTURING | 1001 | N/A | New water developed by Manufacturing | N | 2010 | 2010 | 777200 | 2833880 | 807520 | 10164097 | 12719878 | 3605540 | 196094169 | 20 | 1630 | MANUFACTURING, BEXAR | L | WUG | MANUFACTURING | 1001 | N/A | L | 15 | BEXAR | 1340 | 4886 | 8240 | 11537 | 14438 | 17588 | N
185 | RECYCLED WATER PROGRAMS | Recycled water programs | L | 8 | REUSE | 7 | REUSE | 6 | OTHER INFRASTRUCTURE | THERE ARE NO CAPITAL COSTS NOR DEBT SERVICE ASSOCIATED WITH THIS PROJECT. | 2145 | 1883 | DIRECT REUSE | L | 15 | BEXAR | 19 | SAN ANTONIO | 2 | REUSE | 1 | NO WATER QUALITY IMPROVEMENTS |  | 3285 | 1 | Recycled water programs | 2610 | SAN ANTONIO WATER SYSTEM | L | WWP | WWP | N/A | N/A |  | N | 2010 | 2010 | 13565102 | 14160410 | 14725443 | 3913671 | 4237753 | 4498681 | 168655703 | 20 | 1630 | MANUFACTURING, BEXAR | L | WUG | MANUFACTURING | 1001 | N/A | L | 15 | BEXAR | 12000 | 15127 | 15127 | 15127 | 15127 | 15127 | N
185 | RECYCLED WATER PROGRAMS | Recycled water programs | L | 8 | REUSE | 7 | REUSE | 6 | OTHER INFRASTRUCTURE | THERE ARE NO CAPITAL COSTS NOR DEBT SERVICE ASSOCIATED WITH THIS PROJECT. | 2145 | 1883 | DIRECT REUSE | L | 15 | BEXAR | 19 | SAN ANTONIO | 2 | REUSE | 1 | NO WATER QUALITY IMPROVEMENTS |  | 3285 | 1 | Recycled water programs | 2610 | SAN ANTONIO WATER SYSTEM | L | WWP | WWP | N/A | N/A |  | N | 2010 | 2010 | 13565102 | 14160410 | 14725443 | 3913671 | 4237753 | 4498681 | 168655703 | 20 | 126 | SAN ANTONIO | L | WUG | MUNICIPAL | 530 | CITY | L | 15 | BEXAR | 3127 | 0 | 0 | 0 | 0 | 0 | N
185 | RECYCLED WATER PROGRAMS | Recycled water programs | L | 8 | REUSE | 7 | REUSE | 6 | OTHER INFRASTRUCTURE | THERE ARE NO CAPITAL COSTS NOR DEBT SERVICE ASSOCIATED WITH THIS PROJECT. | 542 | 4062 | DIRECT REUSE | L | 46 | COMAL | 18 | GUADALUPE | 2 | REUSE | 1 | NO WATER QUALITY IMPROVEMENTS |  | 6129 | 1 | Recycled water programs | 1652 | MANUFACTURING, COMAL | L | WUG | MANUFACTURING | 1001 | N/A | FROM NEW BRAUNFELS UTILITIES | N | 2010 | 2010 | 3015420 | 3499140 | 664832 | 736372 | 797818 | 884156 | 100589128 | 20 | 1652 | MANUFACTURING, COMAL | L | WUG | MANUFACTURING | 1001 | N/A | L | 46 | COMAL | 5199 | 6033 | 6784 | 7514 | 8141 | 9022 | N
568 | REDISTRIBUTION OF SUPPLIES | Redistribution of supplies | C | 5 | EXISTING SOURCE OR EXPANDED USE OF AN EXISTING SOURCE (SURFACE WATER OR GROUNDWATER) | 5 | OTHER SURFACE WATER | 1 | NO INFRASTRUCTURE | This strategy is to allow re-distribution of existing supplies from wholesale water providers. | 1706 | 472 | PALO PINTO LAKE/RESERVOIR | G | 999 | RESERVOIR | 12 | BRAZOS | 0 | SURFACE WATER | 1 | NO WATER QUALITY IMPROVEMENTS |  | 2260 | 1 | Redistribution of supplies | 113 | PALO PINTO MWD #1 | G | WWP | WWP | N/A | N/A |  | N | 2010 | 2010 | 0 | 0 | 0 | 0 | 0 | 0 | 0 | 0 | 595 | COUNTY-OTHER, PARKER | C | WUG | MUNICIPAL | 757 | COUNTY-OTHER | C | 184 | PARKER | 280 | 280 | 280 | 280 | 280 | 280 | N
568 | REDISTRIBUTION OF SUPPLIES | Redistribution of supplies | C | 5 | EXISTING SOURCE OR EXPANDED USE OF AN EXISTING SOURCE (SURFACE WATER OR GROUNDWATER) | 5 | OTHER SURFACE WATER | 1 | NO INFRASTRUCTURE | This strategy is to allow re-distribution of existing supplies from wholesale water providers. | 1706 | 472 | PALO PINTO LAKE/RESERVOIR | G | 999 | RESERVOIR | 12 | BRAZOS | 0 | SURFACE WATER | 1 | NO WATER QUALITY IMPROVEMENTS |  | 2260 | 1 | Redistribution of supplies | 113 | PALO PINTO MWD #1 | G | WWP | WWP | N/A | N/A |  | N | 2010 | 2010 | 0 | 0 | 0 | 0 | 0 | 0 | 0 | 0 | 1748 | MANUFACTURING, PARKER | C | WUG | MANUFACTURING | 1001 | N/A | C | 184 | PARKER | 250 | 250 | 250 | 300 | 250 | 250 | N
568 | REDISTRIBUTION OF SUPPLIES | Redistribution of supplies | C | 5 | EXISTING SOURCE OR EXPANDED USE OF AN EXISTING SOURCE (SURFACE WATER OR GROUNDWATER) | 5 | OTHER SURFACE WATER | 1 | NO INFRASTRUCTURE | This strategy is to allow re-distribution of existing supplies from wholesale water providers. | 1381 | 150 | RAY ROBERTS-LEWISVILLE-GRAPEVINE LAKE/RESERVOIR SYSTEM | C | 999 | RESERVOIR | 8 | TRINITY | 0 | SURFACE WATER | 1 | NO WATER QUALITY IMPROVEMENTS |  | 7087 | 1 | Redistribution of supplies - Ray Roberts, Lewisville, Grapevine System | 36 | DALLAS | C | BOTH | MUNICIPAL | 151 | CITY | Re-distribution of existing sources | N | 2040 | 2040 | 0 | 0 | 0 | 0 | 0 | 0 | 0 | 0 | 40 | DENTON | C | BOTH | MUNICIPAL | 159 | CITY | C | 61 | DENTON | 0 | 0 | 0 | 1139 | 5480 | 16663 | N
568 | REDISTRIBUTION OF SUPPLIES | Redistribution of supplies | C | 5 | EXISTING SOURCE OR EXPANDED USE OF AN EXISTING SOURCE (SURFACE WATER OR GROUNDWATER) | 5 | OTHER SURFACE WATER | 1 | NO INFRASTRUCTURE | This strategy is to allow re-distribution of existing supplies from wholesale water providers. | 1381 | 150 | RAY ROBERTS-LEWISVILLE-GRAPEVINE LAKE/RESERVOIR SYSTEM | C | 999 | RESERVOIR | 8 | TRINITY | 0 | SURFACE WATER | 1 | NO WATER QUALITY IMPROVEMENTS |  | 7087 | 1 | Redistribution of supplies - Ray Roberts, Lewisville, Grapevine System | 36 | DALLAS | C | BOTH | MUNICIPAL | 151 | CITY | Re-distribution of existing sources | N | 2020 | 2020 | 0 | 0 | 0 | 0 | 0 | 0 | 0 | 0 | 707 | DENTON COUNTY FWSD #1A | C | WUG | MUNICIPAL | 4089 | UTILITY | C | 61 | DENTON | 0 | 86 | 140 | 210 | 304 | 444 | N
568 | REDISTRIBUTION OF SUPPLIES | Redistribution of supplies | C | 5 | EXISTING SOURCE OR EXPANDED USE OF AN EXISTING SOURCE (SURFACE WATER OR GROUNDWATER) | 5 | OTHER SURFACE WATER | 1 | NO INFRASTRUCTURE | This strategy is to allow re-distribution of existing supplies from wholesale water providers. | 1381 | 150 | RAY ROBERTS-LEWISVILLE-GRAPEVINE LAKE/RESERVOIR SYSTEM | C | 999 | RESERVOIR | 8 | TRINITY | 0 | SURFACE WATER | 1 | NO WATER QUALITY IMPROVEMENTS |  | 7087 | 1 | Redistribution of supplies - Ray Roberts, Lewisville, Grapevine System | 36 | DALLAS | C | BOTH | MUNICIPAL | 151 | CITY | Re-distribution of existing sources | N | 2020 | 2020 | 0 | 0 | 0 | 0 | 0 | 0 | 0 | 0 | 1317 | LEWISVILLE | C | WUG | MUNICIPAL | 355 | CITY | C | 61 | DENTON | 0 | 3609 | 4426 | 5782 | 7829 | 11145 | N
568 | REDISTRIBUTION OF SUPPLIES | Redistribution of supplies | C | 5 | EXISTING SOURCE OR EXPANDED USE OF AN EXISTING SOURCE (SURFACE WATER OR GROUNDWATER) | 5 | OTHER SURFACE WATER | 1 | NO INFRASTRUCTURE | This strategy is to allow re-distribution of existing supplies from wholesale water providers. | 1381 | 150 | RAY ROBERTS-LEWISVILLE-GRAPEVINE LAKE/RESERVOIR SYSTEM | C | 999 | RESERVOIR | 8 | TRINITY | 0 | SURFACE WATER | 1 | NO WATER QUALITY IMPROVEMENTS |  | 7087 | 1 | Redistribution of supplies - Ray Roberts, Lewisville, Grapevine System | 36 | DALLAS | C | BOTH | MUNICIPAL | 151 | CITY | Re-distribution of existing sources | N | 2020 | 2020 | 0 | 0 | 0 | 0 | 0 | 0 | 0 | 0 | 2415 | STEAM ELECTRIC POWER, DALLAS | C | WUG | STEAM ELECTRIC | 1002 | N/A | C | 57 | DALLAS | 0 | 1068 | 1413 | 1633 | 1894 | 2269 | N
568 | REDISTRIBUTION OF SUPPLIES | Redistribution of supplies | C | 5 | EXISTING SOURCE OR EXPANDED USE OF AN EXISTING SOURCE (SURFACE WATER OR GROUNDWATER) | 5 | OTHER SURFACE WATER | 1 | NO INFRASTRUCTURE | This strategy is to allow re-distribution of existing supplies from wholesale water providers. | 1381 | 150 | RAY ROBERTS-LEWISVILLE-GRAPEVINE LAKE/RESERVOIR SYSTEM | C | 999 | RESERVOIR | 8 | TRINITY | 0 | SURFACE WATER | 1 | NO WATER QUALITY IMPROVEMENTS |  | 7087 | 1 | Redistribution of supplies - Ray Roberts, Lewisville, Grapevine System | 36 | DALLAS | C | BOTH | MUNICIPAL | 151 | CITY | Re-distribution of existing sources | N | 2020 | 2020 | 0 | 0 | 0 | 0 | 0 | 0 | 0 | 0 | 150 | UPPER TRINITY REGIONAL WD | C | WWP | WWP | N/A | N/A | C | 61 | DENTON | 0 | 8686 | 12017 | 14684 | 17944 | 26980 | N
791 | REGIONAL CARRIZO FOR SAWS (INCL. GONZALES CO.) | Regional Carrizo for SAWS (including Gonzalas County) | L | 5 | EXISTING SOURCE OR EXPANDED USE OF AN EXISTING SOURCE (SURFACE WATER OR GROUNDWATER) | 6 | GROUNDWATER | 6 | OTHER INFRASTRUCTURE |  | 2162 | 1655 | CARRIZO-WILCOX AQUIFER | L | 89 | GONZALES | 18 | GUADALUPE | 1 | GROUNDWATER | 1 | NO WATER QUALITY IMPROVEMENTS |  | 7098 | 1 | Regional Carrizo for SAWS (including Gonzalas County) | 2610 | SAN ANTONIO WATER SYSTEM | L | WWP | WWP | N/A | N/A |  | N | 2020 | 2020 | 0 | 15695641 | 15695641 | 3786588 | 3786588 | 3786588 | 136550000 | 20 | 126 | SAN ANTONIO | L | WUG | MUNICIPAL | 530 | CITY | L | 15 | BEXAR | 0 | 11687 | 11687 | 11687 | 11687 | 11687 | N
121 | REGIONAL CARRIZO FOR SSLGC PROJECT EXPANSION (INCL. GONZALES CO.) | Regional Carrizo for SSLGC project expansion (including Gonzales County) | L | 5 | EXISTING SOURCE OR EXPANDED USE OF AN EXISTING SOURCE (SURFACE WATER OR GROUNDWATER) | 6 | GROUNDWATER | 6 | OTHER INFRASTRUCTURE |  | 519 | 1655 | CARRIZO-WILCOX AQUIFER | L | 89 | GONZALES | 18 | GUADALUPE | 1 | GROUNDWATER | 1 | NO WATER QUALITY IMPROVEMENTS |  | 6187 | 1 | Regional Carrizo for SSLGC project expansion (including Gonzales County) | 681 | CRYSTAL CLEAR WSC | L | WUG | MUNICIPAL | 4080 | UTILITY |  | N | 2020 | 2020 | 0 | 170400 | 411166 | 437952 | 327745 | 327745 | 0 | 0 | 681 | CRYSTAL CLEAR WSC | L | WUG | MUNICIPAL | 4080 | UTILITY | L | 94 | GUADALUPE | 0 | 300 | 600 | 900 | 900 | 900 | Y
121 | REGIONAL CARRIZO FOR SSLGC PROJECT EXPANSION (INCL. GONZALES CO.) | Regional Carrizo for SSLGC project expansion (including Gonzales County) | L | 5 | EXISTING SOURCE OR EXPANDED USE OF AN EXISTING SOURCE (SURFACE WATER OR GROUNDWATER) | 6 | GROUNDWATER | 6 | OTHER INFRASTRUCTURE |  | 519 | 1655 | CARRIZO-WILCOX AQUIFER | L | 89 | GONZALES | 18 | GUADALUPE | 1 | GROUNDWATER | 1 | NO WATER QUALITY IMPROVEMENTS |  | 6187 | 1 | Regional Carrizo for SSLGC project expansion (including Gonzales County) | 2336 | SCHERTZ | L | WUG | MUNICIPAL | 543 | CITY |  | N | 2030 | 2060 | 0 | 0 | 643900 | 1180975 | 1498224 | 1889160 | 0 | 0 | 2336 | SCHERTZ | L | WUG | MUNICIPAL | 543 | CITY | L | 15 | BEXAR | 0 | 0 | 0 | 0 | 0 | 45 | Y
121 | REGIONAL CARRIZO FOR SSLGC PROJECT EXPANSION (INCL. GONZALES CO.) | Regional Carrizo for SSLGC project expansion (including Gonzales County) | L | 5 | EXISTING SOURCE OR EXPANDED USE OF AN EXISTING SOURCE (SURFACE WATER OR GROUNDWATER) | 6 | GROUNDWATER | 6 | OTHER INFRASTRUCTURE |  | 519 | 1655 | CARRIZO-WILCOX AQUIFER | L | 89 | GONZALES | 18 | GUADALUPE | 1 | GROUNDWATER | 1 | NO WATER QUALITY IMPROVEMENTS |  | 6187 | 1 | Regional Carrizo for SSLGC project expansion (including Gonzales County) | 2336 | SCHERTZ | L | WUG | MUNICIPAL | 543 | CITY |  | N | 2030 | 2050 | 0 | 0 | 643900 | 1180975 | 1498224 | 1889160 | 0 | 0 | 2336 | SCHERTZ | L | WUG | MUNICIPAL | 543 | CITY | L | 46 | COMAL | 0 | 0 | 0 | 0 | 19 | 63 | Y
121 | REGIONAL CARRIZO FOR SSLGC PROJECT EXPANSION (INCL. GONZALES CO.) | Regional Carrizo for SSLGC project expansion (including Gonzales County) | L | 5 | EXISTING SOURCE OR EXPANDED USE OF AN EXISTING SOURCE (SURFACE WATER OR GROUNDWATER) | 6 | GROUNDWATER | 6 | OTHER INFRASTRUCTURE |  | 519 | 1655 | CARRIZO-WILCOX AQUIFER | L | 89 | GONZALES | 18 | GUADALUPE | 1 | GROUNDWATER | 1 | NO WATER QUALITY IMPROVEMENTS |  | 6187 | 1 | Regional Carrizo for SSLGC project expansion (including Gonzales County) | 2336 | SCHERTZ | L | WUG | MUNICIPAL | 543 | CITY |  | N | 2030 | 2030 | 0 | 0 | 643900 | 1180975 | 1498224 | 1889160 | 0 | 0 | 2336 | SCHERTZ | L | WUG | MUNICIPAL | 543 | CITY | L | 94 | GUADALUPE | 0 | 0 | 940 | 2425 | 4097 | 5082 | Y
121 | REGIONAL CARRIZO FOR SSLGC PROJECT EXPANSION (INCL. GONZALES CO.) | Regional Carrizo for SSLGC project expansion (including Gonzales County) | L | 5 | EXISTING SOURCE OR EXPANDED USE OF AN EXISTING SOURCE (SURFACE WATER OR GROUNDWATER) | 6 | GROUNDWATER | 6 | OTHER INFRASTRUCTURE |  | 519 | 1655 | CARRIZO-WILCOX AQUIFER | L | 89 | GONZALES | 18 | GUADALUPE | 1 | GROUNDWATER | 1 | NO WATER QUALITY IMPROVEMENTS |  | 6187 | 1 | Regional Carrizo for SSLGC project expansion (including Gonzales County) | 2121 | SCHERTZ-SEGUIN LOCAL GOVERNMENT CORPORATION | L | WWP | WWP | N/A | N/A |  | N | 2020 | 2020 | 0 | 5885000 | 5885000 | 3427000 | 3427000 | 3427000 | 28189000 | 20 | 681 | CRYSTAL CLEAR WSC | L | WUG | MUNICIPAL | 4080 | UTILITY | L | 94 | GUADALUPE | 0 | 300 | 600 | 900 | 900 | 900 | N
121 | REGIONAL CARRIZO FOR SSLGC PROJECT EXPANSION (INCL. GONZALES CO.) | Regional Carrizo for SSLGC project expansion (including Gonzales County) | L | 5 | EXISTING SOURCE OR EXPANDED USE OF AN EXISTING SOURCE (SURFACE WATER OR GROUNDWATER) | 6 | GROUNDWATER | 6 | OTHER INFRASTRUCTURE |  | 519 | 1655 | CARRIZO-WILCOX AQUIFER | L | 89 | GONZALES | 18 | GUADALUPE | 1 | GROUNDWATER | 1 | NO WATER QUALITY IMPROVEMENTS |  | 6187 | 1 | Regional Carrizo for SSLGC project expansion (including Gonzales County) | 2121 | SCHERTZ-SEGUIN LOCAL GOVERNMENT CORPORATION | L | WWP | WWP | N/A | N/A |  | N | 2060 | 2060 | 0 | 5885000 | 5885000 | 3427000 | 3427000 | 3427000 | 28189000 | 20 | 2336 | SCHERTZ | L | WUG | MUNICIPAL | 543 | CITY | L | 15 | BEXAR | 0 | 0 | 0 | 0 | 0 | 45 | N
121 | REGIONAL CARRIZO FOR SSLGC PROJECT EXPANSION (INCL. GONZALES CO.) | Regional Carrizo for SSLGC project expansion (including Gonzales County) | L | 5 | EXISTING SOURCE OR EXPANDED USE OF AN EXISTING SOURCE (SURFACE WATER OR GROUNDWATER) | 6 | GROUNDWATER | 6 | OTHER INFRASTRUCTURE |  | 519 | 1655 | CARRIZO-WILCOX AQUIFER | L | 89 | GONZALES | 18 | GUADALUPE | 1 | GROUNDWATER | 1 | NO WATER QUALITY IMPROVEMENTS |  | 6187 | 1 | Regional Carrizo for SSLGC project expansion (including Gonzales County) | 2121 | SCHERTZ-SEGUIN LOCAL GOVERNMENT CORPORATION | L | WWP | WWP | N/A | N/A |  | N | 2010 | 2050 | 0 | 5885000 | 5885000 | 3427000 | 3427000 | 3427000 | 28189000 | 20 | 2336 | SCHERTZ | L | WUG | MUNICIPAL | 543 | CITY | L | 46 | COMAL | 0 | 0 | 0 | 0 | 19 | 63 | N
121 | REGIONAL CARRIZO FOR SSLGC PROJECT EXPANSION (INCL. GONZALES CO.) | Regional Carrizo for SSLGC project expansion (including Gonzales County) | L | 5 | EXISTING SOURCE OR EXPANDED USE OF AN EXISTING SOURCE (SURFACE WATER OR GROUNDWATER) | 6 | GROUNDWATER | 6 | OTHER INFRASTRUCTURE |  | 519 | 1655 | CARRIZO-WILCOX AQUIFER | L | 89 | GONZALES | 18 | GUADALUPE | 1 | GROUNDWATER | 1 | NO WATER QUALITY IMPROVEMENTS |  | 6187 | 1 | Regional Carrizo for SSLGC project expansion (including Gonzales County) | 2121 | SCHERTZ-SEGUIN LOCAL GOVERNMENT CORPORATION | L | WWP | WWP | N/A | N/A |  | N | 2020 | 2020 | 0 | 5885000 | 5885000 | 3427000 | 3427000 | 3427000 | 28189000 | 20 | 2336 | SCHERTZ | L | WUG | MUNICIPAL | 543 | CITY | L | 94 | GUADALUPE | 0 | 6223 | 5477 | 5182 | 5172 | 5082 | N
121 | REGIONAL CARRIZO FOR SSLGC PROJECT EXPANSION (INCL. GONZALES CO.) | Regional Carrizo for SSLGC project expansion (including Gonzales County) | L | 5 | EXISTING SOURCE OR EXPANDED USE OF AN EXISTING SOURCE (SURFACE WATER OR GROUNDWATER) | 6 | GROUNDWATER | 6 | OTHER INFRASTRUCTURE |  | 519 | 1655 | CARRIZO-WILCOX AQUIFER | L | 89 | GONZALES | 18 | GUADALUPE | 1 | GROUNDWATER | 1 | NO WATER QUALITY IMPROVEMENTS |  | 6187 | 1 | Regional Carrizo for SSLGC project expansion (including Gonzales County) | 2121 | SCHERTZ-SEGUIN LOCAL GOVERNMENT CORPORATION | L | WWP | WWP | N/A | N/A |  | N | 2020 | 2020 | 0 | 5885000 | 5885000 | 3427000 | 3427000 | 3427000 | 28189000 | 20 | 2343 | SELMA | L | WUG | MUNICIPAL | 1061 | CITY | L | 15 | BEXAR | 0 | 292 | 699 | 695 | 686 | 687 | N
121 | REGIONAL CARRIZO FOR SSLGC PROJECT EXPANSION (INCL. GONZALES CO.) | Regional Carrizo for SSLGC project expansion (including Gonzales County) | L | 5 | EXISTING SOURCE OR EXPANDED USE OF AN EXISTING SOURCE (SURFACE WATER OR GROUNDWATER) | 6 | GROUNDWATER | 6 | OTHER INFRASTRUCTURE |  | 519 | 1655 | CARRIZO-WILCOX AQUIFER | L | 89 | GONZALES | 18 | GUADALUPE | 1 | GROUNDWATER | 1 | NO WATER QUALITY IMPROVEMENTS |  | 6187 | 1 | Regional Carrizo for SSLGC project expansion (including Gonzales County) | 2121 | SCHERTZ-SEGUIN LOCAL GOVERNMENT CORPORATION | L | WWP | WWP | N/A | N/A |  | N | 2020 | 2020 | 0 | 5885000 | 5885000 | 3427000 | 3427000 | 3427000 | 28189000 | 20 | 2343 | SELMA | L | WUG | MUNICIPAL | 1061 | CITY | L | 46 | COMAL | 0 | 6 | 16 | 16 | 16 | 16 | N
121 | REGIONAL CARRIZO FOR SSLGC PROJECT EXPANSION (INCL. GONZALES CO.) | Regional Carrizo for SSLGC project expansion (including Gonzales County) | L | 5 | EXISTING SOURCE OR EXPANDED USE OF AN EXISTING SOURCE (SURFACE WATER OR GROUNDWATER) | 6 | GROUNDWATER | 6 | OTHER INFRASTRUCTURE |  | 519 | 1655 | CARRIZO-WILCOX AQUIFER | L | 89 | GONZALES | 18 | GUADALUPE | 1 | GROUNDWATER | 1 | NO WATER QUALITY IMPROVEMENTS |  | 6187 | 1 | Regional Carrizo for SSLGC project expansion (including Gonzales County) | 2121 | SCHERTZ-SEGUIN LOCAL GOVERNMENT CORPORATION | L | WWP | WWP | N/A | N/A |  | N | 2020 | 2020 | 0 | 5885000 | 5885000 | 3427000 | 3427000 | 3427000 | 28189000 | 20 | 2343 | SELMA | L | WUG | MUNICIPAL | 1061 | CITY | L | 94 | GUADALUPE | 0 | 18 | 47 | 46 | 46 | 46 | N
121 | REGIONAL CARRIZO FOR SSLGC PROJECT EXPANSION (INCL. GONZALES CO.) | Regional Carrizo for SSLGC project expansion (including Gonzales County) | L | 5 | EXISTING SOURCE OR EXPANDED USE OF AN EXISTING SOURCE (SURFACE WATER OR GROUNDWATER) | 6 | GROUNDWATER | 6 | OTHER INFRASTRUCTURE |  | 519 | 1655 | CARRIZO-WILCOX AQUIFER | L | 89 | GONZALES | 18 | GUADALUPE | 1 | GROUNDWATER | 1 | NO WATER QUALITY IMPROVEMENTS |  | 6187 | 1 | Regional Carrizo for SSLGC project expansion (including Gonzales County) | 2343 | SELMA | L | WUG | MUNICIPAL | 1061 | CITY |  | N | 2020 | 2020 | 0 | 179488 | 522180 | 368366 | 272392 | 272756 | 0 | 0 | 2343 | SELMA | L | WUG | MUNICIPAL | 1061 | CITY | L | 15 | BEXAR | 0 | 292 | 699 | 695 | 686 | 687 | Y
121 | REGIONAL CARRIZO FOR SSLGC PROJECT EXPANSION (INCL. GONZALES CO.) | Regional Carrizo for SSLGC project expansion (including Gonzales County) | L | 5 | EXISTING SOURCE OR EXPANDED USE OF AN EXISTING SOURCE (SURFACE WATER OR GROUNDWATER) | 6 | GROUNDWATER | 6 | OTHER INFRASTRUCTURE |  | 519 | 1655 | CARRIZO-WILCOX AQUIFER | L | 89 | GONZALES | 18 | GUADALUPE | 1 | GROUNDWATER | 1 | NO WATER QUALITY IMPROVEMENTS |  | 6187 | 1 | Regional Carrizo for SSLGC project expansion (including Gonzales County) | 2343 | SELMA | L | WUG | MUNICIPAL | 1061 | CITY |  | N | 2020 | 2020 | 0 | 179488 | 522180 | 368366 | 272392 | 272756 | 0 | 0 | 2343 | SELMA | L | WUG | MUNICIPAL | 1061 | CITY | L | 46 | COMAL | 0 | 6 | 16 | 16 | 16 | 16 | Y
121 | REGIONAL CARRIZO FOR SSLGC PROJECT EXPANSION (INCL. GONZALES CO.) | Regional Carrizo for SSLGC project expansion (including Gonzales County) | L | 5 | EXISTING SOURCE OR EXPANDED USE OF AN EXISTING SOURCE (SURFACE WATER OR GROUNDWATER) | 6 | GROUNDWATER | 6 | OTHER INFRASTRUCTURE |  | 519 | 1655 | CARRIZO-WILCOX AQUIFER | L | 89 | GONZALES | 18 | GUADALUPE | 1 | GROUNDWATER | 1 | NO WATER QUALITY IMPROVEMENTS |  | 6187 | 1 | Regional Carrizo for SSLGC project expansion (including Gonzales County) | 2343 | SELMA | L | WUG | MUNICIPAL | 1061 | CITY |  | N | 2020 | 2020 | 0 | 179488 | 522180 | 368366 | 272392 | 272756 | 0 | 0 | 2343 | SELMA | L | WUG | MUNICIPAL | 1061 | CITY | L | 94 | GUADALUPE | 0 | 18 | 47 | 46 | 46 | 46 | Y
121 | REGIONAL CARRIZO FOR SSLGC PROJECT EXPANSION (INCL. GONZALES CO.) | Regional Carrizo for SSLGC project expansion (including Gonzales County) | L | 5 | EXISTING SOURCE OR EXPANDED USE OF AN EXISTING SOURCE (SURFACE WATER OR GROUNDWATER) | 6 | GROUNDWATER | 6 | OTHER INFRASTRUCTURE |  | 540 | 1657 | CARRIZO-WILCOX AQUIFER | L | 94 | GUADALUPE | 18 | GUADALUPE | 1 | GROUNDWATER | 1 | NO WATER QUALITY IMPROVEMENTS |  | 6187 | 1 | Regional Carrizo for SSLGC project expansion (including Gonzales County) | 2336 | SCHERTZ | L | WUG | MUNICIPAL | 543 | CITY |  | N | 2060 | 2060 | 0 | 0 | 0 | 0 | 0 | 267176 | 0 | 0 | 2336 | SCHERTZ | L | WUG | MUNICIPAL | 543 | CITY | L | 94 | GUADALUPE | 0 | 0 | 0 | 0 | 0 | 734 | Y
121 | REGIONAL CARRIZO FOR SSLGC PROJECT EXPANSION (INCL. GONZALES CO.) | Regional Carrizo for SSLGC project expansion (including Gonzales County) | L | 5 | EXISTING SOURCE OR EXPANDED USE OF AN EXISTING SOURCE (SURFACE WATER OR GROUNDWATER) | 6 | GROUNDWATER | 6 | OTHER INFRASTRUCTURE |  | 540 | 1657 | CARRIZO-WILCOX AQUIFER | L | 94 | GUADALUPE | 18 | GUADALUPE | 1 | GROUNDWATER | 1 | NO WATER QUALITY IMPROVEMENTS |  | 6187 | 1 | Regional Carrizo for SSLGC project expansion (including Gonzales County) | 2121 | SCHERTZ-SEGUIN LOCAL GOVERNMENT CORPORATION | L | WWP | WWP | N/A | N/A |  | N | 2010 | 2010 | 0 | 0 | 0 | 0 | 0 | 0 | 0 | 0 | 2336 | SCHERTZ | L | WUG | MUNICIPAL | 543 | CITY | L | 15 | BEXAR | 0 | 0 | 0 | 0 | 0 | 0 | N
121 | REGIONAL CARRIZO FOR SSLGC PROJECT EXPANSION (INCL. GONZALES CO.) | Regional Carrizo for SSLGC project expansion (including Gonzales County) | L | 5 | EXISTING SOURCE OR EXPANDED USE OF AN EXISTING SOURCE (SURFACE WATER OR GROUNDWATER) | 6 | GROUNDWATER | 6 | OTHER INFRASTRUCTURE |  | 540 | 1657 | CARRIZO-WILCOX AQUIFER | L | 94 | GUADALUPE | 18 | GUADALUPE | 1 | GROUNDWATER | 1 | NO WATER QUALITY IMPROVEMENTS |  | 6187 | 1 | Regional Carrizo for SSLGC project expansion (including Gonzales County) | 2121 | SCHERTZ-SEGUIN LOCAL GOVERNMENT CORPORATION | L | WWP | WWP | N/A | N/A |  | N | 2010 | 2010 | 0 | 0 | 0 | 0 | 0 | 0 | 0 | 0 | 2336 | SCHERTZ | L | WUG | MUNICIPAL | 543 | CITY | L | 46 | COMAL | 0 | 0 | 0 | 0 | 0 | 0 | N
121 | REGIONAL CARRIZO FOR SSLGC PROJECT EXPANSION (INCL. GONZALES CO.) | Regional Carrizo for SSLGC project expansion (including Gonzales County) | L | 5 | EXISTING SOURCE OR EXPANDED USE OF AN EXISTING SOURCE (SURFACE WATER OR GROUNDWATER) | 6 | GROUNDWATER | 6 | OTHER INFRASTRUCTURE |  | 540 | 1657 | CARRIZO-WILCOX AQUIFER | L | 94 | GUADALUPE | 18 | GUADALUPE | 1 | GROUNDWATER | 1 | NO WATER QUALITY IMPROVEMENTS |  | 6187 | 1 | Regional Carrizo for SSLGC project expansion (including Gonzales County) | 2121 | SCHERTZ-SEGUIN LOCAL GOVERNMENT CORPORATION | L | WWP | WWP | N/A | N/A |  | N | 2020 | 2020 | 0 | 0 | 0 | 0 | 0 | 0 | 0 | 0 | 2336 | SCHERTZ | L | WUG | MUNICIPAL | 543 | CITY | L | 94 | GUADALUPE | 0 | 3525 | 3525 | 3525 | 3525 | 3525 | N
148 | REGIONAL SURFACE WATER SUPPLY TO WILLIAMSON COUNTY FROM LAKE TRAVIS | Regional surface waters supply to Williamson County from Lake Travis | G | 5 | EXISTING SOURCE OR EXPANDED USE OF AN EXISTING SOURCE (SURFACE WATER OR GROUNDWATER) | 5 | OTHER SURFACE WATER | 2 | PIPELINE |  | 1064 | 4242 | COLORADO RIVER COMBINED RUN-OF-RIVER - LCRA SUPPLY REALLOCATION | K | 227 | TRAVIS | 14 | COLORADO | 0 | SURFACE WATER | 1 | NO WATER QUALITY IMPROVEMENTS |  | 7071 | 1 | Regional surface waters supply to Williamson County from Lake Travis | 25 | CEDAR PARK | G | BOTH | MUNICIPAL | 686 | CITY |  | Y | 2030 | 2030 | 0 | 14952000 | 14952000 | 14952000 | 14952000 | 14952000 | 61858000 | 20 | 262 | BLOCKHOUSE MUD | G | WUG | MUNICIPAL | 4025 | UTILITY | G | 246 | WILLIAMSON | 0 | 0 | 500 | 1000 | 1500 | 2100 | N
148 | REGIONAL SURFACE WATER SUPPLY TO WILLIAMSON COUNTY FROM LAKE TRAVIS | Regional surface waters supply to Williamson County from Lake Travis | G | 5 | EXISTING SOURCE OR EXPANDED USE OF AN EXISTING SOURCE (SURFACE WATER OR GROUNDWATER) | 5 | OTHER SURFACE WATER | 2 | PIPELINE |  | 1064 | 4242 | COLORADO RIVER COMBINED RUN-OF-RIVER - LCRA SUPPLY REALLOCATION | K | 227 | TRAVIS | 14 | COLORADO | 0 | SURFACE WATER | 1 | NO WATER QUALITY IMPROVEMENTS |  | 7071 | 1 | Regional surface waters supply to Williamson County from Lake Travis | 25 | CEDAR PARK | G | BOTH | MUNICIPAL | 686 | CITY |  | Y | 2020 | 2020 | 0 | 14952000 | 14952000 | 14952000 | 14952000 | 14952000 | 61858000 | 20 | 25 | CEDAR PARK | G | BOTH | MUNICIPAL | 686 | CITY | G | 246 | WILLIAMSON | 0 | 12270 | 11320 | 10370 | 9370 | 8220 | N
148 | REGIONAL SURFACE WATER SUPPLY TO WILLIAMSON COUNTY FROM LAKE TRAVIS | Regional surface waters supply to Williamson County from Lake Travis | G | 5 | EXISTING SOURCE OR EXPANDED USE OF AN EXISTING SOURCE (SURFACE WATER OR GROUNDWATER) | 5 | OTHER SURFACE WATER | 2 | PIPELINE |  | 1064 | 4242 | COLORADO RIVER COMBINED RUN-OF-RIVER - LCRA SUPPLY REALLOCATION | K | 227 | TRAVIS | 14 | COLORADO | 0 | SURFACE WATER | 1 | NO WATER QUALITY IMPROVEMENTS |  | 7071 | 1 | Regional surface waters supply to Williamson County from Lake Travis | 25 | CEDAR PARK | G | BOTH | MUNICIPAL | 686 | CITY |  | Y | 2020 | 2020 | 0 | 14952000 | 14952000 | 14952000 | 14952000 | 14952000 | 61858000 | 20 | 2622 | WILLIAMSON-TRAVIS COUNTY MUD #1 | G | WUG | MUNICIPAL | 4397 | UTILITY | G | 246 | WILLIAMSON | 0 | 350 | 800 | 1250 | 1750 | 2300 | N
148 | REGIONAL SURFACE WATER SUPPLY TO WILLIAMSON COUNTY FROM LAKE TRAVIS | Regional surface waters supply to Williamson County from Lake Travis | G | 5 | EXISTING SOURCE OR EXPANDED USE OF AN EXISTING SOURCE (SURFACE WATER OR GROUNDWATER) | 5 | OTHER SURFACE WATER | 2 | PIPELINE |  | 1064 | 4242 | COLORADO RIVER COMBINED RUN-OF-RIVER - LCRA SUPPLY REALLOCATION | K | 227 | TRAVIS | 14 | COLORADO | 0 | SURFACE WATER | 1 | NO WATER QUALITY IMPROVEMENTS |  | 3240 | 1 | Regional surface waters supply to Williamson County from Lake Travis | 353 | CHISHOLM TRAIL SUD | G | WUG | MUNICIPAL | 4054 | UTILITY | FROM THE BRA/LCRA ALLIANCE | Y | 2050 | 2050 | 0 | 0 | 0 | 0 | 5460000 | 5460000 | 13264000 | 20 | 353 | CHISHOLM TRAIL SUD | G | WUG | MUNICIPAL | 4054 | UTILITY | G | 246 | WILLIAMSON | 0 | 0 | 0 | 0 | 3272 | 3272 | N
148 | REGIONAL SURFACE WATER SUPPLY TO WILLIAMSON COUNTY FROM LAKE TRAVIS | Regional surface waters supply to Williamson County from Lake Travis | G | 5 | EXISTING SOURCE OR EXPANDED USE OF AN EXISTING SOURCE (SURFACE WATER OR GROUNDWATER) | 5 | OTHER SURFACE WATER | 2 | PIPELINE |  | 1064 | 4242 | COLORADO RIVER COMBINED RUN-OF-RIVER - LCRA SUPPLY REALLOCATION | K | 227 | TRAVIS | 14 | COLORADO | 0 | SURFACE WATER | 1 | NO WATER QUALITY IMPROVEMENTS |  | 3240 | 1 | Regional surface waters supply to Williamson County from Lake Travis | 1310 | LEANDER | G | WUG | MUNICIPAL | 713 | CITY |  | Y | 2030 | 2030 | 0 | 0 | 9488572 | 9488572 | 5272000 | 5272000 | 169147000 | 20 | 1310 | LEANDER | G | WUG | MUNICIPAL | 713 | CITY | G | 246 | WILLIAMSON | 0 | 0 | 7039 | 7039 | 7039 | 7039 | N
148 | REGIONAL SURFACE WATER SUPPLY TO WILLIAMSON COUNTY FROM LAKE TRAVIS | Regional surface waters supply to Williamson County from Lake Travis | G | 5 | EXISTING SOURCE OR EXPANDED USE OF AN EXISTING SOURCE (SURFACE WATER OR GROUNDWATER) | 5 | OTHER SURFACE WATER | 2 | PIPELINE |  | 1064 | 4242 | COLORADO RIVER COMBINED RUN-OF-RIVER - LCRA SUPPLY REALLOCATION | K | 227 | TRAVIS | 14 | COLORADO | 0 | SURFACE WATER | 1 | NO WATER QUALITY IMPROVEMENTS |  | 3240 | 1 | Regional surface waters supply to Williamson County from Lake Travis | 1321 | LIBERTY HILL | G | WUG | MUNICIPAL | 1038 | CITY |  | Y | 2010 | 2010 | 1723200 | 1723200 | 874200 | 874200 | 874200 | 874200 | 0 | 0 | 1321 | LIBERTY HILL | G | WUG | MUNICIPAL | 1038 | CITY | G | 246 | WILLIAMSON | 600 | 600 | 600 | 600 | 600 | 600 | N
148 | REGIONAL SURFACE WATER SUPPLY TO WILLIAMSON COUNTY FROM LAKE TRAVIS | Regional surface waters supply to Williamson County from Lake Travis | G | 5 | EXISTING SOURCE OR EXPANDED USE OF AN EXISTING SOURCE (SURFACE WATER OR GROUNDWATER) | 5 | OTHER SURFACE WATER | 2 | PIPELINE |  | 1064 | 4242 | COLORADO RIVER COMBINED RUN-OF-RIVER - LCRA SUPPLY REALLOCATION | K | 227 | TRAVIS | 14 | COLORADO | 0 | SURFACE WATER | 1 | NO WATER QUALITY IMPROVEMENTS |  | 3241 | 1 | Regional surface waters supply to Williamson County from Lake Travis | 123 | ROUND ROCK | G | BOTH | MUNICIPAL | 520 | CITY |  | Y | 2020 | 2020 | 0 | 28004000 | 28004000 | 15165000 | 15165000 | 15165000 | 147264000 | 20 | 1790 | MANUFACTURING, WILLIAMSON | G | WUG | MANUFACTURING | 1001 | N/A | G | 246 | WILLIAMSON | 0 | 40 | 240 | 0 | 0 | 0 | N
148 | REGIONAL SURFACE WATER SUPPLY TO WILLIAMSON COUNTY FROM LAKE TRAVIS | Regional surface waters supply to Williamson County from Lake Travis | G | 5 | EXISTING SOURCE OR EXPANDED USE OF AN EXISTING SOURCE (SURFACE WATER OR GROUNDWATER) | 5 | OTHER SURFACE WATER | 2 | PIPELINE |  | 1064 | 4242 | COLORADO RIVER COMBINED RUN-OF-RIVER - LCRA SUPPLY REALLOCATION | K | 227 | TRAVIS | 14 | COLORADO | 0 | SURFACE WATER | 1 | NO WATER QUALITY IMPROVEMENTS |  | 3241 | 1 | Regional surface waters supply to Williamson County from Lake Travis | 123 | ROUND ROCK | G | BOTH | MUNICIPAL | 520 | CITY |  | Y | 2020 | 2020 | 0 | 28004000 | 28004000 | 15165000 | 15165000 | 15165000 | 147264000 | 20 | 123 | ROUND ROCK | G | BOTH | MUNICIPAL | 520 | CITY | G | 246 | WILLIAMSON | 0 | 20888 | 20688 | 20928 | 20928 | 20928 | N
767 | REHABILITATE EXISTING WELLS | Rehabilitate existing wells | G | 5 | EXISTING SOURCE OR EXPANDED USE OF AN EXISTING SOURCE (SURFACE WATER OR GROUNDWATER) | 6 | GROUNDWATER | 6 | OTHER INFRASTRUCTURE |  | 2119 | 1374 | EDWARDS-BFZ AQUIFER | G | 246 | WILLIAMSON | 12 | BRAZOS | 1 | GROUNDWATER | 1 | NO WATER QUALITY IMPROVEMENTS |  | 2210 | 1 | Rehabilitate existing wells | 303 | BRUSHY CREEK MUD | G | WUG | MUNICIPAL | 4038 | UTILITY |  | N | 2020 | 2020 | 0 | 33000 | 33000 | 33000 | 33000 | 33000 | 350000 | 20 | 303 | BRUSHY CREEK MUD | G | WUG | MUNICIPAL | 4038 | UTILITY | G | 246 | WILLIAMSON | 0 | 1100 | 1100 | 1100 | 1100 | 1100 | N
210 | REHABILITATION OF PIPELINE | Rehabilitation of pipeline | F | 5 | EXISTING SOURCE OR EXPANDED USE OF AN EXISTING SOURCE (SURFACE WATER OR GROUNDWATER) | 5 | OTHER SURFACE WATER | 2 | PIPELINE |  | 707 | 3761 | EV SPENCE LAKE/RESERVOIR NON-SYSTEM PORTION | F | 999 | RESERVOIR | 14 | COLORADO | 0 | SURFACE WATER | 1 | NO WATER QUALITY IMPROVEMENTS |  | 3300 | 1 | Rehabilitation of pipeline | 125 | SAN ANGELO | F | BOTH | MUNICIPAL | 529 | CITY | This strategy includes subordination of Spence Reservoir. To avoid duplication, the subordination strategy is shown as "0". | N | 2030 | 2030 | 0 | 0 | 716000000 | 716000 | 172068 | 172068 | 6157000 | 20 | 125 | SAN ANGELO | F | BOTH | MUNICIPAL | 529 | CITY | F | 226 | TOM GREEN | 0 | 0 | 2281 | 2267 | 2254 | 2240 | N
210 | REHABILITATION OF PIPELINE | Rehabilitation of pipeline | F | 5 | EXISTING SOURCE OR EXPANDED USE OF AN EXISTING SOURCE (SURFACE WATER OR GROUNDWATER) | 5 | OTHER SURFACE WATER | 2 | PIPELINE |  | 569 | 330 | OAK CREEK LAKE/RESERVOIR | F | 999 | RESERVOIR | 14 | COLORADO | 0 | SURFACE WATER | 1 | NO WATER QUALITY IMPROVEMENTS |  | 3451 | 1 | Rehabilitation of pipeline | 294 | BRONTE VILLAGE | F | WUG | MUNICIPAL | 683 | CITY | Rehabilitation of existing pipeline. Does not make additional water available. Assuming total supply of 129 ac-ft/yr from Oak Creek Reservoir is made available with this strategy. Also used to transport groundwater supplies. | N | 2010 | 2020 | 0 | 23800 | 23800 | 0 | 0 | 0 | 1364900 | 20 | 294 | BRONTE VILLAGE | F | WUG | MUNICIPAL | 683 | CITY | F | 41 | COKE | 0 | 0 | 0 | 0 | 0 | 0 | N
863 | REPLACE PRESSURE TANK | Replace pressure tank | J | 5 | EXISTING SOURCE OR EXPANDED USE OF AN EXISTING SOURCE (SURFACE WATER OR GROUNDWATER) | 6 | GROUNDWATER | 6 | OTHER INFRASTRUCTURE |  | 2363 | 4334 | OTHER AQUIFER | J | 69 | EDWARDS | 21 | NUECES | 1 | GROUNDWATER | 1 | NO WATER QUALITY IMPROVEMENTS | Nueces River Alluvium Aquifer | 4982 | 1 | Replace pressure tank | 480 | COUNTY-OTHER, EDWARDS | J | WUG | MUNICIPAL | 757 | COUNTY-OTHER |  | N | 2010 | 2010 | 0 | 0 | 0 | 0 | 0 | 0 | 7000 | 10 | 480 | COUNTY-OTHER, EDWARDS | J | WUG | MUNICIPAL | 757 | COUNTY-OTHER | J | 69 | EDWARDS | 0 | 0 | 0 | 0 | 0 | 0 | N
574 | REPLACEMENT WELL | Replacement well | F | 5 | EXISTING SOURCE OR EXPANDED USE OF AN EXISTING SOURCE (SURFACE WATER OR GROUNDWATER) | 6 | GROUNDWATER | 6 | OTHER INFRASTRUCTURE | Strategy for replacement of existing water wells. Water is from same source as existing wells. | 2513 | 1288 | CENOZOIC PECOS ALLUVIUM AQUIFER | F | 238 | WARD | 23 | RIO GRANDE | 1 | GROUNDWATER | 1 | NO WATER QUALITY IMPROVEMENTS |  | 6027 | 1 | Replacement well | 32 | COLORADO RIVER MWD | F | WWP | WWP | N/A | N/A | Generic cost for 1 replacement well per decade. The number and cost of replacement wells will be determined at the time of need. | N | 2010 | 2020 | 0 | 50000 | 100000 | 104000 | 108000 | 112000 | 2610000 | 20 | 32 | COLORADO RIVER MWD - FUTURE CUSTOMER/SURPLUS SUPPLY | F | WWP | MUNICIPAL | N/A | N/A | F | 114 | HOWARD | 0 | 0 | 0 | 0 | 0 | 0 | N
574 | REPLACEMENT WELL | Replacement well | F | 5 | EXISTING SOURCE OR EXPANDED USE OF AN EXISTING SOURCE (SURFACE WATER OR GROUNDWATER) | 6 | GROUNDWATER | 6 | OTHER INFRASTRUCTURE | Strategy for replacement of existing water wells. Water is from same source as existing wells. | 2515 | 1250 | DOCKUM AQUIFER | F | 208 | SCURRY | 14 | COLORADO | 1 | GROUNDWATER | 1 | NO WATER QUALITY IMPROVEMENTS |  | 3288 | 1 | Replacement well | 32 | COLORADO RIVER MWD | F | WWP | WWP | N/A | N/A | This is a generic cost for 1 replacement well per decade. The number and cost for replacement wells in this well field will be determined at the time of need. | N | 2010 | 2020 | 0 | 50000 | 100000 | 104000 | 108000 | 112000 | 2610000 | 20 | 32 | COLORADO RIVER MWD - FUTURE CUSTOMER/SURPLUS SUPPLY | F | WWP | MUNICIPAL | N/A | N/A | F | 114 | HOWARD | 0 | 0 | 0 | 0 | 0 | 0 | N
574 | REPLACEMENT WELL | Replacement well | F | 5 | EXISTING SOURCE OR EXPANDED USE OF AN EXISTING SOURCE (SURFACE WATER OR GROUNDWATER) | 6 | GROUNDWATER | 6 | OTHER INFRASTRUCTURE | Strategy for replacement of existing water wells. Water is from same source as existing wells. | 2514 | 1215 | EDWARDS-TRINITY-PLATEAU AQUIFER | F | 68 | ECTOR | 14 | COLORADO | 1 | GROUNDWATER | 1 | NO WATER QUALITY IMPROVEMENTS |  | 3295 | 1 | Replacement well | 32 | COLORADO RIVER MWD | F | WWP | WWP | N/A | N/A | This is a generic cost for 1 well replacement per decade. The actual number and cost will be determined at the time of need. | N | 2010 | 2020 | 0 | 50000 | 100000 | 104000 | 108000 | 112000 | 2610000 | 20 | 32 | COLORADO RIVER MWD - FUTURE CUSTOMER/SURPLUS SUPPLY | F | WWP | MUNICIPAL | N/A | N/A | F | 114 | HOWARD | 0 | 0 | 0 | 0 | 0 | 0 | N
574 | REPLACEMENT WELL | Replacement well | F | 5 | EXISTING SOURCE OR EXPANDED USE OF AN EXISTING SOURCE (SURFACE WATER OR GROUNDWATER) | 6 | GROUNDWATER | 6 | OTHER INFRASTRUCTURE | Strategy for replacement of existing water wells. Water is from same source as existing wells. | 1470 | 1213 | HICKORY AQUIFER | F | 48 | CONCHO | 14 | COLORADO | 1 | GROUNDWATER | 5 | OTHER WATER QUALITY ENHANCEMENT | Potential water quality enhancement if low-radium zone can be located. | 3309 | 1 | Replacement well | 741 | EDEN | F | WUG | MUNICIPAL | 179 | CITY | No net increase in supply because it is assumed that old wells go out of service | N | 2010 | 2020 | 0 | 359000 | 359000 | 202000 | 202000 | 202000 | 1800000 | 20 | 741 | EDEN | F | WUG | MUNICIPAL | 179 | CITY | F | 48 | CONCHO | 0 | 0 | 0 | 0 | 0 | 0 | N
574 | REPLACEMENT WELL | Replacement well | F | 5 | EXISTING SOURCE OR EXPANDED USE OF AN EXISTING SOURCE (SURFACE WATER OR GROUNDWATER) | 6 | GROUNDWATER | 6 | OTHER INFRASTRUCTURE | Strategy for replacement of existing water wells. Water is from same source as existing wells. | 1471 | 1231 | HICKORY AQUIFER | F | 154 | MCCULLOCH | 14 | COLORADO | 1 | GROUNDWATER | 5 | OTHER WATER QUALITY ENHANCEMENT |  | 3313 | 1 | Replacement well | 2266 | RICHLAND SUD | K | WUG | MUNICIPAL | 4318 | UTILITY | Strategy will be implemented if nearby low radium zone can be located. No net increase in supply because existing wells will be taken out of service. | N | 2010 | 2030 | 0 | 0 | 224000 | 224000 | 76000 | 76000 | 1701000 | 20 | 2266 | RICHLAND SUD | K | WUG | MUNICIPAL | 4318 | UTILITY | F | 154 | MCCULLOCH | 0 | 0 | 0 | 0 | 0 | 0 | N
574 | REPLACEMENT WELL | Replacement well | F | 5 | EXISTING SOURCE OR EXPANDED USE OF AN EXISTING SOURCE (SURFACE WATER OR GROUNDWATER) | 6 | GROUNDWATER | 6 | OTHER INFRASTRUCTURE | Strategy for replacement of existing water wells. Water is from same source as existing wells. | 2516 | 1233 | OGALLALA AQUIFER | F | 159 | MARTIN | 14 | COLORADO | 1 | GROUNDWATER | 1 | NO WATER QUALITY IMPROVEMENTS |  | 3328 | 1 | Replacement well | 32 | COLORADO RIVER MWD | F | WWP | WWP | N/A | N/A | This is the cost for 1 replacement well per decade. The actual number and cost will be determined at the time of need. | N | 2010 | 2020 | 0 | 50000 | 100000 | 104000 | 108000 | 112000 | 2610000 | 20 | 32 | COLORADO RIVER MWD - FUTURE CUSTOMER/SURPLUS SUPPLY | F | WWP | MUNICIPAL | N/A | N/A | F | 114 | HOWARD | 0 | 0 | 0 | 0 | 0 | 0 | N
909 | RESACA RESTORATION | Resaca restoration | M | 6 | NEW SURFACE WATER OR NEW GROUNDWATER SOURCE | 5 | OTHER SURFACE WATER | 1 | NO INFRASTRUCTURE | series of small off-channel "oxbow" type reservoirs for the Rio Grande near Brownsville; captures excess flows & existing BPUB water rights; total storage of all resacas = 1,700 AFY; firm yield of the resaca system = 877 AFY. | 2483 | 831 | AMISTAD-FALCON LAKE/RESERVOIR SYSTEM | M | 999 | RESERVOIR | 23 | RIO GRANDE | 0 | SURFACE WATER | 1 | NO WATER QUALITY IMPROVEMENTS |  | 6058 | 1 | Resaca restoration | 300 | BROWNSVILLE | M | WUG | MUNICIPAL | 80 | CITY |  | Y | 2010 | 2010 | 2229334 | 2229334 | 2229334 | 2229334 | 2229334 | 2229334 | 52000000 | 20 | 300 | BROWNSVILLE | M | WUG | MUNICIPAL | 80 | CITY | M | 31 | CAMERON | 877 | 877 | 877 | 877 | 877 | 877 | N
780 | RESTRUCTURE CONTRACT | Restructure contract | G | 5 | EXISTING SOURCE OR EXPANDED USE OF AN EXISTING SOURCE (SURFACE WATER OR GROUNDWATER) | 5 | OTHER SURFACE WATER | 1 | NO INFRASTRUCTURE | THERE ARE NO CAPITAL COST NOR DEBT SERVICE ASSOCIATED WITH THIS PROJECT. | 2212 | 488 | HUBBARD CREEK LAKE/RESERVOIR | G | 999 | RESERVOIR | 12 | BRAZOS | 0 | SURFACE WATER | 1 | NO WATER QUALITY IMPROVEMENTS |  | 2022 | 1 | Increase treatment capacity | 157 | WEST CENTRAL TEXAS MWD | G | WWP | WWP | N/A | N/A |  | N | 2010 | 2010 | 0 | 0 | 0 | 0 | 0 | 0 | 0 | 0 | 1 | ABILENE | G | BOTH | MUNICIPAL | 2 | CITY | G | 127 | JONES | 23 | 23 | 19 | 18 | 16 | 14 | N
780 | RESTRUCTURE CONTRACT | Restructure contract | G | 5 | EXISTING SOURCE OR EXPANDED USE OF AN EXISTING SOURCE (SURFACE WATER OR GROUNDWATER) | 5 | OTHER SURFACE WATER | 1 | NO INFRASTRUCTURE | THERE ARE NO CAPITAL COST NOR DEBT SERVICE ASSOCIATED WITH THIS PROJECT. | 2212 | 488 | HUBBARD CREEK LAKE/RESERVOIR | G | 999 | RESERVOIR | 12 | BRAZOS | 0 | SURFACE WATER | 1 | NO WATER QUALITY IMPROVEMENTS |  | 2022 | 1 | Increase treatment capacity | 157 | WEST CENTRAL TEXAS MWD | G | WWP | WWP | N/A | N/A |  | N | 2010 | 2010 | 0 | 0 | 0 | 0 | 0 | 0 | 0 | 0 | 1 | ABILENE | G | BOTH | MUNICIPAL | 2 | CITY | G | 221 | TAYLOR | 479 | 447 | 418 | 388 | 357 | 327 | N
201 | REUSE | Reuse | F | 8 | REUSE | 7 | REUSE | 5 | PIPELINE, WATER TREATMENT PLANT, AND OTHER |  | 603 | 1861 | DIRECT REUSE | F | 68 | ECTOR | 14 | COLORADO | 2 | REUSE | 5 | OTHER WATER QUALITY ENHANCEMENT |  | 3281 | 1 | Reuse | 32 | COLORADO RIVER MWD | F | WWP | WWP | N/A | N/A | 45 percent of Odessa-Midland project cost | N | 2020 | 2020 | 0 | 5972400 | 5972400 | 1688400 | 1688400 | 1688400 | 49137300 | 20 | 1663 | MANUFACTURING, ECTOR | F | WUG | MANUFACTURING | 1001 | N/A | F | 68 | ECTOR | 0 | 350 | 105 | 350 | 300 | 250 | N
201 | REUSE | Reuse | F | 8 | REUSE | 7 | REUSE | 5 | PIPELINE, WATER TREATMENT PLANT, AND OTHER |  | 603 | 1861 | DIRECT REUSE | F | 68 | ECTOR | 14 | COLORADO | 2 | REUSE | 5 | OTHER WATER QUALITY ENHANCEMENT |  | 3281 | 1 | Reuse | 32 | COLORADO RIVER MWD | F | WWP | WWP | N/A | N/A | 45 percent of Odessa-Midland project cost | N | 2020 | 2020 | 0 | 5972400 | 5972400 | 1688400 | 1688400 | 1688400 | 49137300 | 20 | 111 | ODESSA | F | BOTH | MUNICIPAL | 438 | CITY | F | 68 | ECTOR | 0 | 3943 | 4168 | 3912 | 3958 | 4006 | N
201 | REUSE | Reuse | F | 8 | REUSE | 7 | REUSE | 5 | PIPELINE, WATER TREATMENT PLANT, AND OTHER |  | 603 | 1861 | DIRECT REUSE | F | 68 | ECTOR | 14 | COLORADO | 2 | REUSE | 5 | OTHER WATER QUALITY ENHANCEMENT |  | 3281 | 1 | Reuse | 32 | COLORADO RIVER MWD | F | WWP | WWP | N/A | N/A | 45 percent of Odessa-Midland project cost | N | 2020 | 2020 | 0 | 5972400 | 5972400 | 1688400 | 1688400 | 1688400 | 49137300 | 20 | 111 | ODESSA | F | BOTH | MUNICIPAL | 438 | CITY | F | 165 | MIDLAND | 0 | 117 | 137 | 148 | 152 | 154 | N
201 | REUSE | Reuse | F | 8 | REUSE | 7 | REUSE | 5 | PIPELINE, WATER TREATMENT PLANT, AND OTHER |  | 604 | 1862 | DIRECT REUSE | F | 114 | HOWARD | 14 | COLORADO | 2 | REUSE | 5 | OTHER WATER QUALITY ENHANCEMENT |  | 3281 | 1 | Reuse | 32 | COLORADO RIVER MWD | F | WWP | WWP | N/A | N/A |  | N | 2020 | 2020 | 0 | 1529000 | 1529000 | 665000 | 665000 | 665000 | 9911000 | 20 | 255 | BIG SPRING | F | WUG | MUNICIPAL | 58 | CITY | F | 114 | HOWARD | 0 | 1855 | 1855 | 1855 | 1855 | 1855 | N
201 | REUSE | Reuse | F | 8 | REUSE | 7 | REUSE | 5 | PIPELINE, WATER TREATMENT PLANT, AND OTHER |  | 605 | 1865 | DIRECT REUSE | F | 165 | MIDLAND | 14 | COLORADO | 2 | REUSE | 5 | OTHER WATER QUALITY ENHANCEMENT | Odessa-Midland Reuse Project | 3281 | 1 | Reuse | 32 | COLORADO RIVER MWD | F | WWP | WWP | N/A | N/A | 55 percent of Odessa-Midland project cost | N | 2020 | 2020 | 0 | 7299600 | 7299600 | 2063600 | 2063600 | 2063600 | 60056700 | 20 | 1835 | MIDLAND | F | WUG | MUNICIPAL | 404 | CITY | F | 165 | MIDLAND | 0 | 5389 | 5389 | 5389 | 5389 | 5389 | N
201 | REUSE | Reuse | F | 8 | REUSE | 7 | REUSE | 5 | PIPELINE, WATER TREATMENT PLANT, AND OTHER |  | 606 | 1868 | DIRECT REUSE | F | 200 | RUNNELS | 14 | COLORADO | 2 | REUSE | 5 | OTHER WATER QUALITY ENHANCEMENT |  | 3282 | 1 | Reuse | 2637 | WINTERS | F | WUG | MUNICIPAL | 662 | CITY |  | N | 2040 | 2040 | 0 | 0 | 0 | 258000 | 258000 | 69960 | 2158000 | 20 | 2637 | WINTERS | F | WUG | MUNICIPAL | 662 | CITY | F | 200 | RUNNELS | 0 | 0 | 0 | 110 | 110 | 110 | N
201 | REUSE | Reuse | F | 8 | REUSE | 7 | REUSE | 5 | PIPELINE, WATER TREATMENT PLANT, AND OTHER |  | 607 | 1869 | DIRECT REUSE | F | 208 | SCURRY | 14 | COLORADO | 2 | REUSE | 5 | OTHER WATER QUALITY ENHANCEMENT |  | 3281 | 1 | Reuse | 32 | COLORADO RIVER MWD | F | WWP | WWP | N/A | N/A |  | N | 2020 | 2020 | 0 | 1104000 | 1104000 | 263000 | 263000 | 263000 | 9643000 | 20 | 2370 | SNYDER | F | WUG | MUNICIPAL | 565 | CITY | F | 208 | SCURRY | 0 | 726 | 726 | 726 | 726 | 726 | N
807 | REUSE BY HIGHLAND LAKES COMMUNITIES | Reuse by Highland Lakes communities | K | 8 | REUSE | 7 | REUSE | 2 | PIPELINE |  | 2179 | 4196 | DIRECT REUSE | K | 227 | TRAVIS | 14 | COLORADO | 2 | REUSE | 1 | NO WATER QUALITY IMPROVEMENTS |  | 3283 | 1 | Reuse by Highland Lakes communities | 87 | LOWER COLORADO RIVER AUTHORITY | K | WWP | WWP | N/A | N/A |  | N | 2020 | 2020 | 0 | 275000 | 1100000 | 2750000 | 2750000 | 2750000 | 15920000 | 20 | 87 | LOWER COLORADO RIVER AUTHORITY - FUTURE CUSTOMER/SURPLUS SUPPLY | K | WWP | MUNICIPAL | N/A | N/A | K | 227 | TRAVIS | 0 | 500 | 2000 | 5000 | 5000 | 5000 | N
892 | RIVER PLANTATION GRP (REUSE) | River Plantation Groundwater Reduction Plan - reuse | H | 8 | REUSE | 7 | REUSE | 6 | OTHER INFRASTRUCTURE |  | 2446 | 4291 | DIRECT REUSE | H | 170 | MONTGOMERY | 10 | SAN JACINTO | 2 | REUSE | 1 | NO WATER QUALITY IMPROVEMENTS |  | 1238 | 1 | River Plantation Groundwater Reduction Plan - reuse | 2279 | RIVER PLANTATION MUD | H | WUG | MUNICIPAL | 4322 | UTILITY |  | N | 2010 | 2010 | 95426 | 209028 | 189727 | 166750 | 166750 | 166750 | 484926 | 20 | 2279 | RIVER PLANTATION MUD | H | WUG | MUNICIPAL | 4322 | UTILITY | H | 170 | MONTGOMERY | 168 | 368 | 368 | 368 | 368 | 368 | N
630 | ROBERTS COUNTY WELL FIELD - AMARILLO | Roberts County well field - Amarillo | A | 5 | EXISTING SOURCE OR EXPANDED USE OF AN EXISTING SOURCE (SURFACE WATER OR GROUNDWATER) | 6 | GROUNDWATER | 2 | PIPELINE |  | 1620 | 950 | OGALLALA AQUIFER | A | 197 | ROBERTS | 1 | CANADIAN | 1 | GROUNDWATER | 1 | NO WATER QUALITY IMPROVEMENTS |  | 7089 | 1 | Roberts County well field - Amarillo | 2 | AMARILLO | A | BOTH | MUNICIPAL | 14 | CITY | This will be implemented in 2 phases. Phase 1 in 2040 and phase 2 in 2060. | N | 2050 | 2050 | 0 | 0 | 0 | 16225100 | 16225100 | 19922800 | 287377200 | 20 | 2 | AMARILLO | A | BOTH | MUNICIPAL | 14 | CITY | A | 188 | POTTER | 0 | 0 | 0 | 0 | 1200 | 3341 | N
630 | ROBERTS COUNTY WELL FIELD - AMARILLO | Roberts County well field - Amarillo | A | 5 | EXISTING SOURCE OR EXPANDED USE OF AN EXISTING SOURCE (SURFACE WATER OR GROUNDWATER) | 6 | GROUNDWATER | 2 | PIPELINE |  | 1620 | 950 | OGALLALA AQUIFER | A | 197 | ROBERTS | 1 | CANADIAN | 1 | GROUNDWATER | 1 | NO WATER QUALITY IMPROVEMENTS |  | 7089 | 1 | Roberts County well field - Amarillo | 2 | AMARILLO | A | BOTH | MUNICIPAL | 14 | CITY | This will be implemented in 2 phases. Phase 1 in 2040 and phase 2 in 2060. | N | 2040 | 2040 | 0 | 0 | 0 | 16225100 | 16225100 | 19922800 | 287377200 | 20 | 2 | AMARILLO | A | BOTH | MUNICIPAL | 14 | CITY | A | 191 | RANDALL | 0 | 0 | 0 | 11210 | 10010 | 19079 | N
630 | ROBERTS COUNTY WELL FIELD - AMARILLO | Roberts County well field - Amarillo | A | 5 | EXISTING SOURCE OR EXPANDED USE OF AN EXISTING SOURCE (SURFACE WATER OR GROUNDWATER) | 6 | GROUNDWATER | 2 | PIPELINE |  | 1620 | 950 | OGALLALA AQUIFER | A | 197 | ROBERTS | 1 | CANADIAN | 1 | GROUNDWATER | 1 | NO WATER QUALITY IMPROVEMENTS |  | 7089 | 1 | Roberts County well field - Amarillo | 2 | AMARILLO | A | BOTH | MUNICIPAL | 14 | CITY | This will be implemented in 2 phases. Phase 1 in 2040 and phase 2 in 2060. | N | 2010 | 2040 | 0 | 0 | 0 | 16225100 | 16225100 | 19922800 | 287377200 | 20 | 329 | CANYON | A | WUG | MUNICIPAL | 96 | CITY | A | 191 | RANDALL | 0 | 0 | 0 | 0 | 0 | 0 | N
630 | ROBERTS COUNTY WELL FIELD - AMARILLO | Roberts County well field - Amarillo | A | 5 | EXISTING SOURCE OR EXPANDED USE OF AN EXISTING SOURCE (SURFACE WATER OR GROUNDWATER) | 6 | GROUNDWATER | 2 | PIPELINE |  | 1620 | 950 | OGALLALA AQUIFER | A | 197 | ROBERTS | 1 | CANADIAN | 1 | GROUNDWATER | 1 | NO WATER QUALITY IMPROVEMENTS |  | 7089 | 1 | Roberts County well field - Amarillo | 2 | AMARILLO | A | BOTH | MUNICIPAL | 14 | CITY | This will be implemented in 2 phases. Phase 1 in 2040 and phase 2 in 2060. | N | 2010 | 2040 | 0 | 0 | 0 | 16225100 | 16225100 | 19922800 | 287377200 | 20 | 1752 | MANUFACTURING, POTTER | A | WUG | MANUFACTURING | 1001 | N/A | A | 188 | POTTER | 0 | 0 | 0 | 0 | 0 | 0 | N
630 | ROBERTS COUNTY WELL FIELD - AMARILLO | Roberts County well field - Amarillo | A | 5 | EXISTING SOURCE OR EXPANDED USE OF AN EXISTING SOURCE (SURFACE WATER OR GROUNDWATER) | 6 | GROUNDWATER | 2 | PIPELINE |  | 1620 | 950 | OGALLALA AQUIFER | A | 197 | ROBERTS | 1 | CANADIAN | 1 | GROUNDWATER | 1 | NO WATER QUALITY IMPROVEMENTS |  | 7089 | 1 | Roberts County well field - Amarillo | 2 | AMARILLO | A | BOTH | MUNICIPAL | 14 | CITY | This will be implemented in 2 phases. Phase 1 in 2040 and phase 2 in 2060. | N | 2010 | 2040 | 0 | 0 | 0 | 16225100 | 16225100 | 19922800 | 287377200 | 20 | 1754 | MANUFACTURING, RANDALL | A | WUG | MANUFACTURING | 1001 | N/A | A | 191 | RANDALL | 0 | 0 | 0 | 0 | 0 | 0 | N
765 | RUN-OF-RIVER WATER RIGHT FOR UNAPPROPRIATED FLOWS | Run-of-River Water Right for Unappropriated Flows | G | 6 | NEW SURFACE WATER OR NEW GROUNDWATER SOURCE | 5 | OTHER SURFACE WATER | 2 | PIPELINE |  | 2116 | 4345 | BRAZOS RIVER RUN-OF-RIVER | G | 224 | THROCKMORTON | 12 | BRAZOS | 0 | SURFACE WATER | 1 | NO WATER QUALITY IMPROVEMENTS |  | 2031 | 1 | Run-of-River Water Right for Unappropriated Flows | 1189 | IRRIGATION, THROCKMORTON | G | WUG | IRRIGATION | 1004 | N/A |  | N | 2010 | 2010 | 0 | 0 | 0 | 0 | 0 | 0 | 0 | 0 | 1189 | IRRIGATION, THROCKMORTON | G | WUG | IRRIGATION | 1004 | N/A | G | 224 | THROCKMORTON | 0 | 0 | 0 | 0 | 0 | 0 | N
826 | SALTWATER BARRIER CONJUNCTIVE OPERATION WITH RAYBURN/STEINHAGEN | Saltwater barrier conjunctive operation with Rayburn/Steinhagen | I | 6 | NEW SURFACE WATER OR NEW GROUNDWATER SOURCE | 5 | OTHER SURFACE WATER | 6 | OTHER INFRASTRUCTURE |  | 2295 | 629 | SAM RAYBURN-STEINHAGEN LAKE/RESERVOIR SYSTEM | I | 999 | RESERVOIR | 6 | NECHES | 0 | SURFACE WATER | 1 | NO WATER QUALITY IMPROVEMENTS |  | 2528 | 1 | Saltwater barrier conjunctive operation with Rayburn/Steinhagen | 88 | LOWER NECHES VALLEY AUTHORITY | I | WWP | WWP | N/A | N/A | Capital costs will not be amortized. These costs are associated with permitting. | N | 2020 | 2020 | 0 | 500000 | 500000 | 500000 | 500000 | 500000 | 2000000 | 0 | 88 | LOWER NECHES VALLEY AUTHORITY - FUTURE CUSTOMER/SURPLUS SUPPLY | I | WWP | MUNICIPAL | N/A | N/A | I | 123 | JEFFERSON | 0 | 111000 | 111000 | 111000 | 111000 | 111000 | N
127 | SEAWATER DESALINATION | Seawater desalination | L | 6 | NEW SURFACE WATER OR NEW GROUNDWATER SOURCE | 14 | SEAWATER DESALINATION | 4 | PIPELINE AND WATER TREATMENT PLANT |  | 546 | 4122 | GULF OF MEXICO SEA WATER | L | 999 | RESERVOIR | 24 | GULF | 0 | SURFACE WATER | 3 | SEAWATER DESALINATION |  | 2402 | 1 | Seawater desalination | 2610 | SAN ANTONIO WATER SYSTEM | L | WWP | WWP | N/A | N/A |  | N | 2060 | 2060 | 0 | 0 | 0 | 0 | 0 | 191857000 | 1293827000 | 20 | 126 | SAN ANTONIO | L | WUG | MUNICIPAL | 530 | CITY | L | 15 | BEXAR | 0 | 0 | 0 | 0 | 0 | 84012 | N
52 | SEAWATER DESALINATION | Seawater desalination | M | 6 | NEW SURFACE WATER OR NEW GROUNDWATER SOURCE | 14 | SEAWATER DESALINATION | 5 | PIPELINE, WATER TREATMENT PLANT, AND OTHER |  | 255 | 3988 | GULF OF MEXICO SEA WATER | M | 999 | RESERVOIR | 24 | GULF | 0 | SURFACE WATER | 3 | SEAWATER DESALINATION |  | 2403 | 1 | Seawater desalination | 300 | BROWNSVILLE | M | WUG | MUNICIPAL | 80 | CITY |  | N | 2040 | 2040 | 0 | 0 | 0 | 5883416 | 5883416 | 7367927.93 | 165021992.96 | 20 | 300 | BROWNSVILLE | M | WUG | MUNICIPAL | 80 | CITY | M | 31 | CAMERON | 0 | 0 | 0 | 5600 | 5600 | 7013 | N
52 | SEAWATER DESALINATION | Seawater desalination | M | 6 | NEW SURFACE WATER OR NEW GROUNDWATER SOURCE | 14 | SEAWATER DESALINATION | 5 | PIPELINE, WATER TREATMENT PLANT, AND OTHER |  | 255 | 3988 | GULF OF MEXICO SEA WATER | M | 999 | RESERVOIR | 24 | GULF | 0 | SURFACE WATER | 3 | SEAWATER DESALINATION |  | 2404 | 1 | Seawater desalination | 82 | LAGUNA MADRE WD | M | BOTH | MUNICIPAL | 4224 | UTILITY |  | N | 2010 | 2010 | 105061 | 105061 | 123971.98 | 445458.64 | 836285.56 | 907727.04 | 20330671.88 | 20 | 82 | LAGUNA MADRE WD | M | BOTH | MUNICIPAL | 4224 | UTILITY | M | 31 | CAMERON | 100 | 100 | 118 | 424 | 796 | 864 | N
52 | SEAWATER DESALINATION | Seawater desalination | M | 6 | NEW SURFACE WATER OR NEW GROUNDWATER SOURCE | 14 | SEAWATER DESALINATION | 5 | PIPELINE, WATER TREATMENT PLANT, AND OTHER |  | 255 | 3988 | GULF OF MEXICO SEA WATER | M | 999 | RESERVOIR | 24 | GULF | 0 | SURFACE WATER | 3 | SEAWATER DESALINATION |  | 2405 | 1 | Seawater desalination | 1290 | LAGUNA VISTA | M | WUG | MUNICIPAL | 788 | CITY |  | N | 2010 | 2010 | 26265.25 | 26265.25 | 26265.25 | 26265.25 | 26265.25 | 26265.25 | 588271.76 | 20 | 1290 | LAGUNA VISTA | M | WUG | MUNICIPAL | 788 | CITY | M | 31 | CAMERON | 25 | 25 | 25 | 25 | 25 | 25 | N
891 | SJRA TO COH CONTRACT | SJRA to City of Houston contract | H | 5 | EXISTING SOURCE OR EXPANDED USE OF AN EXISTING SOURCE (SURFACE WATER OR GROUNDWATER) | 5 | OTHER SURFACE WATER | 1 | NO INFRASTRUCTURE |  | 2459 | 519 | HOUSTON LAKE/RESERVOIR | H | 999 | RESERVOIR | 10 | SAN JACINTO | 0 | SURFACE WATER | 1 | NO WATER QUALITY IMPROVEMENTS |  | 7019 | 1 | SJRA to City of Houston contract | 76 | HOUSTON | H | BOTH | MUNICIPAL | 285 | CITY |  | N | 2030 | 2030 | 0 | 0 | 0 | 0 | 0 | 0 | 0 | 0 | 76 | HOUSTON - FUTURE CUSTOMER/SURPLUS SUPPLY | H | BOTH | MUNICIPAL | N/A | N/A | H | 101 | HARRIS | 0 | 0 | 1356 | 5300 | 3875 | 2428 | Y
695 | SJRA WRAP | SJRA Water Resources Assessment Plan | H | 5 | EXISTING SOURCE OR EXPANDED USE OF AN EXISTING SOURCE (SURFACE WATER OR GROUNDWATER) | 5 | OTHER SURFACE WATER | 1 | NO INFRASTRUCTURE |  | 2030 | 517 | CONROE LAKE/RESERVOIR | H | 999 | RESERVOIR | 10 | SAN JACINTO | 0 | SURFACE WATER | 1 | NO WATER QUALITY IMPROVEMENTS |  | 4727 | 1 | SJRA Water Resources Assessment Plan | 127 | SAN JACINTO RIVER AUTHORITY | H | WWP | WWP | N/A | N/A |  | N | 2020 | 2020 | 0 | 42630132 | 62823352 | 45513490 | 30146214 | 14132521 | 815555591 | 20 | 127 | SAN JACINTO RIVER AUTHORITY - FUTURE CUSTOMER/SURPLUS SUPPLY | H | WWP | MUNICIPAL | N/A | N/A | H | 170 | MONTGOMERY | 0 | 36377 | 55538 | 54582 | 53581 | 52534 | Y
695 | SJRA WRAP | SJRA Water Resources Assessment Plan | H | 5 | EXISTING SOURCE OR EXPANDED USE OF AN EXISTING SOURCE (SURFACE WATER OR GROUNDWATER) | 5 | OTHER SURFACE WATER | 1 | NO INFRASTRUCTURE |  | 2031 | 510 | LIVINGSTON-WALLISVILLE LAKE/RESERVOIR SYSTEM | H | 999 | RESERVOIR | 8 | TRINITY | 0 | SURFACE WATER | 1 | NO WATER QUALITY IMPROVEMENTS |  | 4727 | 2 | SJRA Water Resources Assessment Plan | 127 | SAN JACINTO RIVER AUTHORITY | H | WWP | WWP | N/A | N/A |  | Y | 2040 | 2040 | 0 | 0 | 0 | 6616642 | 21996535 | 20573317 | 84444409 | 20 | 127 | SAN JACINTO RIVER AUTHORITY - FUTURE CUSTOMER/SURPLUS SUPPLY | H | WWP | MUNICIPAL | N/A | N/A | H | 170 | MONTGOMERY | 0 | 0 | 0 | 7935 | 39096 | 76476 | Y
696 | SJRA WRAP PARTICIPATION | SJRA Water Resources Assessment Plan participation | H | 5 | EXISTING SOURCE OR EXPANDED USE OF AN EXISTING SOURCE (SURFACE WATER OR GROUNDWATER) | 5 | OTHER SURFACE WATER | 1 | NO INFRASTRUCTURE |  | 1863 | 517 | CONROE LAKE/RESERVOIR | H | 999 | RESERVOIR | 10 | SAN JACINTO | 0 | SURFACE WATER | 1 | NO WATER QUALITY IMPROVEMENTS |  | 4727 | 2 | SJRA Water Resources Assessment Plan | 397 | CONROE | H | WUG | MUNICIPAL | 130 | CITY |  | N | 2020 | 2020 | 0 | 1972025 | 2688379 | 1322685 | 1265031 | 1567529 | 32378451 | 20 | 397 | CONROE | H | WUG | MUNICIPAL | 130 | CITY | H | 170 | MONTGOMERY | 0 | 12849 | 16769 | 15216 | 13490 | 12274 | Y
696 | SJRA WRAP PARTICIPATION | SJRA Water Resources Assessment Plan participation | H | 5 | EXISTING SOURCE OR EXPANDED USE OF AN EXISTING SOURCE (SURFACE WATER OR GROUNDWATER) | 5 | OTHER SURFACE WATER | 1 | NO INFRASTRUCTURE |  | 1863 | 517 | CONROE LAKE/RESERVOIR | H | 999 | RESERVOIR | 10 | SAN JACINTO | 0 | SURFACE WATER | 1 | NO WATER QUALITY IMPROVEMENTS |  | 4727 | 2 | SJRA Water Resources Assessment Plan | 581 | COUNTY-OTHER, MONTGOMERY | H | WUG | MUNICIPAL | 757 | COUNTY-OTHER |  | N | 2030 | 2030 | 0 | 0 | 82730 | 763433 | 2010030 | 2596308 | 26789272 | 20 | 581 | COUNTY-OTHER, MONTGOMERY | H | WUG | MUNICIPAL | 757 | COUNTY-OTHER | H | 170 | MONTGOMERY | 0 | 0 | 375 | 4087 | 12079 | 17836 | Y
696 | SJRA WRAP PARTICIPATION | SJRA Water Resources Assessment Plan participation | H | 5 | EXISTING SOURCE OR EXPANDED USE OF AN EXISTING SOURCE (SURFACE WATER OR GROUNDWATER) | 5 | OTHER SURFACE WATER | 1 | NO INFRASTRUCTURE |  | 1863 | 517 | CONROE LAKE/RESERVOIR | H | 999 | RESERVOIR | 10 | SAN JACINTO | 0 | SURFACE WATER | 1 | NO WATER QUALITY IMPROVEMENTS |  | 4727 | 2 | SJRA Water Resources Assessment Plan | 688 | CUT AND SHOOT | H | WUG | MUNICIPAL | 854 | CITY |  | N | 2030 | 2030 | 0 | 0 | 60478 | 60549 | 20567 | 26342 | 705001 | 20 | 688 | CUT AND SHOOT | H | WUG | MUNICIPAL | 854 | CITY | H | 170 | MONTGOMERY | 0 | 0 | 261 | 233 | 203 | 183 | Y
696 | SJRA WRAP PARTICIPATION | SJRA Water Resources Assessment Plan participation | H | 5 | EXISTING SOURCE OR EXPANDED USE OF AN EXISTING SOURCE (SURFACE WATER OR GROUNDWATER) | 5 | OTHER SURFACE WATER | 1 | NO INFRASTRUCTURE |  | 1863 | 517 | CONROE LAKE/RESERVOIR | H | 999 | RESERVOIR | 10 | SAN JACINTO | 0 | SURFACE WATER | 1 | NO WATER QUALITY IMPROVEMENTS |  | 4727 | 2 | SJRA Water Resources Assessment Plan | 733 | EAST PLANTATION UD | H | WUG | MUNICIPAL | 4098 | UTILITY |  | N | 2030 | 2030 | 0 | 0 | 139843 | 147453 | 67640 | 82482 | 1818729 | 20 | 733 | EAST PLANTATION UD | H | WUG | MUNICIPAL | 4098 | UTILITY | H | 170 | MONTGOMERY | 0 | 0 | 670 | 635 | 586 | 547 | Y
696 | SJRA WRAP PARTICIPATION | SJRA Water Resources Assessment Plan participation | H | 5 | EXISTING SOURCE OR EXPANDED USE OF AN EXISTING SOURCE (SURFACE WATER OR GROUNDWATER) | 5 | OTHER SURFACE WATER | 1 | NO INFRASTRUCTURE |  | 1863 | 517 | CONROE LAKE/RESERVOIR | H | 999 | RESERVOIR | 10 | SAN JACINTO | 0 | SURFACE WATER | 1 | NO WATER QUALITY IMPROVEMENTS |  | 4727 | 2 | SJRA Water Resources Assessment Plan | 872 | H M W SUD | H | WUG | MUNICIPAL | 4147 | UTILITY |  | N | 2030 | 2030 | 0 | 0 | 401213 | 399557 | 158947 | 204380 | 4677840 | 20 | 872 | H M W SUD | H | WUG | MUNICIPAL | 4147 | UTILITY | H | 170 | MONTGOMERY | 0 | 0 | 2067 | 1833 | 1605 | 1441 | Y
696 | SJRA WRAP PARTICIPATION | SJRA Water Resources Assessment Plan participation | H | 5 | EXISTING SOURCE OR EXPANDED USE OF AN EXISTING SOURCE (SURFACE WATER OR GROUNDWATER) | 5 | OTHER SURFACE WATER | 1 | NO INFRASTRUCTURE |  | 1863 | 517 | CONROE LAKE/RESERVOIR | H | 999 | RESERVOIR | 10 | SAN JACINTO | 0 | SURFACE WATER | 1 | NO WATER QUALITY IMPROVEMENTS |  | 4727 | 2 | SJRA Water Resources Assessment Plan | 2675 | MONTGOMERY | H | WUG | MUNICIPAL | 1082 | CITY |  | N | 2050 | 2050 | 0 | 0 | 0 | 0 | 223977 | 254907 | 2270976 | 20 | 2675 | MONTGOMERY | H | WUG | MUNICIPAL | 1082 | CITY | H | 170 | MONTGOMERY | 0 | 0 | 0 | 0 | 1151 | 1011 | Y
696 | SJRA WRAP PARTICIPATION | SJRA Water Resources Assessment Plan participation | H | 5 | EXISTING SOURCE OR EXPANDED USE OF AN EXISTING SOURCE (SURFACE WATER OR GROUNDWATER) | 5 | OTHER SURFACE WATER | 1 | NO INFRASTRUCTURE |  | 1863 | 517 | CONROE LAKE/RESERVOIR | H | 999 | RESERVOIR | 10 | SAN JACINTO | 0 | SURFACE WATER | 1 | NO WATER QUALITY IMPROVEMENTS |  | 4727 | 2 | SJRA Water Resources Assessment Plan | 2075 | MONTGOMERY COUNTY MUD #18 | H | WUG | MUNICIPAL | 4261 | UTILITY |  | N | 2040 | 2040 | 0 | 0 | 0 | 602022 | 762363 | 443201 | 8059544 | 20 | 2075 | MONTGOMERY COUNTY MUD #18 | H | WUG | MUNICIPAL | 4261 | UTILITY | H | 170 | MONTGOMERY | 0 | 0 | 0 | 3236 | 3122 | 3000 | Y
696 | SJRA WRAP PARTICIPATION | SJRA Water Resources Assessment Plan participation | H | 5 | EXISTING SOURCE OR EXPANDED USE OF AN EXISTING SOURCE (SURFACE WATER OR GROUNDWATER) | 5 | OTHER SURFACE WATER | 1 | NO INFRASTRUCTURE |  | 1863 | 517 | CONROE LAKE/RESERVOIR | H | 999 | RESERVOIR | 10 | SAN JACINTO | 0 | SURFACE WATER | 1 | NO WATER QUALITY IMPROVEMENTS |  | 4727 | 2 | SJRA Water Resources Assessment Plan | 2076 | MONTGOMERY COUNTY MUD #19 | H | WUG | MUNICIPAL | 4262 | UTILITY |  | N | 2030 | 2030 | 0 | 0 | 89543 | 86744 | 15159 | 13784 | 796560 | 20 | 2076 | MONTGOMERY COUNTY MUD #19 | H | WUG | MUNICIPAL | 4262 | UTILITY | H | 170 | MONTGOMERY | 0 | 0 | 410 | 296 | 209 | 153 | Y
696 | SJRA WRAP PARTICIPATION | SJRA Water Resources Assessment Plan participation | H | 5 | EXISTING SOURCE OR EXPANDED USE OF AN EXISTING SOURCE (SURFACE WATER OR GROUNDWATER) | 5 | OTHER SURFACE WATER | 1 | NO INFRASTRUCTURE |  | 1863 | 517 | CONROE LAKE/RESERVOIR | H | 999 | RESERVOIR | 10 | SAN JACINTO | 0 | SURFACE WATER | 1 | NO WATER QUALITY IMPROVEMENTS |  | 4727 | 2 | SJRA Water Resources Assessment Plan | 2077 | MONTGOMERY COUNTY MUD #8 | H | WUG | MUNICIPAL | 4263 | UTILITY |  | N | 2020 | 2020 | 0 | 19217 | 21589 | 108507 | 105705 | 26350 | 1150799 | 20 | 2077 | MONTGOMERY COUNTY MUD #8 | H | WUG | MUNICIPAL | 4263 | UTILITY | H | 170 | MONTGOMERY | 0 | 51 | 63 | 583 | 407 | 295 | Y
696 | SJRA WRAP PARTICIPATION | SJRA Water Resources Assessment Plan participation | H | 5 | EXISTING SOURCE OR EXPANDED USE OF AN EXISTING SOURCE (SURFACE WATER OR GROUNDWATER) | 5 | OTHER SURFACE WATER | 1 | NO INFRASTRUCTURE |  | 1863 | 517 | CONROE LAKE/RESERVOIR | H | 999 | RESERVOIR | 10 | SAN JACINTO | 0 | SURFACE WATER | 1 | NO WATER QUALITY IMPROVEMENTS |  | 4727 | 2 | SJRA Water Resources Assessment Plan | 2078 | MONTGOMERY COUNTY MUD #9 | H | WUG | MUNICIPAL | 4264 | UTILITY |  | N | 2020 | 2020 | 0 | 19217 | 21788 | 118143 | 117303 | 32042 | 1267983 | 20 | 2078 | MONTGOMERY COUNTY MUD #9 | H | WUG | MUNICIPAL | 4264 | UTILITY | H | 170 | MONTGOMERY | 0 | 51 | 64 | 633 | 453 | 335 | Y
696 | SJRA WRAP PARTICIPATION | SJRA Water Resources Assessment Plan participation | H | 5 | EXISTING SOURCE OR EXPANDED USE OF AN EXISTING SOURCE (SURFACE WATER OR GROUNDWATER) | 5 | OTHER SURFACE WATER | 1 | NO INFRASTRUCTURE |  | 1863 | 517 | CONROE LAKE/RESERVOIR | H | 999 | RESERVOIR | 10 | SAN JACINTO | 0 | SURFACE WATER | 1 | NO WATER QUALITY IMPROVEMENTS |  | 4727 | 2 | SJRA Water Resources Assessment Plan | 2080 | MONTGOMERY COUNTY UD #3 | H | WUG | MUNICIPAL | 4266 | UTILITY |  | N | 2040 | 2040 | 0 | 0 | 0 | 89851 | 99198 | 37404 | 992750 | 20 | 2080 | MONTGOMERY COUNTY UD #3 | H | WUG | MUNICIPAL | 4266 | UTILITY | H | 170 | MONTGOMERY | 0 | 0 | 0 | 418 | 342 | 292 | Y
696 | SJRA WRAP PARTICIPATION | SJRA Water Resources Assessment Plan participation | H | 5 | EXISTING SOURCE OR EXPANDED USE OF AN EXISTING SOURCE (SURFACE WATER OR GROUNDWATER) | 5 | OTHER SURFACE WATER | 1 | NO INFRASTRUCTURE |  | 1863 | 517 | CONROE LAKE/RESERVOIR | H | 999 | RESERVOIR | 10 | SAN JACINTO | 0 | SURFACE WATER | 1 | NO WATER QUALITY IMPROVEMENTS |  | 4727 | 2 | SJRA Water Resources Assessment Plan | 2081 | MONTGOMERY COUNTY UD #4 | H | WUG | MUNICIPAL | 4267 | UTILITY |  | N | 2040 | 2040 | 0 | 0 | 0 | 130775 | 130948 | 30283 | 1215621 | 20 | 2081 | MONTGOMERY COUNTY UD #4 | H | WUG | MUNICIPAL | 4267 | UTILITY | H | 170 | MONTGOMERY | 0 | 0 | 0 | 630 | 445 | 326 | Y
696 | SJRA WRAP PARTICIPATION | SJRA Water Resources Assessment Plan participation | H | 5 | EXISTING SOURCE OR EXPANDED USE OF AN EXISTING SOURCE (SURFACE WATER OR GROUNDWATER) | 5 | OTHER SURFACE WATER | 1 | NO INFRASTRUCTURE |  | 1863 | 517 | CONROE LAKE/RESERVOIR | H | 999 | RESERVOIR | 10 | SAN JACINTO | 0 | SURFACE WATER | 1 | NO WATER QUALITY IMPROVEMENTS |  | 4727 | 2 | SJRA Water Resources Assessment Plan | 2149 | OAK RIDGE NORTH | H | WUG | MUNICIPAL | 726 | CITY |  | N | 2030 | 2030 | 0 | 0 | 167859 | 165232 | 58185 | 75765 | 1888616 | 20 | 2149 | OAK RIDGE NORTH | H | WUG | MUNICIPAL | 726 | CITY | H | 170 | MONTGOMERY | 0 | 0 | 816 | 709 | 609 | 541 | Y
696 | SJRA WRAP PARTICIPATION | SJRA Water Resources Assessment Plan participation | H | 5 | EXISTING SOURCE OR EXPANDED USE OF AN EXISTING SOURCE (SURFACE WATER OR GROUNDWATER) | 5 | OTHER SURFACE WATER | 1 | NO INFRASTRUCTURE |  | 1863 | 517 | CONROE LAKE/RESERVOIR | H | 999 | RESERVOIR | 10 | SAN JACINTO | 0 | SURFACE WATER | 1 | NO WATER QUALITY IMPROVEMENTS |  | 4727 | 2 | SJRA Water Resources Assessment Plan | 2177 | PANORAMA VILLAGE | H | WUG | MUNICIPAL | 732 | CITY |  | N | 2030 | 2030 | 0 | 0 | 135800 | 132044 | 24776 | 25277 | 1219429 | 20 | 2177 | PANORAMA VILLAGE | H | WUG | MUNICIPAL | 732 | CITY | H | 170 | MONTGOMERY | 0 | 0 | 649 | 496 | 366 | 280 | Y
696 | SJRA WRAP PARTICIPATION | SJRA Water Resources Assessment Plan participation | H | 5 | EXISTING SOURCE OR EXPANDED USE OF AN EXISTING SOURCE (SURFACE WATER OR GROUNDWATER) | 5 | OTHER SURFACE WATER | 1 | NO INFRASTRUCTURE |  | 1863 | 517 | CONROE LAKE/RESERVOIR | H | 999 | RESERVOIR | 10 | SAN JACINTO | 0 | SURFACE WATER | 1 | NO WATER QUALITY IMPROVEMENTS |  | 4727 | 2 | SJRA Water Resources Assessment Plan | 2252 | RAYFORD ROAD MUD | H | WUG | MUNICIPAL | 4312 | UTILITY |  | N | 2030 | 2030 | 0 | 0 | 399032 | 385428 | 74496 | 67523 | 3442156 | 20 | 2252 | RAYFORD ROAD MUD | H | WUG | MUNICIPAL | 4312 | UTILITY | H | 170 | MONTGOMERY | 0 | 0 | 2055 | 1501 | 1060 | 776 | Y
696 | SJRA WRAP PARTICIPATION | SJRA Water Resources Assessment Plan participation | H | 5 | EXISTING SOURCE OR EXPANDED USE OF AN EXISTING SOURCE (SURFACE WATER OR GROUNDWATER) | 5 | OTHER SURFACE WATER | 1 | NO INFRASTRUCTURE |  | 1863 | 517 | CONROE LAKE/RESERVOIR | H | 999 | RESERVOIR | 10 | SAN JACINTO | 0 | SURFACE WATER | 1 | NO WATER QUALITY IMPROVEMENTS |  | 4727 | 2 | SJRA Water Resources Assessment Plan | 2353 | SHENANDOAH | H | WUG | MUNICIPAL | 745 | CITY |  | N | 2030 | 2030 | 0 | 0 | 415190 | 406940 | 132194 | 169163 | 4431902 | 20 | 2353 | SHENANDOAH | H | WUG | MUNICIPAL | 745 | CITY | H | 170 | MONTGOMERY | 0 | 0 | 2144 | 1808 | 1504 | 1304 | Y
696 | SJRA WRAP PARTICIPATION | SJRA Water Resources Assessment Plan participation | H | 5 | EXISTING SOURCE OR EXPANDED USE OF AN EXISTING SOURCE (SURFACE WATER OR GROUNDWATER) | 5 | OTHER SURFACE WATER | 1 | NO INFRASTRUCTURE |  | 1863 | 517 | CONROE LAKE/RESERVOIR | H | 999 | RESERVOIR | 10 | SAN JACINTO | 0 | SURFACE WATER | 1 | NO WATER QUALITY IMPROVEMENTS |  | 4727 | 2 | SJRA Water Resources Assessment Plan | 2381 | SOUTHERN MONTGOMERY COUNTY MUD | H | WUG | MUNICIPAL | 4339 | UTILITY |  | N | 2030 | 2030 | 0 | 0 | 423519 | 410260 | 80448 | 73205 | 3650254 | 20 | 2381 | SOUTHERN MONTGOMERY COUNTY MUD | H | WUG | MUNICIPAL | 4339 | UTILITY | H | 170 | MONTGOMERY | 0 | 0 | 2190 | 1650 | 1179 | 884 | Y
696 | SJRA WRAP PARTICIPATION | SJRA Water Resources Assessment Plan participation | H | 5 | EXISTING SOURCE OR EXPANDED USE OF AN EXISTING SOURCE (SURFACE WATER OR GROUNDWATER) | 5 | OTHER SURFACE WATER | 1 | NO INFRASTRUCTURE |  | 1863 | 517 | CONROE LAKE/RESERVOIR | H | 999 | RESERVOIR | 10 | SAN JACINTO | 0 | SURFACE WATER | 1 | NO WATER QUALITY IMPROVEMENTS |  | 4727 | 2 | SJRA Water Resources Assessment Plan | 2391 | SPRING CREEK UD | H | WUG | MUNICIPAL | 4344 | UTILITY |  | N | 2030 | 2030 | 0 | 0 | 150800 | 157391 | 70919 | 87633 | 1934935 | 20 | 2391 | SPRING CREEK UD | H | WUG | MUNICIPAL | 4344 | UTILITY | H | 170 | MONTGOMERY | 0 | 0 | 727 | 681 | 626 | 583 | Y
696 | SJRA WRAP PARTICIPATION | SJRA Water Resources Assessment Plan participation | H | 5 | EXISTING SOURCE OR EXPANDED USE OF AN EXISTING SOURCE (SURFACE WATER OR GROUNDWATER) | 5 | OTHER SURFACE WATER | 1 | NO INFRASTRUCTURE |  | 1863 | 517 | CONROE LAKE/RESERVOIR | H | 999 | RESERVOIR | 10 | SAN JACINTO | 0 | SURFACE WATER | 1 | NO WATER QUALITY IMPROVEMENTS |  | 4727 | 2 | SJRA Water Resources Assessment Plan | 2399 | STANLEY LAKE MUD | H | WUG | MUNICIPAL | 4347 | UTILITY |  | N | 2040 | 2040 | 0 | 0 | 0 | 123672 | 124010 | 28616 | 1151624 | 20 | 2399 | STANLEY LAKE MUD | H | WUG | MUNICIPAL | 4347 | UTILITY | H | 170 | MONTGOMERY | 0 | 0 | 0 | 593 | 419 | 307 | Y
696 | SJRA WRAP PARTICIPATION | SJRA Water Resources Assessment Plan participation | H | 5 | EXISTING SOURCE OR EXPANDED USE OF AN EXISTING SOURCE (SURFACE WATER OR GROUNDWATER) | 5 | OTHER SURFACE WATER | 1 | NO INFRASTRUCTURE |  | 1863 | 517 | CONROE LAKE/RESERVOIR | H | 999 | RESERVOIR | 10 | SAN JACINTO | 0 | SURFACE WATER | 1 | NO WATER QUALITY IMPROVEMENTS |  | 4727 | 2 | SJRA Water Resources Assessment Plan | 2520 | THE WOODLANDS | H | WUG | MUNICIPAL | 8001 | CRU |  | N | 2020 | 2020 | 0 | 2929012 | 3328892 | 1146164 | 711643 | 625430 | 26522191 | 20 | 2520 | THE WOODLANDS | H | WUG | MUNICIPAL | 8001 | CRU | H | 170 | MONTGOMERY | 0 | 23426 | 25536 | 18663 | 13118 | 9607 | Y
696 | SJRA WRAP PARTICIPATION | SJRA Water Resources Assessment Plan participation | H | 5 | EXISTING SOURCE OR EXPANDED USE OF AN EXISTING SOURCE (SURFACE WATER OR GROUNDWATER) | 5 | OTHER SURFACE WATER | 1 | NO INFRASTRUCTURE |  | 1863 | 517 | CONROE LAKE/RESERVOIR | H | 999 | RESERVOIR | 10 | SAN JACINTO | 0 | SURFACE WATER | 1 | NO WATER QUALITY IMPROVEMENTS |  | 4727 | 2 | SJRA Water Resources Assessment Plan | 2623 | WILLIS | H | WUG | MUNICIPAL | 655 | CITY |  | N | 2030 | 2030 | 0 | 0 | 153679 | 157633 | 65498 | 82062 | 1887989 | 20 | 2623 | WILLIS | H | WUG | MUNICIPAL | 655 | CITY | H | 170 | MONTGOMERY | 0 | 0 | 742 | 681 | 608 | 559 | Y
696 | SJRA WRAP PARTICIPATION | SJRA Water Resources Assessment Plan participation | H | 5 | EXISTING SOURCE OR EXPANDED USE OF AN EXISTING SOURCE (SURFACE WATER OR GROUNDWATER) | 6 | GROUNDWATER | 1 | NO INFRASTRUCTURE |  | 1864 | 1419 | GULF COAST AQUIFER | H | 170 | MONTGOMERY | 10 | SAN JACINTO | 1 | GROUNDWATER | 1 | NO WATER QUALITY IMPROVEMENTS |  | 4727 | 2 | SJRA Water Resources Assessment Plan | 399 | CONSUMERS WATER INC | H | WUG | MUNICIPAL | 4072 | UTILITY |  | N | 2020 | 2020 | 0 | 22158 | 42655 | 55331 | 77257 | 104193 | 841177 | 20 | 399 | CONSUMERS WATER INC | H | WUG | MUNICIPAL | 4072 | UTILITY | H | 170 | MONTGOMERY | 0 | 89 | 143 | 204 | 291 | 395 | N
696 | SJRA WRAP PARTICIPATION | SJRA Water Resources Assessment Plan participation | H | 5 | EXISTING SOURCE OR EXPANDED USE OF AN EXISTING SOURCE (SURFACE WATER OR GROUNDWATER) | 6 | GROUNDWATER | 1 | NO INFRASTRUCTURE |  | 1864 | 1419 | GULF COAST AQUIFER | H | 170 | MONTGOMERY | 10 | SAN JACINTO | 1 | GROUNDWATER | 1 | NO WATER QUALITY IMPROVEMENTS |  | 4727 | 2 | SJRA Water Resources Assessment Plan | 581 | COUNTY-OTHER, MONTGOMERY | H | WUG | MUNICIPAL | 757 | COUNTY-OTHER |  | N | 2020 | 2020 | 0 | 2209029 | 4034190 | 4334207 | 2928242 | 1502340 | 32798932 | 20 | 581 | COUNTY-OTHER, MONTGOMERY | H | WUG | MUNICIPAL | 757 | COUNTY-OTHER | H | 170 | MONTGOMERY | 0 | 10308 | 16122 | 19183 | 13789 | 5335 | N
696 | SJRA WRAP PARTICIPATION | SJRA Water Resources Assessment Plan participation | H | 5 | EXISTING SOURCE OR EXPANDED USE OF AN EXISTING SOURCE (SURFACE WATER OR GROUNDWATER) | 6 | GROUNDWATER | 1 | NO INFRASTRUCTURE |  | 1864 | 1419 | GULF COAST AQUIFER | H | 170 | MONTGOMERY | 10 | SAN JACINTO | 1 | GROUNDWATER | 1 | NO WATER QUALITY IMPROVEMENTS |  | 4727 | 2 | SJRA Water Resources Assessment Plan | 682 | CRYSTAL SPRNGS WATER COMPANY | H | WUG | MUNICIPAL | 4081 | UTILITY |  | N | 2020 | 2020 | 0 | 66015 | 135050 | 189951 | 279849 | 381787 | 3058693 | 20 | 682 | CRYSTAL SPRNGS WATER COMPANY | H | WUG | MUNICIPAL | 4081 | UTILITY | H | 170 | MONTGOMERY | 0 | 257 | 439 | 663 | 982 | 1371 | N
696 | SJRA WRAP PARTICIPATION | SJRA Water Resources Assessment Plan participation | H | 5 | EXISTING SOURCE OR EXPANDED USE OF AN EXISTING SOURCE (SURFACE WATER OR GROUNDWATER) | 6 | GROUNDWATER | 1 | NO INFRASTRUCTURE |  | 1864 | 1419 | GULF COAST AQUIFER | H | 170 | MONTGOMERY | 10 | SAN JACINTO | 1 | GROUNDWATER | 1 | NO WATER QUALITY IMPROVEMENTS |  | 4727 | 2 | SJRA Water Resources Assessment Plan | 688 | CUT AND SHOOT | H | WUG | MUNICIPAL | 854 | CITY |  | N | 2020 | 2020 | 0 | 21631 | 15296 | 5024 | 5024 | 5024 | 117822 | 20 | 688 | CUT AND SHOOT | H | WUG | MUNICIPAL | 854 | CITY | H | 170 | MONTGOMERY | 0 | 86 | 0 | 0 | 0 | 0 | N
696 | SJRA WRAP PARTICIPATION | SJRA Water Resources Assessment Plan participation | H | 5 | EXISTING SOURCE OR EXPANDED USE OF AN EXISTING SOURCE (SURFACE WATER OR GROUNDWATER) | 6 | GROUNDWATER | 1 | NO INFRASTRUCTURE |  | 1864 | 1419 | GULF COAST AQUIFER | H | 170 | MONTGOMERY | 10 | SAN JACINTO | 1 | GROUNDWATER | 1 | NO WATER QUALITY IMPROVEMENTS |  | 4727 | 2 | SJRA Water Resources Assessment Plan | 733 | EAST PLANTATION UD | H | WUG | MUNICIPAL | 4098 | UTILITY |  | N | 2020 | 2020 | 0 | 51957 | 37003 | 12151 | 12151 | 12151 | 285054 | 20 | 733 | EAST PLANTATION UD | H | WUG | MUNICIPAL | 4098 | UTILITY | H | 170 | MONTGOMERY | 0 | 203 | 0 | 0 | 0 | 0 | N
696 | SJRA WRAP PARTICIPATION | SJRA Water Resources Assessment Plan participation | H | 5 | EXISTING SOURCE OR EXPANDED USE OF AN EXISTING SOURCE (SURFACE WATER OR GROUNDWATER) | 6 | GROUNDWATER | 1 | NO INFRASTRUCTURE |  | 1864 | 1419 | GULF COAST AQUIFER | H | 170 | MONTGOMERY | 10 | SAN JACINTO | 1 | GROUNDWATER | 1 | NO WATER QUALITY IMPROVEMENTS |  | 4727 | 2 | SJRA Water Resources Assessment Plan | 872 | H M W SUD | H | WUG | MUNICIPAL | 4147 | UTILITY |  | N | 2020 | 2020 | 0 | 168301 | 118798 | 38938 | 38938 | 38938 | 915989 | 20 | 872 | H M W SUD | H | WUG | MUNICIPAL | 4147 | UTILITY | H | 170 | MONTGOMERY | 0 | 672 | 0 | 0 | 0 | 0 | N
696 | SJRA WRAP PARTICIPATION | SJRA Water Resources Assessment Plan participation | H | 5 | EXISTING SOURCE OR EXPANDED USE OF AN EXISTING SOURCE (SURFACE WATER OR GROUNDWATER) | 6 | GROUNDWATER | 1 | NO INFRASTRUCTURE |  | 1864 | 1419 | GULF COAST AQUIFER | H | 170 | MONTGOMERY | 10 | SAN JACINTO | 1 | GROUNDWATER | 1 | NO WATER QUALITY IMPROVEMENTS |  | 4727 | 2 | SJRA Water Resources Assessment Plan | 1618 | MAGNOLIA | H | WUG | MUNICIPAL | 907 | CITY |  | N | 2020 | 2020 | 0 | 61421 | 124968 | 163930 | 223025 | 298492 | 2457095 | 20 | 1618 | MAGNOLIA | H | WUG | MUNICIPAL | 907 | CITY | H | 170 | MONTGOMERY | 0 | 221 | 380 | 561 | 812 | 1118 | N
696 | SJRA WRAP PARTICIPATION | SJRA Water Resources Assessment Plan participation | H | 5 | EXISTING SOURCE OR EXPANDED USE OF AN EXISTING SOURCE (SURFACE WATER OR GROUNDWATER) | 6 | GROUNDWATER | 1 | NO INFRASTRUCTURE |  | 1864 | 1419 | GULF COAST AQUIFER | H | 170 | MONTGOMERY | 10 | SAN JACINTO | 1 | GROUNDWATER | 1 | NO WATER QUALITY IMPROVEMENTS |  | 4727 | 2 | SJRA Water Resources Assessment Plan | 1736 | MANUFACTURING, MONTGOMERY | H | WUG | MANUFACTURING | 1001 | N/A |  | N | 2020 | 2020 | 0 | 230343 | 380123 | 414887 | 474946 | 540640 | 4777069 | 20 | 1736 | MANUFACTURING, MONTGOMERY | H | WUG | MANUFACTURING | 1001 | N/A | H | 170 | MONTGOMERY | 0 | 988 | 1384 | 1756 | 2129 | 2504 | N
696 | SJRA WRAP PARTICIPATION | SJRA Water Resources Assessment Plan participation | H | 5 | EXISTING SOURCE OR EXPANDED USE OF AN EXISTING SOURCE (SURFACE WATER OR GROUNDWATER) | 6 | GROUNDWATER | 1 | NO INFRASTRUCTURE |  | 1864 | 1419 | GULF COAST AQUIFER | H | 170 | MONTGOMERY | 10 | SAN JACINTO | 1 | GROUNDWATER | 1 | NO WATER QUALITY IMPROVEMENTS |  | 4727 | 2 | SJRA Water Resources Assessment Plan | 1993 | MINING, MONTGOMERY | H | WUG | MINING | 1003 | N/A |  | N | 2020 | 2020 | 0 | 48331 | 72244 | 70208 | 76624 | 82263 | 742228 | 20 | 1993 | MINING, MONTGOMERY | H | WUG | MINING | 1003 | N/A | H | 170 | MONTGOMERY | 0 | 216 | 279 | 331 | 382 | 425 | N
696 | SJRA WRAP PARTICIPATION | SJRA Water Resources Assessment Plan participation | H | 5 | EXISTING SOURCE OR EXPANDED USE OF AN EXISTING SOURCE (SURFACE WATER OR GROUNDWATER) | 6 | GROUNDWATER | 1 | NO INFRASTRUCTURE |  | 1864 | 1419 | GULF COAST AQUIFER | H | 170 | MONTGOMERY | 10 | SAN JACINTO | 1 | GROUNDWATER | 1 | NO WATER QUALITY IMPROVEMENTS |  | 4727 | 2 | SJRA Water Resources Assessment Plan | 2675 | MONTGOMERY | H | WUG | MUNICIPAL | 1082 | CITY |  | N | 2020 | 2020 | 0 | 133954 | 238691 | 283264 | 149402 | 89886 | 2122045 | 20 | 2675 | MONTGOMERY | H | WUG | MUNICIPAL | 1082 | CITY | H | 170 | MONTGOMERY | 0 | 374 | 710 | 1087 | 0 | 0 | N
696 | SJRA WRAP PARTICIPATION | SJRA Water Resources Assessment Plan participation | H | 5 | EXISTING SOURCE OR EXPANDED USE OF AN EXISTING SOURCE (SURFACE WATER OR GROUNDWATER) | 6 | GROUNDWATER | 1 | NO INFRASTRUCTURE |  | 1864 | 1419 | GULF COAST AQUIFER | H | 170 | MONTGOMERY | 10 | SAN JACINTO | 1 | GROUNDWATER | 1 | NO WATER QUALITY IMPROVEMENTS |  | 4727 | 2 | SJRA Water Resources Assessment Plan | 2075 | MONTGOMERY COUNTY MUD #18 | H | WUG | MUNICIPAL | 4261 | UTILITY |  | N | 2020 | 2020 | 0 | 229640 | 552359 | 318798 | 139989 | 139989 | 3331489 | 20 | 2075 | MONTGOMERY COUNTY MUD #18 | H | WUG | MUNICIPAL | 4261 | UTILITY | H | 170 | MONTGOMERY | 0 | 865 | 1655 | 0 | 0 | 0 | N
696 | SJRA WRAP PARTICIPATION | SJRA Water Resources Assessment Plan participation | H | 5 | EXISTING SOURCE OR EXPANDED USE OF AN EXISTING SOURCE (SURFACE WATER OR GROUNDWATER) | 6 | GROUNDWATER | 1 | NO INFRASTRUCTURE |  | 1864 | 1419 | GULF COAST AQUIFER | H | 170 | MONTGOMERY | 10 | SAN JACINTO | 1 | GROUNDWATER | 1 | NO WATER QUALITY IMPROVEMENTS |  | 4727 | 2 | SJRA Water Resources Assessment Plan | 2076 | MONTGOMERY COUNTY MUD #19 | H | WUG | MUNICIPAL | 4262 | UTILITY |  | N | 2020 | 2020 | 0 | 38913 | 26611 | 8739 | 8739 | 8739 | 204988 | 20 | 2076 | MONTGOMERY COUNTY MUD #19 | H | WUG | MUNICIPAL | 4262 | UTILITY | H | 170 | MONTGOMERY | 0 | 167 | 0 | 0 | 0 | 0 | N
696 | SJRA WRAP PARTICIPATION | SJRA Water Resources Assessment Plan participation | H | 5 | EXISTING SOURCE OR EXPANDED USE OF AN EXISTING SOURCE (SURFACE WATER OR GROUNDWATER) | 6 | GROUNDWATER | 1 | NO INFRASTRUCTURE |  | 1864 | 1419 | GULF COAST AQUIFER | H | 170 | MONTGOMERY | 10 | SAN JACINTO | 1 | GROUNDWATER | 1 | NO WATER QUALITY IMPROVEMENTS |  | 4727 | 2 | SJRA Water Resources Assessment Plan | 2077 | MONTGOMERY COUNTY MUD #8 | H | WUG | MUNICIPAL | 4263 | UTILITY |  | N | 2020 | 2020 | 0 | 1179 | 16987 | 5201 | 1708 | 1708 | 40062 | 20 | 2077 | MONTGOMERY COUNTY MUD #8 | H | WUG | MUNICIPAL | 4263 | UTILITY | H | 170 | MONTGOMERY | 0 | 16 | 160 | 0 | 0 | 0 | N
696 | SJRA WRAP PARTICIPATION | SJRA Water Resources Assessment Plan participation | H | 5 | EXISTING SOURCE OR EXPANDED USE OF AN EXISTING SOURCE (SURFACE WATER OR GROUNDWATER) | 6 | GROUNDWATER | 1 | NO INFRASTRUCTURE |  | 1864 | 1419 | GULF COAST AQUIFER | H | 170 | MONTGOMERY | 10 | SAN JACINTO | 1 | GROUNDWATER | 1 | NO WATER QUALITY IMPROVEMENTS |  | 4727 | 2 | SJRA Water Resources Assessment Plan | 2078 | MONTGOMERY COUNTY MUD #9 | H | WUG | MUNICIPAL | 4264 | UTILITY |  | N | 2020 | 2020 | 0 | 1400 | 29169 | 16573 | 5443 | 5443 | 127663 | 20 | 2078 | MONTGOMERY COUNTY MUD #9 | H | WUG | MUNICIPAL | 4264 | UTILITY | H | 170 | MONTGOMERY | 0 | 19 | 171 | 0 | 0 | 0 | N
696 | SJRA WRAP PARTICIPATION | SJRA Water Resources Assessment Plan participation | H | 5 | EXISTING SOURCE OR EXPANDED USE OF AN EXISTING SOURCE (SURFACE WATER OR GROUNDWATER) | 6 | GROUNDWATER | 1 | NO INFRASTRUCTURE |  | 1864 | 1419 | GULF COAST AQUIFER | H | 170 | MONTGOMERY | 10 | SAN JACINTO | 1 | GROUNDWATER | 1 | NO WATER QUALITY IMPROVEMENTS |  | 4727 | 2 | SJRA Water Resources Assessment Plan | 2079 | MONTGOMERY COUNTY UD #2 | H | WUG | MUNICIPAL | 4265 | UTILITY |  | N | 2020 | 2020 | 0 | 47373 | 68629 | 61661 | 64961 | 69095 | 640909 | 20 | 2079 | MONTGOMERY COUNTY UD #2 | H | WUG | MUNICIPAL | 4265 | UTILITY | H | 170 | MONTGOMERY | 0 | 203 | 259 | 298 | 337 | 369 | N
696 | SJRA WRAP PARTICIPATION | SJRA Water Resources Assessment Plan participation | H | 5 | EXISTING SOURCE OR EXPANDED USE OF AN EXISTING SOURCE (SURFACE WATER OR GROUNDWATER) | 6 | GROUNDWATER | 1 | NO INFRASTRUCTURE |  | 1864 | 1419 | GULF COAST AQUIFER | H | 170 | MONTGOMERY | 10 | SAN JACINTO | 1 | GROUNDWATER | 1 | NO WATER QUALITY IMPROVEMENTS |  | 4727 | 2 | SJRA Water Resources Assessment Plan | 2080 | MONTGOMERY COUNTY UD #3 | H | WUG | MUNICIPAL | 4266 | UTILITY |  | N | 2020 | 2020 | 0 | 44751 | 75115 | 34715 | 18281 | 18281 | 428815 | 20 | 2080 | MONTGOMERY COUNTY UD #3 | H | WUG | MUNICIPAL | 4266 | UTILITY | H | 170 | MONTGOMERY | 0 | 184 | 264 | 0 | 0 | 0 | N
696 | SJRA WRAP PARTICIPATION | SJRA Water Resources Assessment Plan participation | H | 5 | EXISTING SOURCE OR EXPANDED USE OF AN EXISTING SOURCE (SURFACE WATER OR GROUNDWATER) | 6 | GROUNDWATER | 1 | NO INFRASTRUCTURE |  | 1864 | 1419 | GULF COAST AQUIFER | H | 170 | MONTGOMERY | 10 | SAN JACINTO | 1 | GROUNDWATER | 1 | NO WATER QUALITY IMPROVEMENTS |  | 4727 | 2 | SJRA Water Resources Assessment Plan | 2081 | MONTGOMERY COUNTY UD #4 | H | WUG | MUNICIPAL | 4267 | UTILITY |  | N | 2020 | 2020 | 0 | 82852 | 120425 | 48942 | 28606 | 28606 | 671240 | 20 | 2081 | MONTGOMERY COUNTY UD #4 | H | WUG | MUNICIPAL | 4267 | UTILITY | H | 170 | MONTGOMERY | 0 | 353 | 452 | 0 | 0 | 0 | N
696 | SJRA WRAP PARTICIPATION | SJRA Water Resources Assessment Plan participation | H | 5 | EXISTING SOURCE OR EXPANDED USE OF AN EXISTING SOURCE (SURFACE WATER OR GROUNDWATER) | 6 | GROUNDWATER | 1 | NO INFRASTRUCTURE |  | 1864 | 1419 | GULF COAST AQUIFER | H | 170 | MONTGOMERY | 10 | SAN JACINTO | 1 | GROUNDWATER | 1 | NO WATER QUALITY IMPROVEMENTS |  | 4727 | 2 | SJRA Water Resources Assessment Plan | 2082 | MONTGOMERY COUNTY WCID #1 | H | WUG | MUNICIPAL | 4268 | UTILITY |  | N | 2020 | 2020 | 0 | 46037 | 77539 | 88611 | 114065 | 145727 | 1215683 | 20 | 2082 | MONTGOMERY COUNTY WCID #1 | H | WUG | MUNICIPAL | 4268 | UTILITY | H | 170 | MONTGOMERY | 0 | 189 | 272 | 358 | 470 | 600 | N
696 | SJRA WRAP PARTICIPATION | SJRA Water Resources Assessment Plan participation | H | 5 | EXISTING SOURCE OR EXPANDED USE OF AN EXISTING SOURCE (SURFACE WATER OR GROUNDWATER) | 6 | GROUNDWATER | 1 | NO INFRASTRUCTURE |  | 1864 | 1419 | GULF COAST AQUIFER | H | 170 | MONTGOMERY | 10 | SAN JACINTO | 1 | GROUNDWATER | 1 | NO WATER QUALITY IMPROVEMENTS |  | 4727 | 2 | SJRA Water Resources Assessment Plan | 2110 | NEW CANEY MUD | H | WUG | MUNICIPAL | 4272 | UTILITY |  | N | 2020 | 2020 | 0 | 125692 | 276224 | 389569 | 557832 | 772796 | 6131759 | 20 | 2110 | NEW CANEY MUD | H | WUG | MUNICIPAL | 4272 | UTILITY | H | 170 | MONTGOMERY | 0 | 546 | 944 | 1396 | 2058 | 2854 | N
696 | SJRA WRAP PARTICIPATION | SJRA Water Resources Assessment Plan participation | H | 5 | EXISTING SOURCE OR EXPANDED USE OF AN EXISTING SOURCE (SURFACE WATER OR GROUNDWATER) | 6 | GROUNDWATER | 1 | NO INFRASTRUCTURE |  | 1864 | 1419 | GULF COAST AQUIFER | H | 170 | MONTGOMERY | 10 | SAN JACINTO | 1 | GROUNDWATER | 1 | NO WATER QUALITY IMPROVEMENTS |  | 4727 | 2 | SJRA Water Resources Assessment Plan | 2149 | OAK RIDGE NORTH | H | WUG | MUNICIPAL | 726 | CITY |  | N | 2020 | 2020 | 0 | 68035 | 47998 | 15759 | 15759 | 15759 | 369782 | 20 | 2149 | OAK RIDGE NORTH | H | WUG | MUNICIPAL | 726 | CITY | H | 170 | MONTGOMERY | 0 | 272 | 0 | 0 | 0 | 0 | N
696 | SJRA WRAP PARTICIPATION | SJRA Water Resources Assessment Plan participation | H | 5 | EXISTING SOURCE OR EXPANDED USE OF AN EXISTING SOURCE (SURFACE WATER OR GROUNDWATER) | 6 | GROUNDWATER | 1 | NO INFRASTRUCTURE |  | 1864 | 1419 | GULF COAST AQUIFER | H | 170 | MONTGOMERY | 10 | SAN JACINTO | 1 | GROUNDWATER | 1 | NO WATER QUALITY IMPROVEMENTS |  | 4727 | 2 | SJRA Water Resources Assessment Plan | 2177 | PANORAMA VILLAGE | H | WUG | MUNICIPAL | 732 | CITY |  | N | 2020 | 2020 | 0 | 60381 | 41891 | 13755 | 13755 | 13755 | 322717 | 20 | 2177 | PANORAMA VILLAGE | H | WUG | MUNICIPAL | 732 | CITY | H | 170 | MONTGOMERY | 0 | 251 | 0 | 0 | 0 | 0 | N
696 | SJRA WRAP PARTICIPATION | SJRA Water Resources Assessment Plan participation | H | 5 | EXISTING SOURCE OR EXPANDED USE OF AN EXISTING SOURCE (SURFACE WATER OR GROUNDWATER) | 6 | GROUNDWATER | 1 | NO INFRASTRUCTURE |  | 1864 | 1419 | GULF COAST AQUIFER | H | 170 | MONTGOMERY | 10 | SAN JACINTO | 1 | GROUNDWATER | 1 | NO WATER QUALITY IMPROVEMENTS |  | 4727 | 2 | SJRA Water Resources Assessment Plan | 2182 | PATTON VILLAGE | H | WUG | MUNICIPAL | 734 | CITY |  | N | 2020 | 2020 | 0 | 7558 | 13252 | 16213 | 20723 | 28238 | 230942 | 20 | 2182 | PATTON VILLAGE | H | WUG | MUNICIPAL | 734 | CITY | H | 170 | MONTGOMERY | 0 | 32 | 47 | 64 | 84 | 113 | N
696 | SJRA WRAP PARTICIPATION | SJRA Water Resources Assessment Plan participation | H | 5 | EXISTING SOURCE OR EXPANDED USE OF AN EXISTING SOURCE (SURFACE WATER OR GROUNDWATER) | 6 | GROUNDWATER | 1 | NO INFRASTRUCTURE |  | 1864 | 1419 | GULF COAST AQUIFER | H | 170 | MONTGOMERY | 10 | SAN JACINTO | 1 | GROUNDWATER | 1 | NO WATER QUALITY IMPROVEMENTS |  | 4727 | 2 | SJRA Water Resources Assessment Plan | 2215 | POINT AQUARIUS MUD | H | WUG | MUNICIPAL | 4305 | UTILITY |  | N | 2020 | 2020 | 0 | 87634 | 201745 | 301447 | 430623 | 579615 | 4698957 | 20 | 2215 | POINT AQUARIUS MUD | H | WUG | MUNICIPAL | 4305 | UTILITY | H | 170 | MONTGOMERY | 0 | 331 | 613 | 966 | 1472 | 2091 | N
696 | SJRA WRAP PARTICIPATION | SJRA Water Resources Assessment Plan participation | H | 5 | EXISTING SOURCE OR EXPANDED USE OF AN EXISTING SOURCE (SURFACE WATER OR GROUNDWATER) | 6 | GROUNDWATER | 1 | NO INFRASTRUCTURE |  | 1864 | 1419 | GULF COAST AQUIFER | H | 170 | MONTGOMERY | 10 | SAN JACINTO | 1 | GROUNDWATER | 1 | NO WATER QUALITY IMPROVEMENTS |  | 4727 | 2 | SJRA Water Resources Assessment Plan | 2225 | PORTER WSC | H | WUG | MUNICIPAL | 4307 | UTILITY |  | N | 2020 | 2020 | 0 | 195317 | 377682 | 498101 | 483173 | 440527 | 4494176 | 20 | 2225 | PORTER WSC | H | WUG | MUNICIPAL | 4307 | UTILITY | H | 170 | MONTGOMERY | 0 | 777 | 1260 | 1826 | 2047 | 2239 | N
696 | SJRA WRAP PARTICIPATION | SJRA Water Resources Assessment Plan participation | H | 5 | EXISTING SOURCE OR EXPANDED USE OF AN EXISTING SOURCE (SURFACE WATER OR GROUNDWATER) | 6 | GROUNDWATER | 1 | NO INFRASTRUCTURE |  | 1864 | 1419 | GULF COAST AQUIFER | H | 170 | MONTGOMERY | 10 | SAN JACINTO | 1 | GROUNDWATER | 1 | NO WATER QUALITY IMPROVEMENTS |  | 4727 | 2 | SJRA Water Resources Assessment Plan | 2252 | RAYFORD ROAD MUD | H | WUG | MUNICIPAL | 4312 | UTILITY |  | N | 2020 | 2020 | 0 | 195319 | 134472 | 44050 | 44050 | 44050 | 1037129 | 20 | 2252 | RAYFORD ROAD MUD | H | WUG | MUNICIPAL | 4312 | UTILITY | H | 170 | MONTGOMERY | 0 | 826 | 0 | 0 | 0 | 0 | N
696 | SJRA WRAP PARTICIPATION | SJRA Water Resources Assessment Plan participation | H | 5 | EXISTING SOURCE OR EXPANDED USE OF AN EXISTING SOURCE (SURFACE WATER OR GROUNDWATER) | 6 | GROUNDWATER | 1 | NO INFRASTRUCTURE |  | 1864 | 1419 | GULF COAST AQUIFER | H | 170 | MONTGOMERY | 10 | SAN JACINTO | 1 | GROUNDWATER | 1 | NO WATER QUALITY IMPROVEMENTS |  | 4727 | 2 | SJRA Water Resources Assessment Plan | 2294 | ROMAN FOREST | H | WUG | MUNICIPAL | 801 | CITY |  | N | 2020 | 2020 | 0 | 92537 | 192121 | 255082 | 352781 | 480837 | 3918339 | 20 | 2294 | ROMAN FOREST | H | WUG | MUNICIPAL | 801 | CITY | H | 170 | MONTGOMERY | 0 | 306 | 561 | 860 | 1283 | 1809 | N
696 | SJRA WRAP PARTICIPATION | SJRA Water Resources Assessment Plan participation | H | 5 | EXISTING SOURCE OR EXPANDED USE OF AN EXISTING SOURCE (SURFACE WATER OR GROUNDWATER) | 6 | GROUNDWATER | 1 | NO INFRASTRUCTURE |  | 1864 | 1419 | GULF COAST AQUIFER | H | 170 | MONTGOMERY | 10 | SAN JACINTO | 1 | GROUNDWATER | 1 | NO WATER QUALITY IMPROVEMENTS |  | 4727 | 2 | SJRA Water Resources Assessment Plan | 2353 | SHENANDOAH | H | WUG | MUNICIPAL | 745 | CITY |  | N | 2020 | 2020 | 0 | 188161 | 133870 | 43854 | 43854 | 43854 | 1032477 | 20 | 2353 | SHENANDOAH | H | WUG | MUNICIPAL | 745 | CITY | H | 170 | MONTGOMERY | 0 | 737 | 0 | 0 | 0 | 0 | N
696 | SJRA WRAP PARTICIPATION | SJRA Water Resources Assessment Plan participation | H | 5 | EXISTING SOURCE OR EXPANDED USE OF AN EXISTING SOURCE (SURFACE WATER OR GROUNDWATER) | 6 | GROUNDWATER | 1 | NO INFRASTRUCTURE |  | 1864 | 1419 | GULF COAST AQUIFER | H | 170 | MONTGOMERY | 10 | SAN JACINTO | 1 | GROUNDWATER | 1 | NO WATER QUALITY IMPROVEMENTS |  | 4727 | 2 | SJRA Water Resources Assessment Plan | 2381 | SOUTHERN MONTGOMERY COUNTY MUD | H | WUG | MUNICIPAL | 4339 | UTILITY |  | N | 2020 | 2020 | 0 | 230907 | 167113 | 54662 | 54662 | 54662 | 1289800 | 20 | 2381 | SOUTHERN MONTGOMERY COUNTY MUD | H | WUG | MUNICIPAL | 4339 | UTILITY | H | 170 | MONTGOMERY | 0 | 866 | 0 | 0 | 0 | 0 | N
696 | SJRA WRAP PARTICIPATION | SJRA Water Resources Assessment Plan participation | H | 5 | EXISTING SOURCE OR EXPANDED USE OF AN EXISTING SOURCE (SURFACE WATER OR GROUNDWATER) | 6 | GROUNDWATER | 1 | NO INFRASTRUCTURE |  | 1864 | 1419 | GULF COAST AQUIFER | H | 170 | MONTGOMERY | 10 | SAN JACINTO | 1 | GROUNDWATER | 1 | NO WATER QUALITY IMPROVEMENTS |  | 4727 | 2 | SJRA Water Resources Assessment Plan | 2388 | SOUTHWEST UTILITIES | H | WUG | MUNICIPAL | 4343 | UTILITY |  | N | 2020 | 2020 | 0 | 25563 | 49855 | 64684 | 89108 | 120439 | 975437 | 20 | 2388 | SOUTHWEST UTILITIES | H | WUG | MUNICIPAL | 4343 | UTILITY | H | 170 | MONTGOMERY | 0 | 102 | 166 | 237 | 336 | 457 | N
696 | SJRA WRAP PARTICIPATION | SJRA Water Resources Assessment Plan participation | H | 5 | EXISTING SOURCE OR EXPANDED USE OF AN EXISTING SOURCE (SURFACE WATER OR GROUNDWATER) | 6 | GROUNDWATER | 1 | NO INFRASTRUCTURE |  | 1864 | 1419 | GULF COAST AQUIFER | H | 170 | MONTGOMERY | 10 | SAN JACINTO | 1 | GROUNDWATER | 1 | NO WATER QUALITY IMPROVEMENTS |  | 4727 | 2 | SJRA Water Resources Assessment Plan | 2390 | SPLENDORA | H | WUG | MUNICIPAL | 962 | CITY |  | N | 2020 | 2020 | 0 | 21410 | 43426 | 61289 | 89302 | 120498 | 970800 | 20 | 2390 | SPLENDORA | H | WUG | MUNICIPAL | 962 | CITY | H | 170 | MONTGOMERY | 0 | 83 | 141 | 212 | 313 | 435 | N
696 | SJRA WRAP PARTICIPATION | SJRA Water Resources Assessment Plan participation | H | 5 | EXISTING SOURCE OR EXPANDED USE OF AN EXISTING SOURCE (SURFACE WATER OR GROUNDWATER) | 6 | GROUNDWATER | 1 | NO INFRASTRUCTURE |  | 1864 | 1419 | GULF COAST AQUIFER | H | 170 | MONTGOMERY | 10 | SAN JACINTO | 1 | GROUNDWATER | 1 | NO WATER QUALITY IMPROVEMENTS |  | 4727 | 2 | SJRA Water Resources Assessment Plan | 2391 | SPRING CREEK UD | H | WUG | MUNICIPAL | 4344 | UTILITY |  | N | 2020 | 2020 | 0 | 57170 | 40669 | 13354 | 13354 | 13354 | 313303 | 20 | 2391 | SPRING CREEK UD | H | WUG | MUNICIPAL | 4344 | UTILITY | H | 170 | MONTGOMERY | 0 | 224 | 0 | 0 | 0 | 0 | N
696 | SJRA WRAP PARTICIPATION | SJRA Water Resources Assessment Plan participation | H | 5 | EXISTING SOURCE OR EXPANDED USE OF AN EXISTING SOURCE (SURFACE WATER OR GROUNDWATER) | 6 | GROUNDWATER | 1 | NO INFRASTRUCTURE |  | 1864 | 1419 | GULF COAST AQUIFER | H | 170 | MONTGOMERY | 10 | SAN JACINTO | 1 | GROUNDWATER | 1 | NO WATER QUALITY IMPROVEMENTS |  | 4727 | 2 | SJRA Water Resources Assessment Plan | 2676 | STAGECOACH | H | WUG | MUNICIPAL | 1083 | CITY |  | N | 2020 | 2020 | 0 | 10521 | 22643 | 32991 | 48450 | 71822 | 568408 | 20 | 2676 | STAGECOACH | H | WUG | MUNICIPAL | 1083 | CITY | H | 170 | MONTGOMERY | 0 | 39 | 68 | 107 | 165 | 249 | N
696 | SJRA WRAP PARTICIPATION | SJRA Water Resources Assessment Plan participation | H | 5 | EXISTING SOURCE OR EXPANDED USE OF AN EXISTING SOURCE (SURFACE WATER OR GROUNDWATER) | 6 | GROUNDWATER | 1 | NO INFRASTRUCTURE |  | 1864 | 1419 | GULF COAST AQUIFER | H | 170 | MONTGOMERY | 10 | SAN JACINTO | 1 | GROUNDWATER | 1 | NO WATER QUALITY IMPROVEMENTS |  | 4727 | 2 | SJRA Water Resources Assessment Plan | 2399 | STANLEY LAKE MUD | H | WUG | MUNICIPAL | 4347 | UTILITY |  | N | 2020 | 2020 | 0 | 86268 | 121943 | 49113 | 29804 | 29804 | 699426 | 20 | 2399 | STANLEY LAKE MUD | H | WUG | MUNICIPAL | 4347 | UTILITY | H | 170 | MONTGOMERY | 0 | 329 | 423 | 0 | 0 | 0 | N
696 | SJRA WRAP PARTICIPATION | SJRA Water Resources Assessment Plan participation | H | 5 | EXISTING SOURCE OR EXPANDED USE OF AN EXISTING SOURCE (SURFACE WATER OR GROUNDWATER) | 6 | GROUNDWATER | 1 | NO INFRASTRUCTURE |  | 1864 | 1419 | GULF COAST AQUIFER | H | 170 | MONTGOMERY | 10 | SAN JACINTO | 1 | GROUNDWATER | 1 | NO WATER QUALITY IMPROVEMENTS |  | 4727 | 2 | SJRA Water Resources Assessment Plan | 2455 | STEAM ELECTRIC POWER, MONTGOMERY | H | WUG | STEAM ELECTRIC | 1002 | N/A |  | N | 2050 | 2050 | 0 | 0 | 0 | 0 | 364061 | 1204401 | 6989246 | 20 | 2455 | STEAM ELECTRIC POWER, MONTGOMERY | H | WUG | STEAM ELECTRIC | 1002 | N/A | H | 170 | MONTGOMERY | 0 | 0 | 0 | 0 | 1593 | 4307 | N
696 | SJRA WRAP PARTICIPATION | SJRA Water Resources Assessment Plan participation | H | 5 | EXISTING SOURCE OR EXPANDED USE OF AN EXISTING SOURCE (SURFACE WATER OR GROUNDWATER) | 6 | GROUNDWATER | 1 | NO INFRASTRUCTURE |  | 1864 | 1419 | GULF COAST AQUIFER | H | 170 | MONTGOMERY | 10 | SAN JACINTO | 1 | GROUNDWATER | 1 | NO WATER QUALITY IMPROVEMENTS |  | 4727 | 2 | SJRA Water Resources Assessment Plan | 2623 | WILLIS | H | WUG | MUNICIPAL | 655 | CITY |  | N | 2020 | 2020 | 0 | 60193 | 42808 | 14056 | 14056 | 14056 | 329778 | 20 | 2623 | WILLIS | H | WUG | MUNICIPAL | 655 | CITY | H | 170 | MONTGOMERY | 0 | 236 | 0 | 0 | 0 | 0 | N
696 | SJRA WRAP PARTICIPATION | SJRA Water Resources Assessment Plan participation | H | 5 | EXISTING SOURCE OR EXPANDED USE OF AN EXISTING SOURCE (SURFACE WATER OR GROUNDWATER) | 6 | GROUNDWATER | 1 | NO INFRASTRUCTURE |  | 1864 | 1419 | GULF COAST AQUIFER | H | 170 | MONTGOMERY | 10 | SAN JACINTO | 1 | GROUNDWATER | 1 | NO WATER QUALITY IMPROVEMENTS |  | 4727 | 2 | SJRA Water Resources Assessment Plan | 2641 | WOODBRANCH | H | WUG | MUNICIPAL | 807 | CITY |  | N | 2020 | 2020 | 0 | 18300 | 30827 | 33966 | 41991 | 53842 | 454802 | 20 | 2641 | WOODBRANCH | H | WUG | MUNICIPAL | 807 | CITY | H | 170 | MONTGOMERY | 0 | 74 | 107 | 138 | 177 | 225 | N
646 | SOMERVELL COUNTY WATER SUPPLY PROJECT (PHASES 1-4) | Somervell County water supply project (phases 1-4) | G | 6 | NEW SURFACE WATER OR NEW GROUNDWATER SOURCE | 5 | OTHER SURFACE WATER | 4 | PIPELINE AND WATER TREATMENT PLANT | THIS PROJECT WAS ADDED AS PART OF AN AMENDMENT TO THE DATABASE | 1765 | 4257 | WHEELER BRANCH OFF-CHANNEL LAKE/RESERVOIR | G | 999 | RESERVOIR | 12 | BRAZOS | 0 | SURFACE WATER | 1 | NO WATER QUALITY IMPROVEMENTS | THIS PROJECT WAS ADDED AS PART OF AN AMENDMENT TO THE DATABASE. | 2279 | 1 | Somervell County water supply project | 624 | COUNTY-OTHER, SOMERVELL | G | WUG | MUNICIPAL | 757 | COUNTY-OTHER | THIS PROJECT WAS ADDED AS PART OF AN AMENDMENT TO THE DATABASE. | N | 2010 | 2010 | 568200 | 568200 | 568200 | 101600 | 101600 | 101600 | 7181520 | 30 | 624 | COUNTY-OTHER, SOMERVELL | G | WUG | MUNICIPAL | 757 | COUNTY-OTHER | G | 213 | SOMERVELL | 200 | 200 | 200 | 200 | 200 | 200 | N
646 | SOMERVELL COUNTY WATER SUPPLY PROJECT (PHASES 1-4) | Somervell County water supply project (phases 1-4) | G | 6 | NEW SURFACE WATER OR NEW GROUNDWATER SOURCE | 5 | OTHER SURFACE WATER | 4 | PIPELINE AND WATER TREATMENT PLANT | THIS PROJECT WAS ADDED AS PART OF AN AMENDMENT TO THE DATABASE | 1765 | 4257 | WHEELER BRANCH OFF-CHANNEL LAKE/RESERVOIR | G | 999 | RESERVOIR | 12 | BRAZOS | 0 | SURFACE WATER | 1 | NO WATER QUALITY IMPROVEMENTS | THIS PROJECT WAS ADDED AS PART OF AN AMENDMENT TO THE DATABASE. | 2279 | 1 | Somervell County water supply project | 840 | GLEN ROSE | G | WUG | MUNICIPAL | 238 | CITY | THIS PROJECT WAS ADDED AS PART OF AN AMENDMENT TO THE DATABASE. | N | 2010 | 2010 | 965940 | 965940 | 965940 | 172720 | 172720 | 172720 | 11969200 | 30 | 840 | GLEN ROSE | G | WUG | MUNICIPAL | 238 | CITY | G | 213 | SOMERVELL | 340 | 340 | 340 | 340 | 340 | 340 | N
646 | SOMERVELL COUNTY WATER SUPPLY PROJECT (PHASES 1-4) | Somervell County water supply project (phases 1-4) | G | 6 | NEW SURFACE WATER OR NEW GROUNDWATER SOURCE | 5 | OTHER SURFACE WATER | 4 | PIPELINE AND WATER TREATMENT PLANT | THIS PROJECT WAS ADDED AS PART OF AN AMENDMENT TO THE DATABASE | 1765 | 4257 | WHEELER BRANCH OFF-CHANNEL LAKE/RESERVOIR | G | 999 | RESERVOIR | 12 | BRAZOS | 0 | SURFACE WATER | 1 | NO WATER QUALITY IMPROVEMENTS | THIS PROJECT WAS ADDED AS PART OF AN AMENDMENT TO THE DATABASE. | 2279 | 1 | Somervell County water supply project | 2469 | STEAM ELECTRIC POWER, SOMERVELL | G | WUG | STEAM ELECTRIC | 1002 | N/A | THIS PROJECT WAS ADDED AS PART OF AN AMENDMENT TO THE DATABASE. | N | 2010 | 2010 | 852300 | 852300 | 852300 | 152400 | 152400 | 152400 | 10772280 | 30 | 2469 | STEAM ELECTRIC POWER, SOMERVELL | G | WUG | STEAM ELECTRIC | 1002 | N/A | G | 213 | SOMERVELL | 300 | 300 | 300 | 300 | 300 | 300 | N
647 | SOMERVELL COUNTY WATER SUPPLY PROJECT (PHASES 5-13) | Somervell County water supply project (phases 5-13) | G | 6 | NEW SURFACE WATER OR NEW GROUNDWATER SOURCE | 5 | OTHER SURFACE WATER | 4 | PIPELINE AND WATER TREATMENT PLANT | THIS PROJECT WAS ADDED AS PART OF AN AMENDMENT TO THE DATABASE. | 1766 | 4257 | WHEELER BRANCH OFF-CHANNEL LAKE/RESERVOIR | G | 999 | RESERVOIR | 12 | BRAZOS | 0 | SURFACE WATER | 1 | NO WATER QUALITY IMPROVEMENTS | THIS PROJECT WAS ADDED AS PART OF AN AMENDMENT TO THE DATABASE. | 2279 | 1 | Somervell County water supply project | 624 | COUNTY-OTHER, SOMERVELL | G | WUG | MUNICIPAL | 757 | COUNTY-OTHER | THIS PROJECT WAS ADDED AS PART OF AN AMENDMENT TO THE DATABASE. | N | 2030 | 2030 | 0 | 0 | 591852 | 591852 | 591852 | 89784 | 40083120 | 30 | 624 | COUNTY-OTHER, SOMERVELL | G | WUG | MUNICIPAL | 757 | COUNTY-OTHER | G | 213 | SOMERVELL | 0 | 0 | 516 | 516 | 516 | 516 | N
647 | SOMERVELL COUNTY WATER SUPPLY PROJECT (PHASES 5-13) | Somervell County water supply project (phases 5-13) | G | 6 | NEW SURFACE WATER OR NEW GROUNDWATER SOURCE | 5 | OTHER SURFACE WATER | 4 | PIPELINE AND WATER TREATMENT PLANT | THIS PROJECT WAS ADDED AS PART OF AN AMENDMENT TO THE DATABASE. | 1766 | 4257 | WHEELER BRANCH OFF-CHANNEL LAKE/RESERVOIR | G | 999 | RESERVOIR | 12 | BRAZOS | 0 | SURFACE WATER | 1 | NO WATER QUALITY IMPROVEMENTS | THIS PROJECT WAS ADDED AS PART OF AN AMENDMENT TO THE DATABASE. | 2279 | 1 | Somervell County water supply project | 840 | GLEN ROSE | G | WUG | MUNICIPAL | 238 | CITY | THIS PROJECT WAS ADDED AS PART OF AN AMENDMENT TO THE DATABASE. | N | 2030 | 2030 | 0 | 0 | 298220 | 298220 | 298220 | 45240 | 20041560 | 30 | 840 | GLEN ROSE | G | WUG | MUNICIPAL | 238 | CITY | G | 213 | SOMERVELL | 0 | 0 | 260 | 260 | 260 | 260 | N
647 | SOMERVELL COUNTY WATER SUPPLY PROJECT (PHASES 5-13) | Somervell County water supply project (phases 5-13) | G | 6 | NEW SURFACE WATER OR NEW GROUNDWATER SOURCE | 5 | OTHER SURFACE WATER | 4 | PIPELINE AND WATER TREATMENT PLANT | THIS PROJECT WAS ADDED AS PART OF AN AMENDMENT TO THE DATABASE. | 1766 | 4257 | WHEELER BRANCH OFF-CHANNEL LAKE/RESERVOIR | G | 999 | RESERVOIR | 12 | BRAZOS | 0 | SURFACE WATER | 1 | NO WATER QUALITY IMPROVEMENTS | THIS PROJECT WAS ADDED AS PART OF AN AMENDMENT TO THE DATABASE. | 2279 | 1 | Somervell County water supply project | 2469 | STEAM ELECTRIC POWER, SOMERVELL | G | WUG | STEAM ELECTRIC | 1002 | N/A | THIS PROJECT WAS ADDED AS PART OF AN AMENDMENT TO THE DATABASE. | N | 2030 | 2030 | 0 | 0 | 211048 | 211048 | 211048 | 32016 | 14103320 | 30 | 2469 | STEAM ELECTRIC POWER, SOMERVELL | G | WUG | STEAM ELECTRIC | 1002 | N/A | G | 213 | SOMERVELL | 0 | 0 | 184 | 184 | 184 | 184 | N
171 | STEAM-ELECTRIC CONSERVATION | Steam-electric conservation | G | 3 | CONSERVATION | 3 | OTHER CONSERVATION | 1 | NO INFRASTRUCTURE |  | 799 | 2555 | CONSERVATION | G | 18 | BOSQUE | 12 | BRAZOS | 3 | CONSERVATION | 1 | NO WATER QUALITY IMPROVEMENTS |  | 2065 | 1 | Steam-electric conservation | 2406 | STEAM ELECTRIC POWER, BOSQUE | G | WUG | STEAM ELECTRIC | 1002 | N/A |  | N | 2010 | 2010 | 0 | 0 | 0 | 0 | 0 | 0 | 0 | 0 | 2406 | STEAM ELECTRIC POWER, BOSQUE | G | WUG | STEAM ELECTRIC | 1002 | N/A | G | 18 | BOSQUE | 130 | 309 | 506 | 596 | 705 | 837 | N
171 | STEAM-ELECTRIC CONSERVATION | Steam-electric conservation | G | 3 | CONSERVATION | 3 | OTHER CONSERVATION | 1 | NO INFRASTRUCTURE |  | 816 | 2578 | CONSERVATION | G | 93 | GRIMES | 12 | BRAZOS | 3 | CONSERVATION | 1 | NO WATER QUALITY IMPROVEMENTS |  | 2073 | 1 | Steam-electric conservation | 2428 | STEAM ELECTRIC POWER, GRIMES | G | WUG | STEAM ELECTRIC | 1002 | N/A |  | N | 2010 | 2010 | 0 | 0 | 0 | 0 | 0 | 0 | 0 | 0 | 2428 | STEAM ELECTRIC POWER, GRIMES | G | WUG | STEAM ELECTRIC | 1002 | N/A | G | 93 | GRIMES | 360 | 1588 | 2321 | 2426 | 2566 | 2776 | N
171 | STEAM-ELECTRIC CONSERVATION | Steam-electric conservation | G | 3 | CONSERVATION | 3 | OTHER CONSERVATION | 1 | NO INFRASTRUCTURE |  | 1474 | 2586 | CONSERVATION | G | 126 | JOHNSON | 12 | BRAZOS | 3 | CONSERVATION | 1 | NO WATER QUALITY IMPROVEMENTS |  | 2081 | 1 | Steam-electric conservation | 2441 | STEAM ELECTRIC POWER, JOHNSON | G | WUG | STEAM ELECTRIC | 1002 | N/A |  | N | 2010 | 2010 | 0 | 0 | 0 | 0 | 0 | 0 | 0 | 0 | 2441 | STEAM ELECTRIC POWER, JOHNSON | G | WUG | STEAM ELECTRIC | 1002 | N/A | G | 126 | JOHNSON | 105 | 350 | 490 | 490 | 490 | 490 | N
171 | STEAM-ELECTRIC CONSERVATION | Steam-electric conservation | G | 3 | CONSERVATION | 3 | OTHER CONSERVATION | 1 | NO INFRASTRUCTURE |  | 928 | 2595 | CONSERVATION | G | 147 | LIMESTONE | 12 | BRAZOS | 3 | CONSERVATION | 1 | NO WATER QUALITY IMPROVEMENTS |  | 2090 | 1 | Steam-electric conservation | 2447 | STEAM ELECTRIC POWER, LIMESTONE | G | WUG | STEAM ELECTRIC | 1002 | N/A |  | N | 2010 | 2010 | 0 | 0 | 0 | 0 | 0 | 0 | 0 | 0 | 2447 | STEAM ELECTRIC POWER, LIMESTONE | G | WUG | STEAM ELECTRIC | 1002 | N/A | G | 147 | LIMESTONE | 670 | 1130 | 1849 | 2176 | 2573 | 3058 | N
171 | STEAM-ELECTRIC CONSERVATION | Steam-electric conservation | G | 3 | CONSERVATION | 3 | OTHER CONSERVATION | 1 | NO INFRASTRUCTURE |  | 961 | 2600 | CONSERVATION | G | 166 | MILAM | 12 | BRAZOS | 3 | CONSERVATION | 1 | NO WATER QUALITY IMPROVEMENTS |  | 2093 | 1 | Steam-electric conservation | 2453 | STEAM ELECTRIC POWER, MILAM | G | WUG | STEAM ELECTRIC | 1002 | N/A |  | N | 2010 | 2010 | 0 | 0 | 0 | 0 | 0 | 0 | 0 | 0 | 2453 | STEAM ELECTRIC POWER, MILAM | G | WUG | STEAM ELECTRIC | 1002 | N/A | G | 166 | MILAM | 375 | 625 | 875 | 875 | 1120 | 1120 | N
171 | STEAM-ELECTRIC CONSERVATION | Steam-electric conservation | G | 3 | CONSERVATION | 3 | OTHER CONSERVATION | 1 | NO INFRASTRUCTURE |  | 1055 | 2606 | CONSERVATION | G | 198 | ROBERTSON | 12 | BRAZOS | 3 | CONSERVATION | 1 | NO WATER QUALITY IMPROVEMENTS |  | 2100 | 1 | Steam-electric conservation | 2467 | STEAM ELECTRIC POWER, ROBERTSON | G | WUG | STEAM ELECTRIC | 1002 | N/A |  | N | 2010 | 2010 | 0 | 0 | 0 | 0 | 0 | 0 | 0 | 0 | 2467 | STEAM ELECTRIC POWER, ROBERTSON | G | WUG | STEAM ELECTRIC | 1002 | N/A | G | 198 | ROBERTSON | 474 | 894 | 2178 | 2546 | 3368 | 3522 | N
779 | STONEWALL, KENT, AND GARZA CHLORIDE CONTROL PROJECT | Stonewall, Kent, and Garza chloride control project | G | 5 | EXISTING SOURCE OR EXPANDED USE OF AN EXISTING SOURCE (SURFACE WATER OR GROUNDWATER) | 5 | OTHER SURFACE WATER | 6 | OTHER INFRASTRUCTURE |  | 2254 | 3981 | BRAZOS RIVER AUTHORITY MAIN STEM LAKE/RESERVOIR SYSTEM | G | 999 | RESERVOIR | 12 | BRAZOS | 0 | SURFACE WATER | 1 | NO WATER QUALITY IMPROVEMENTS |  | 2017 | 1 | Stonewall, Kent, and Garza chloride control project | 14 | BRAZOS RIVER AUTHORITY | G | WWP | WWP | N/A | N/A |  | N | 2010 | 2020 | 0 | 14231000 | 14231000 | 14231000 | 0 | 0 | 163226000 | 20 | 628 | COUNTY-OTHER, STONEWALL | G | WUG | MUNICIPAL | 757 | COUNTY-OTHER | G | 217 | STONEWALL | 0 | 0 | 0 | 0 | 0 | 0 | N
796 | STORAGE ABOVE CANYON RESERVOIR (ASR) | Storage above Canyon Reservoir (aquifer storage and recovery) | L | 1 | AQUIFER STORAGE AND RECOVERY | 10 | OTHER - ASR | 6 | OTHER INFRASTRUCTURE |  | 2189 | 4393 | GUADALUPE RIVER RUN-OF-RIVER | L | 130 | KENDALL | 18 | GUADALUPE | 0 | SURFACE WATER | 1 | NO WATER QUALITY IMPROVEMENTS |  | 6146 | 1 | Storage above Canyon Reservoir (aquifer storage and recovery) | 541 | COUNTY-OTHER, KENDALL | L | WUG | MUNICIPAL | 757 | COUNTY-OTHER |  | N | 2020 | 2020 | 0 | 4361460 | 4361460 | 1598260 | 1598260 | 1230880 | 0 | 0 | 541 | COUNTY-OTHER, KENDALL | L | WUG | MUNICIPAL | 757 | COUNTY-OTHER | L | 130 | KENDALL | 0 | 3140 | 3140 | 3140 | 3140 | 3140 | Y
796 | STORAGE ABOVE CANYON RESERVOIR (ASR) | Storage above Canyon Reservoir (aquifer storage and recovery) | L | 1 | AQUIFER STORAGE AND RECOVERY | 10 | OTHER - ASR | 6 | OTHER INFRASTRUCTURE |  | 2189 | 4393 | GUADALUPE RIVER RUN-OF-RIVER | L | 130 | KENDALL | 18 | GUADALUPE | 0 | SURFACE WATER | 1 | NO WATER QUALITY IMPROVEMENTS |  | 6146 | 1 | Storage above Canyon Reservoir (aquifer storage and recovery) | 65 | GUADALUPE BLANCO RIVER AUTHORITY | L | WWP | WWP | N/A | N/A |  | Y | 2010 | 2020 | 0 | 5564080 | 5564080 | 1843180 | 1843180 | 1843180 | 37326000 | 20 | 541 | COUNTY-OTHER, KENDALL | L | WUG | MUNICIPAL | 757 | COUNTY-OTHER | L | 130 | KENDALL | 0 | 3140 | 3140 | 3140 | 3140 | 3140 | N
775 | STORAGE REALLOCATION OF FEDERAL RESERVOIRS - LAKE AQUILLA | Storage reallocation of federal reservoirs - Lake Aquilla | G | 6 | NEW SURFACE WATER OR NEW GROUNDWATER SOURCE | 5 | OTHER SURFACE WATER | 1 | NO INFRASTRUCTURE | THERE ARE NO CAPITAL COSTS NOR DEBT SERVICE ASSOCIATED WITH THIS PROJECT. | 2207 | 3979 | BRAZOS RIVER AUTHORITY AQUILLA LAKE/RESERVOIR SYSTEM | G | 999 | RESERVOIR | 12 | BRAZOS | 0 | SURFACE WATER | 1 | NO WATER QUALITY IMPROVEMENTS |  | 2534 | 2 | Storage reallocation of federal reservoirs - Lake Aquilla | 5 | AQUILLA WSD | G | WWP | WWP | N/A | N/A |  | Y | 2040 | 2040 | 0 | 0 | 0 | 0 | 0 | 0 | 0 | 0 | 279 | BRANDON-IRENE WSC | G | WUG | MUNICIPAL | 4029 | UTILITY | G | 109 | HILL | 0 | 0 | 0 | 17 | 34 | 52 | Y
775 | STORAGE REALLOCATION OF FEDERAL RESERVOIRS - LAKE AQUILLA | Storage reallocation of federal reservoirs - Lake Aquilla | G | 6 | NEW SURFACE WATER OR NEW GROUNDWATER SOURCE | 5 | OTHER SURFACE WATER | 1 | NO INFRASTRUCTURE | THERE ARE NO CAPITAL COSTS NOR DEBT SERVICE ASSOCIATED WITH THIS PROJECT. | 2207 | 3979 | BRAZOS RIVER AUTHORITY AQUILLA LAKE/RESERVOIR SYSTEM | G | 999 | RESERVOIR | 12 | BRAZOS | 0 | SURFACE WATER | 1 | NO WATER QUALITY IMPROVEMENTS |  | 2534 | 2 | Storage reallocation of federal reservoirs - Lake Aquilla | 5 | AQUILLA WSD | G | WWP | WWP | N/A | N/A |  | Y | 2040 | 2040 | 0 | 0 | 0 | 0 | 0 | 0 | 0 | 0 | 520 | COUNTY-OTHER, HILL | G | WUG | MUNICIPAL | 757 | COUNTY-OTHER | G | 109 | HILL | 0 | 0 | 0 | 29 | 57 | 85 | Y
775 | STORAGE REALLOCATION OF FEDERAL RESERVOIRS - LAKE AQUILLA | Storage reallocation of federal reservoirs - Lake Aquilla | G | 6 | NEW SURFACE WATER OR NEW GROUNDWATER SOURCE | 5 | OTHER SURFACE WATER | 1 | NO INFRASTRUCTURE | THERE ARE NO CAPITAL COSTS NOR DEBT SERVICE ASSOCIATED WITH THIS PROJECT. | 2207 | 3979 | BRAZOS RIVER AUTHORITY AQUILLA LAKE/RESERVOIR SYSTEM | G | 999 | RESERVOIR | 12 | BRAZOS | 0 | SURFACE WATER | 1 | NO WATER QUALITY IMPROVEMENTS |  | 2534 | 2 | Storage reallocation of federal reservoirs - Lake Aquilla | 5 | AQUILLA WSD | G | WWP | WWP | N/A | N/A |  | Y | 2040 | 2040 | 0 | 0 | 0 | 0 | 0 | 0 | 0 | 0 | 779 | FILES VALLEY WSC | G | WUG | MUNICIPAL | 4112 | UTILITY | G | 109 | HILL | 0 | 0 | 0 | 69 | 138 | 207 | Y
775 | STORAGE REALLOCATION OF FEDERAL RESERVOIRS - LAKE AQUILLA | Storage reallocation of federal reservoirs - Lake Aquilla | G | 6 | NEW SURFACE WATER OR NEW GROUNDWATER SOURCE | 5 | OTHER SURFACE WATER | 1 | NO INFRASTRUCTURE | THERE ARE NO CAPITAL COSTS NOR DEBT SERVICE ASSOCIATED WITH THIS PROJECT. | 2207 | 3979 | BRAZOS RIVER AUTHORITY AQUILLA LAKE/RESERVOIR SYSTEM | G | 999 | RESERVOIR | 12 | BRAZOS | 0 | SURFACE WATER | 1 | NO WATER QUALITY IMPROVEMENTS |  | 2534 | 2 | Storage reallocation of federal reservoirs - Lake Aquilla | 5 | AQUILLA WSD | G | WWP | WWP | N/A | N/A |  | Y | 2040 | 2040 | 0 | 0 | 0 | 0 | 0 | 0 | 0 | 0 | 948 | HILLSBORO | G | WUG | MUNICIPAL | 278 | CITY | G | 109 | HILL | 0 | 0 | 0 | 260 | 516 | 655 | Y
775 | STORAGE REALLOCATION OF FEDERAL RESERVOIRS - LAKE AQUILLA | Storage reallocation of federal reservoirs - Lake Aquilla | G | 6 | NEW SURFACE WATER OR NEW GROUNDWATER SOURCE | 5 | OTHER SURFACE WATER | 1 | NO INFRASTRUCTURE | THERE ARE NO CAPITAL COSTS NOR DEBT SERVICE ASSOCIATED WITH THIS PROJECT. | 2207 | 3979 | BRAZOS RIVER AUTHORITY AQUILLA LAKE/RESERVOIR SYSTEM | G | 999 | RESERVOIR | 12 | BRAZOS | 0 | SURFACE WATER | 1 | NO WATER QUALITY IMPROVEMENTS |  | 2534 | 1 | Storage reallocation of federal reservoirs - Lake Aquilla | 14 | BRAZOS RIVER AUTHORITY | G | WWP | WWP | N/A | N/A |  | N | 2040 | 2040 | 0 | 0 | 0 | 832000 | 832000 | 832000 | 11447000 | 30 | 5 | AQUILLA WSD | G | WWP | WWP | N/A | N/A | G | 109 | HILL | 0 | 0 | 0 | 375 | 745 | 999 | N
775 | STORAGE REALLOCATION OF FEDERAL RESERVOIRS - LAKE AQUILLA | Storage reallocation of federal reservoirs - Lake Aquilla | G | 6 | NEW SURFACE WATER OR NEW GROUNDWATER SOURCE | 5 | OTHER SURFACE WATER | 1 | NO INFRASTRUCTURE | THERE ARE NO CAPITAL COSTS NOR DEBT SERVICE ASSOCIATED WITH THIS PROJECT. | 2207 | 3979 | BRAZOS RIVER AUTHORITY AQUILLA LAKE/RESERVOIR SYSTEM | G | 999 | RESERVOIR | 12 | BRAZOS | 0 | SURFACE WATER | 1 | NO WATER QUALITY IMPROVEMENTS |  | 2534 | 1 | Storage reallocation of federal reservoirs - Lake Aquilla | 14 | BRAZOS RIVER AUTHORITY | G | WWP | WWP | N/A | N/A |  | N | 2040 | 2040 | 0 | 0 | 0 | 832000 | 832000 | 832000 | 11447000 | 30 | 14 | BRAZOS RIVER AUTHORITY - FUTURE CUSTOMER/SURPLUS SUPPLY | G | WWP | MUNICIPAL | N/A | N/A | G | 155 | MCLENNAN | 0 | 0 | 0 | 1675 | 1305 | 1051 | N
204 | SUBORDINATION | Subordination | F | 5 | EXISTING SOURCE OR EXPANDED USE OF AN EXISTING SOURCE (SURFACE WATER OR GROUNDWATER) | 5 | OTHER SURFACE WATER | 1 | NO INFRASTRUCTURE |  | 609 | 335 | BALLINGER/MOONEN LAKE/RESERVOIR | F | 999 | RESERVOIR | 14 | COLORADO | 0 | SURFACE WATER | 1 | NO WATER QUALITY IMPROVEMENTS |  | 3401 | 1 | Subordination | 215 | BALLINGER | F | WUG | MUNICIPAL | 35 | CITY |  | N | 2010 | 2010 | 0 | 0 | 0 | 0 | 0 | 0 | 0 | 0 | 215 | BALLINGER | F | WUG | MUNICIPAL | 35 | CITY | F | 200 | RUNNELS | 917 | 930 | 920 | 910 | 900 | 890 | N
204 | SUBORDINATION | Subordination | F | 5 | EXISTING SOURCE OR EXPANDED USE OF AN EXISTING SOURCE (SURFACE WATER OR GROUNDWATER) | 5 | OTHER SURFACE WATER | 1 | NO INFRASTRUCTURE |  | 609 | 335 | BALLINGER/MOONEN LAKE/RESERVOIR | F | 999 | RESERVOIR | 14 | COLORADO | 0 | SURFACE WATER | 1 | NO WATER QUALITY IMPROVEMENTS |  | 3415 | 1 | Subordination | 611 | COUNTY-OTHER, RUNNELS | F | WUG | MUNICIPAL | 757 | COUNTY-OTHER | Costs associated with City of Ballinger | N | 2010 | 2010 | 0 | 0 | 0 | 0 | 0 | 0 | 0 | 0 | 611 | COUNTY-OTHER, RUNNELS | F | WUG | MUNICIPAL | 757 | COUNTY-OTHER | F | 200 | RUNNELS | 23 | 0 | 0 | 0 | 0 | 0 | N
204 | SUBORDINATION | Subordination | F | 5 | EXISTING SOURCE OR EXPANDED USE OF AN EXISTING SOURCE (SURFACE WATER OR GROUNDWATER) | 5 | OTHER SURFACE WATER | 1 | NO INFRASTRUCTURE |  | 610 | 334 | BRADY CREEK LAKE/RESERVOIR | F | 999 | RESERVOIR | 14 | COLORADO | 0 | SURFACE WATER | 1 | NO WATER QUALITY IMPROVEMENTS |  | 3404 | 1 | Subordination | 278 | BRADY | F | WUG | MUNICIPAL | 71 | CITY | The ability to use this water for Brady is limited to 1350 af/y due to treatment and delivery capacity. | N | 2010 | 2010 | 0 | 0 | 0 | 0 | 0 | 0 | 0 | 0 | 278 | BRADY | F | WUG | MUNICIPAL | 71 | CITY | F | 154 | MCCULLOCH | 2170 | 2170 | 2170 | 2170 | 2170 | 2170 | N
204 | SUBORDINATION | Subordination | F | 5 | EXISTING SOURCE OR EXPANDED USE OF AN EXISTING SOURCE (SURFACE WATER OR GROUNDWATER) | 5 | OTHER SURFACE WATER | 1 | NO INFRASTRUCTURE |  | 574 | 328 | COLEMAN LAKE/RESERVOIR | F | 999 | RESERVOIR | 14 | COLORADO | 0 | SURFACE WATER | 1 | NO WATER QUALITY IMPROVEMENTS |  | 3407 | 1 | Subordination | 378 | COLEMAN | F | WUG | MUNICIPAL | 123 | CITY | Only 2000 ac-ft available due to infrastructure limits. | N | 2010 | 2010 | 0 | 0 | 0 | 0 | 0 | 0 | 0 | 0 | 378 | COLEMAN | F | WUG | MUNICIPAL | 123 | CITY | F | 42 | COLEMAN | 1650 | 1651 | 1647 | 1645 | 1639 | 1631 | N
204 | SUBORDINATION | Subordination | F | 5 | EXISTING SOURCE OR EXPANDED USE OF AN EXISTING SOURCE (SURFACE WATER OR GROUNDWATER) | 5 | OTHER SURFACE WATER | 1 | NO INFRASTRUCTURE |  | 574 | 328 | COLEMAN LAKE/RESERVOIR | F | 999 | RESERVOIR | 14 | COLORADO | 0 | SURFACE WATER | 1 | NO WATER QUALITY IMPROVEMENTS |  | 3409 | 1 | Subordination | 379 | COLEMAN COUNTY WSC | F | WUG | MUNICIPAL | 4064 | UTILITY | Sales from Coleman | N | 2010 | 2010 | 0 | 0 | 0 | 0 | 0 | 0 | 0 | 0 | 379 | COLEMAN COUNTY WSC | F | WUG | MUNICIPAL | 4064 | UTILITY | F | 42 | COLEMAN | 126 | 114 | 109 | 103 | 101 | 99 | N
204 | SUBORDINATION | Subordination | F | 5 | EXISTING SOURCE OR EXPANDED USE OF AN EXISTING SOURCE (SURFACE WATER OR GROUNDWATER) | 5 | OTHER SURFACE WATER | 1 | NO INFRASTRUCTURE |  | 574 | 328 | COLEMAN LAKE/RESERVOIR | F | 999 | RESERVOIR | 14 | COLORADO | 0 | SURFACE WATER | 1 | NO WATER QUALITY IMPROVEMENTS |  | 3409 | 1 | Subordination | 379 | COLEMAN COUNTY WSC | F | WUG | MUNICIPAL | 4064 | UTILITY | Sales from Coleman | N | 2010 | 2010 | 0 | 0 | 0 | 0 | 0 | 0 | 0 | 0 | 379 | COLEMAN COUNTY WSC | F | WUG | MUNICIPAL | 4064 | UTILITY | F | 200 | RUNNELS | 18 | 30 | 39 | 48 | 56 | 66 | N
204 | SUBORDINATION | Subordination | F | 5 | EXISTING SOURCE OR EXPANDED USE OF AN EXISTING SOURCE (SURFACE WATER OR GROUNDWATER) | 5 | OTHER SURFACE WATER | 1 | NO INFRASTRUCTURE |  | 574 | 328 | COLEMAN LAKE/RESERVOIR | F | 999 | RESERVOIR | 14 | COLORADO | 0 | SURFACE WATER | 1 | NO WATER QUALITY IMPROVEMENTS |  | 3411 | 1 | Subordination | 453 | COUNTY-OTHER, COLEMAN | F | WUG | MUNICIPAL | 757 | COUNTY-OTHER | Sales from Coleman. | N | 2010 | 2010 | 0 | 0 | 0 | 0 | 0 | 0 | 0 | 0 | 453 | COUNTY-OTHER, COLEMAN | F | WUG | MUNICIPAL | 757 | COUNTY-OTHER | F | 42 | COLEMAN | 20 | 19 | 19 | 18 | 18 | 18 | N
204 | SUBORDINATION | Subordination | F | 5 | EXISTING SOURCE OR EXPANDED USE OF AN EXISTING SOURCE (SURFACE WATER OR GROUNDWATER) | 5 | OTHER SURFACE WATER | 1 | NO INFRASTRUCTURE |  | 574 | 328 | COLEMAN LAKE/RESERVOIR | F | 999 | RESERVOIR | 14 | COLORADO | 0 | SURFACE WATER | 1 | NO WATER QUALITY IMPROVEMENTS |  | 3421 | 1 | Subordination | 1019 | IRRIGATION, COLEMAN | F | WUG | IRRIGATION | 1004 | N/A | Sales from Coleman. Costs associated with City of Coleman. | N | 2010 | 2010 | 0 | 0 | 0 | 0 | 0 | 0 | 0 | 0 | 1019 | IRRIGATION, COLEMAN | F | WUG | IRRIGATION | 1004 | N/A | F | 42 | COLEMAN | 1348 | 1348 | 1348 | 1348 | 1348 | 1348 | N
204 | SUBORDINATION | Subordination | F | 5 | EXISTING SOURCE OR EXPANDED USE OF AN EXISTING SOURCE (SURFACE WATER OR GROUNDWATER) | 5 | OTHER SURFACE WATER | 1 | NO INFRASTRUCTURE |  | 574 | 328 | COLEMAN LAKE/RESERVOIR | F | 999 | RESERVOIR | 14 | COLORADO | 0 | SURFACE WATER | 1 | NO WATER QUALITY IMPROVEMENTS |  | 3425 | 1 | Subordination | 1649 | MANUFACTURING, COLEMAN | F | WUG | MANUFACTURING | 1001 | N/A | Sales from Coleman. Costs associated with City of Coleman. | N | 2010 | 2010 | 0 | 0 | 0 | 0 | 0 | 0 | 0 | 0 | 1649 | MANUFACTURING, COLEMAN | F | WUG | MANUFACTURING | 1001 | N/A | F | 42 | COLEMAN | 6 | 6 | 6 | 6 | 6 | 6 | N
204 | SUBORDINATION | Subordination | F | 5 | EXISTING SOURCE OR EXPANDED USE OF AN EXISTING SOURCE (SURFACE WATER OR GROUNDWATER) | 5 | OTHER SURFACE WATER | 1 | NO INFRASTRUCTURE |  | 574 | 328 | COLEMAN LAKE/RESERVOIR | F | 999 | RESERVOIR | 14 | COLORADO | 0 | SURFACE WATER | 1 | NO WATER QUALITY IMPROVEMENTS |  | 3435 | 1 | Subordination | 1881 | MINING, COLEMAN | F | WUG | MINING | 1003 | N/A | Sales from Coleman. Costs associated with City of Coleman. | N | 2010 | 2010 | 0 | 0 | 0 | 0 | 0 | 0 | 0 | 0 | 1881 | MINING, COLEMAN | F | WUG | MINING | 1003 | N/A | F | 42 | COLEMAN | 17 | 18 | 18 | 18 | 18 | 18 | N
204 | SUBORDINATION | Subordination | F | 5 | EXISTING SOURCE OR EXPANDED USE OF AN EXISTING SOURCE (SURFACE WATER OR GROUNDWATER) | 5 | OTHER SURFACE WATER | 1 | NO INFRASTRUCTURE |  | 612 | 337 | COLORADO CITY-CHAMPION LAKE/RESERVOIR SYSTEM | F | 999 | RESERVOIR | 14 | COLORADO | 0 | SURFACE WATER | 1 | NO WATER QUALITY IMPROVEMENTS |  | 3446 | 1 | Subordination | 2454 | STEAM ELECTRIC POWER, MITCHELL | F | WUG | STEAM ELECTRIC | 1002 | N/A |  | N | 2010 | 2010 | 0 | 0 | 0 | 0 | 0 | 0 | 0 | 0 | 2454 | STEAM ELECTRIC POWER, MITCHELL | F | WUG | STEAM ELECTRIC | 1002 | N/A | F | 168 | MITCHELL | 5023 | 4847 | 4670 | 4493 | 4317 | 4140 | N
204 | SUBORDINATION | Subordination | F | 5 | EXISTING SOURCE OR EXPANDED USE OF AN EXISTING SOURCE (SURFACE WATER OR GROUNDWATER) | 5 | OTHER SURFACE WATER | 1 | NO INFRASTRUCTURE |  | 608 | 326 | COLORADO RIVER MWD LAKE/RESERVOIR SYSTEM | F | 999 | RESERVOIR | 14 | COLORADO | 0 | SURFACE WATER | 1 | NO WATER QUALITY IMPROVEMENTS |  | 3402 | 1 | Subordination | 32 | COLORADO RIVER MWD | F | WWP | WWP | N/A | N/A |  | N | 2010 | 2010 | 0 | 0 | 0 | 0 | 0 | 0 | 0 | 0 | 215 | BALLINGER | F | WUG | MUNICIPAL | 35 | CITY | F | 200 | RUNNELS | 343 | 356 | 227 | 243 | 0 | 0 | N
204 | SUBORDINATION | Subordination | F | 5 | EXISTING SOURCE OR EXPANDED USE OF AN EXISTING SOURCE (SURFACE WATER OR GROUNDWATER) | 5 | OTHER SURFACE WATER | 1 | NO INFRASTRUCTURE |  | 608 | 326 | COLORADO RIVER MWD LAKE/RESERVOIR SYSTEM | F | 999 | RESERVOIR | 14 | COLORADO | 0 | SURFACE WATER | 1 | NO WATER QUALITY IMPROVEMENTS |  | 3402 | 1 | Subordination | 32 | COLORADO RIVER MWD | F | WWP | WWP | N/A | N/A |  | N | 2010 | 2010 | 0 | 0 | 0 | 0 | 0 | 0 | 0 | 0 | 255 | BIG SPRING | F | WUG | MUNICIPAL | 58 | CITY | F | 114 | HOWARD | 1345 | 1672 | 24 | 299 | 491 | 796 | N
204 | SUBORDINATION | Subordination | F | 5 | EXISTING SOURCE OR EXPANDED USE OF AN EXISTING SOURCE (SURFACE WATER OR GROUNDWATER) | 5 | OTHER SURFACE WATER | 1 | NO INFRASTRUCTURE |  | 608 | 326 | COLORADO RIVER MWD LAKE/RESERVOIR SYSTEM | F | 999 | RESERVOIR | 14 | COLORADO | 0 | SURFACE WATER | 1 | NO WATER QUALITY IMPROVEMENTS |  | 3402 | 1 | Subordination | 32 | COLORADO RIVER MWD | F | WWP | WWP | N/A | N/A |  | N | 2010 | 2010 | 0 | 0 | 0 | 0 | 0 | 0 | 0 | 0 | 375 | COAHOMA | F | WUG | MUNICIPAL | 120 | CITY | F | 114 | HOWARD | 49 | 61 | 1 | 11 | 18 | 29 | N
204 | SUBORDINATION | Subordination | F | 5 | EXISTING SOURCE OR EXPANDED USE OF AN EXISTING SOURCE (SURFACE WATER OR GROUNDWATER) | 5 | OTHER SURFACE WATER | 1 | NO INFRASTRUCTURE |  | 608 | 326 | COLORADO RIVER MWD LAKE/RESERVOIR SYSTEM | F | 999 | RESERVOIR | 14 | COLORADO | 0 | SURFACE WATER | 1 | NO WATER QUALITY IMPROVEMENTS |  | 3402 | 1 | Subordination | 32 | COLORADO RIVER MWD | F | WWP | WWP | N/A | N/A |  | N | 2010 | 2010 | 0 | 0 | 0 | 0 | 0 | 0 | 0 | 0 | 32 | COLORADO RIVER MWD - FUTURE CUSTOMER/SURPLUS SUPPLY | F | WWP | MUNICIPAL | N/A | N/A | F | 114 | HOWARD | 32447 | 27657 | 33056 | 30488 | 27842 | 24702 | N
204 | SUBORDINATION | Subordination | F | 5 | EXISTING SOURCE OR EXPANDED USE OF AN EXISTING SOURCE (SURFACE WATER OR GROUNDWATER) | 5 | OTHER SURFACE WATER | 1 | NO INFRASTRUCTURE |  | 608 | 326 | COLORADO RIVER MWD LAKE/RESERVOIR SYSTEM | F | 999 | RESERVOIR | 14 | COLORADO | 0 | SURFACE WATER | 1 | NO WATER QUALITY IMPROVEMENTS |  | 3402 | 1 | Subordination | 32 | COLORADO RIVER MWD | F | WWP | WWP | N/A | N/A |  | N | 2010 | 2010 | 0 | 0 | 0 | 0 | 0 | 0 | 0 | 0 | 452 | COUNTY-OTHER, COKE | F | WUG | MUNICIPAL | 757 | COUNTY-OTHER | F | 41 | COKE | 28 | 32 | 0 | 6 | 9 | 15 | N
204 | SUBORDINATION | Subordination | F | 5 | EXISTING SOURCE OR EXPANDED USE OF AN EXISTING SOURCE (SURFACE WATER OR GROUNDWATER) | 5 | OTHER SURFACE WATER | 1 | NO INFRASTRUCTURE |  | 608 | 326 | COLORADO RIVER MWD LAKE/RESERVOIR SYSTEM | F | 999 | RESERVOIR | 14 | COLORADO | 0 | SURFACE WATER | 1 | NO WATER QUALITY IMPROVEMENTS |  | 3402 | 1 | Subordination | 32 | COLORADO RIVER MWD | F | WWP | WWP | N/A | N/A |  | N | 2010 | 2010 | 0 | 0 | 0 | 0 | 0 | 0 | 0 | 0 | 619 | COUNTY-OTHER, SCURRY | F | WUG | MUNICIPAL | 757 | COUNTY-OTHER | F | 208 | SCURRY | 54 | 66 | 1 | 12 | 20 | 33 | N
204 | SUBORDINATION | Subordination | F | 5 | EXISTING SOURCE OR EXPANDED USE OF AN EXISTING SOURCE (SURFACE WATER OR GROUNDWATER) | 5 | OTHER SURFACE WATER | 1 | NO INFRASTRUCTURE |  | 608 | 326 | COLORADO RIVER MWD LAKE/RESERVOIR SYSTEM | F | 999 | RESERVOIR | 14 | COLORADO | 0 | SURFACE WATER | 1 | NO WATER QUALITY IMPROVEMENTS |  | 3402 | 1 | Subordination | 32 | COLORADO RIVER MWD | F | WWP | WWP | N/A | N/A |  | N | 2010 | 2010 | 0 | 0 | 0 | 0 | 0 | 0 | 0 | 0 | 739 | ECTOR COUNTY UD | F | WUG | MUNICIPAL | 4100 | UTILITY | F | 68 | ECTOR | 400 | 613 | 11 | 151 | 272 | 478 | N
204 | SUBORDINATION | Subordination | F | 5 | EXISTING SOURCE OR EXPANDED USE OF AN EXISTING SOURCE (SURFACE WATER OR GROUNDWATER) | 5 | OTHER SURFACE WATER | 1 | NO INFRASTRUCTURE |  | 608 | 326 | COLORADO RIVER MWD LAKE/RESERVOIR SYSTEM | F | 999 | RESERVOIR | 14 | COLORADO | 0 | SURFACE WATER | 1 | NO WATER QUALITY IMPROVEMENTS |  | 3402 | 1 | Subordination | 32 | COLORADO RIVER MWD | F | WWP | WWP | N/A | N/A |  | N | 2010 | 2010 | 0 | 0 | 0 | 0 | 0 | 0 | 0 | 0 | 1663 | MANUFACTURING, ECTOR | F | WUG | MANUFACTURING | 1001 | N/A | F | 68 | ECTOR | 366 | 149 | 3 | 46 | 86 | 158 | N
204 | SUBORDINATION | Subordination | F | 5 | EXISTING SOURCE OR EXPANDED USE OF AN EXISTING SOURCE (SURFACE WATER OR GROUNDWATER) | 5 | OTHER SURFACE WATER | 1 | NO INFRASTRUCTURE |  | 608 | 326 | COLORADO RIVER MWD LAKE/RESERVOIR SYSTEM | F | 999 | RESERVOIR | 14 | COLORADO | 0 | SURFACE WATER | 1 | NO WATER QUALITY IMPROVEMENTS |  | 3402 | 1 | Subordination | 32 | COLORADO RIVER MWD | F | WWP | WWP | N/A | N/A |  | N | 2010 | 2010 | 0 | 0 | 0 | 0 | 0 | 0 | 0 | 0 | 1699 | MANUFACTURING, HOWARD | F | WUG | MANUFACTURING | 1001 | N/A | F | 114 | HOWARD | 267 | 349 | 5 | 71 | 124 | 220 | N
204 | SUBORDINATION | Subordination | F | 5 | EXISTING SOURCE OR EXPANDED USE OF AN EXISTING SOURCE (SURFACE WATER OR GROUNDWATER) | 5 | OTHER SURFACE WATER | 1 | NO INFRASTRUCTURE |  | 608 | 326 | COLORADO RIVER MWD LAKE/RESERVOIR SYSTEM | F | 999 | RESERVOIR | 14 | COLORADO | 0 | SURFACE WATER | 1 | NO WATER QUALITY IMPROVEMENTS |  | 3402 | 1 | Subordination | 32 | COLORADO RIVER MWD | F | WWP | WWP | N/A | N/A |  | N | 2010 | 2010 | 0 | 0 | 0 | 0 | 0 | 0 | 0 | 0 | 1835 | MIDLAND | F | WUG | MUNICIPAL | 404 | CITY | F | 165 | MIDLAND | 4488 | 6152 | 211 | 324 | 438 | 553 | N
204 | SUBORDINATION | Subordination | F | 5 | EXISTING SOURCE OR EXPANDED USE OF AN EXISTING SOURCE (SURFACE WATER OR GROUNDWATER) | 5 | OTHER SURFACE WATER | 1 | NO INFRASTRUCTURE |  | 608 | 326 | COLORADO RIVER MWD LAKE/RESERVOIR SYSTEM | F | 999 | RESERVOIR | 14 | COLORADO | 0 | SURFACE WATER | 1 | NO WATER QUALITY IMPROVEMENTS |  | 3402 | 1 | Subordination | 32 | COLORADO RIVER MWD | F | WWP | WWP | N/A | N/A |  | N | 2010 | 2010 | 0 | 0 | 0 | 0 | 0 | 0 | 0 | 0 | 1840 | MILLERSVIEW-DOOLE WSC | F | WUG | MUNICIPAL | 4256 | UTILITY | F | 48 | CONCHO | 43 | 44 | 21 | 22 | 0 | 0 | N
204 | SUBORDINATION | Subordination | F | 5 | EXISTING SOURCE OR EXPANDED USE OF AN EXISTING SOURCE (SURFACE WATER OR GROUNDWATER) | 5 | OTHER SURFACE WATER | 1 | NO INFRASTRUCTURE |  | 608 | 326 | COLORADO RIVER MWD LAKE/RESERVOIR SYSTEM | F | 999 | RESERVOIR | 14 | COLORADO | 0 | SURFACE WATER | 1 | NO WATER QUALITY IMPROVEMENTS |  | 3402 | 1 | Subordination | 32 | COLORADO RIVER MWD | F | WWP | WWP | N/A | N/A |  | N | 2010 | 2010 | 0 | 0 | 0 | 0 | 0 | 0 | 0 | 0 | 1840 | MILLERSVIEW-DOOLE WSC | F | WUG | MUNICIPAL | 4256 | UTILITY | F | 154 | MCCULLOCH | 85 | 86 | 41 | 44 | 0 | 0 | N
204 | SUBORDINATION | Subordination | F | 5 | EXISTING SOURCE OR EXPANDED USE OF AN EXISTING SOURCE (SURFACE WATER OR GROUNDWATER) | 5 | OTHER SURFACE WATER | 1 | NO INFRASTRUCTURE |  | 608 | 326 | COLORADO RIVER MWD LAKE/RESERVOIR SYSTEM | F | 999 | RESERVOIR | 14 | COLORADO | 0 | SURFACE WATER | 1 | NO WATER QUALITY IMPROVEMENTS |  | 3402 | 1 | Subordination | 32 | COLORADO RIVER MWD | F | WWP | WWP | N/A | N/A |  | N | 2010 | 2010 | 0 | 0 | 0 | 0 | 0 | 0 | 0 | 0 | 1840 | MILLERSVIEW-DOOLE WSC | F | WUG | MUNICIPAL | 4256 | UTILITY | F | 200 | RUNNELS | 32 | 33 | 15 | 17 | 0 | 0 | N
204 | SUBORDINATION | Subordination | F | 5 | EXISTING SOURCE OR EXPANDED USE OF AN EXISTING SOURCE (SURFACE WATER OR GROUNDWATER) | 5 | OTHER SURFACE WATER | 1 | NO INFRASTRUCTURE |  | 608 | 326 | COLORADO RIVER MWD LAKE/RESERVOIR SYSTEM | F | 999 | RESERVOIR | 14 | COLORADO | 0 | SURFACE WATER | 1 | NO WATER QUALITY IMPROVEMENTS |  | 3402 | 1 | Subordination | 32 | COLORADO RIVER MWD | F | WWP | WWP | N/A | N/A |  | N | 2010 | 2010 | 0 | 0 | 0 | 0 | 0 | 0 | 0 | 0 | 1840 | MILLERSVIEW-DOOLE WSC | F | WUG | MUNICIPAL | 4256 | UTILITY | F | 226 | TOM GREEN | 81 | 93 | 50 | 60 | 0 | 0 | N
204 | SUBORDINATION | Subordination | F | 5 | EXISTING SOURCE OR EXPANDED USE OF AN EXISTING SOURCE (SURFACE WATER OR GROUNDWATER) | 5 | OTHER SURFACE WATER | 1 | NO INFRASTRUCTURE |  | 608 | 326 | COLORADO RIVER MWD LAKE/RESERVOIR SYSTEM | F | 999 | RESERVOIR | 14 | COLORADO | 0 | SURFACE WATER | 1 | NO WATER QUALITY IMPROVEMENTS |  | 3402 | 1 | Subordination | 32 | COLORADO RIVER MWD | F | WWP | WWP | N/A | N/A |  | N | 2010 | 2010 | 0 | 0 | 0 | 0 | 0 | 0 | 0 | 0 | 1880 | MINING, COKE | F | WUG | MINING | 1003 | N/A | F | 41 | COKE | 86 | 119 | 2 | 24 | 43 | 72 | N
204 | SUBORDINATION | Subordination | F | 5 | EXISTING SOURCE OR EXPANDED USE OF AN EXISTING SOURCE (SURFACE WATER OR GROUNDWATER) | 5 | OTHER SURFACE WATER | 1 | NO INFRASTRUCTURE |  | 608 | 326 | COLORADO RIVER MWD LAKE/RESERVOIR SYSTEM | F | 999 | RESERVOIR | 14 | COLORADO | 0 | SURFACE WATER | 1 | NO WATER QUALITY IMPROVEMENTS |  | 3402 | 1 | Subordination | 32 | COLORADO RIVER MWD | F | WWP | WWP | N/A | N/A |  | N | 2010 | 2010 | 0 | 0 | 0 | 0 | 0 | 0 | 0 | 0 | 1943 | MINING, HOWARD | F | WUG | MINING | 1003 | N/A | F | 114 | HOWARD | 400 | 523 | 9 | 101 | 171 | 285 | N
204 | SUBORDINATION | Subordination | F | 5 | EXISTING SOURCE OR EXPANDED USE OF AN EXISTING SOURCE (SURFACE WATER OR GROUNDWATER) | 5 | OTHER SURFACE WATER | 1 | NO INFRASTRUCTURE |  | 608 | 326 | COLORADO RIVER MWD LAKE/RESERVOIR SYSTEM | F | 999 | RESERVOIR | 14 | COLORADO | 0 | SURFACE WATER | 1 | NO WATER QUALITY IMPROVEMENTS |  | 3402 | 1 | Subordination | 32 | COLORADO RIVER MWD | F | WWP | WWP | N/A | N/A |  | N | 2010 | 2010 | 0 | 0 | 0 | 0 | 0 | 0 | 0 | 0 | 111 | ODESSA | F | BOTH | MUNICIPAL | 438 | CITY | F | 68 | ECTOR | 4019 | 5611 | 59 | 1085 | 1913 | 3314 | N
204 | SUBORDINATION | Subordination | F | 5 | EXISTING SOURCE OR EXPANDED USE OF AN EXISTING SOURCE (SURFACE WATER OR GROUNDWATER) | 5 | OTHER SURFACE WATER | 1 | NO INFRASTRUCTURE |  | 608 | 326 | COLORADO RIVER MWD LAKE/RESERVOIR SYSTEM | F | 999 | RESERVOIR | 14 | COLORADO | 0 | SURFACE WATER | 1 | NO WATER QUALITY IMPROVEMENTS |  | 3402 | 1 | Subordination | 32 | COLORADO RIVER MWD | F | WWP | WWP | N/A | N/A |  | N | 2010 | 2010 | 0 | 0 | 0 | 0 | 0 | 0 | 0 | 0 | 111 | ODESSA | F | BOTH | MUNICIPAL | 438 | CITY | F | 165 | MIDLAND | 186 | 176 | 28 | 66 | 97 | 150 | N
204 | SUBORDINATION | Subordination | F | 5 | EXISTING SOURCE OR EXPANDED USE OF AN EXISTING SOURCE (SURFACE WATER OR GROUNDWATER) | 5 | OTHER SURFACE WATER | 1 | NO INFRASTRUCTURE |  | 608 | 326 | COLORADO RIVER MWD LAKE/RESERVOIR SYSTEM | F | 999 | RESERVOIR | 14 | COLORADO | 0 | SURFACE WATER | 1 | NO WATER QUALITY IMPROVEMENTS |  | 3402 | 1 | Subordination | 32 | COLORADO RIVER MWD | F | WWP | WWP | N/A | N/A |  | N | 2010 | 2010 | 0 | 0 | 0 | 0 | 0 | 0 | 0 | 0 | 2282 | ROBERT LEE | F | WUG | MUNICIPAL | 506 | CITY | F | 41 | COKE | 95 | 115 | 2 | 21 | 34 | 55 | N
204 | SUBORDINATION | Subordination | F | 5 | EXISTING SOURCE OR EXPANDED USE OF AN EXISTING SOURCE (SURFACE WATER OR GROUNDWATER) | 5 | OTHER SURFACE WATER | 1 | NO INFRASTRUCTURE |  | 608 | 326 | COLORADO RIVER MWD LAKE/RESERVOIR SYSTEM | F | 999 | RESERVOIR | 14 | COLORADO | 0 | SURFACE WATER | 1 | NO WATER QUALITY IMPROVEMENTS |  | 3402 | 1 | Subordination | 32 | COLORADO RIVER MWD | F | WWP | WWP | N/A | N/A |  | N | 2020 | 2020 | 0 | 0 | 0 | 0 | 0 | 0 | 0 | 0 | 125 | SAN ANGELO | F | BOTH | MUNICIPAL | 529 | CITY | F | 226 | TOM GREEN | 0 | 97 | 211 | 324 | 438 | 553 | N
204 | SUBORDINATION | Subordination | F | 5 | EXISTING SOURCE OR EXPANDED USE OF AN EXISTING SOURCE (SURFACE WATER OR GROUNDWATER) | 5 | OTHER SURFACE WATER | 1 | NO INFRASTRUCTURE |  | 608 | 326 | COLORADO RIVER MWD LAKE/RESERVOIR SYSTEM | F | 999 | RESERVOIR | 14 | COLORADO | 0 | SURFACE WATER | 1 | NO WATER QUALITY IMPROVEMENTS |  | 3402 | 1 | Subordination | 32 | COLORADO RIVER MWD | F | WWP | WWP | N/A | N/A |  | N | 2010 | 2010 | 0 | 0 | 0 | 0 | 0 | 0 | 0 | 0 | 2370 | SNYDER | F | WUG | MUNICIPAL | 565 | CITY | F | 208 | SCURRY | 513 | 641 | 9 | 117 | 194 | 315 | N
204 | SUBORDINATION | Subordination | F | 5 | EXISTING SOURCE OR EXPANDED USE OF AN EXISTING SOURCE (SURFACE WATER OR GROUNDWATER) | 5 | OTHER SURFACE WATER | 1 | NO INFRASTRUCTURE |  | 608 | 326 | COLORADO RIVER MWD LAKE/RESERVOIR SYSTEM | F | 999 | RESERVOIR | 14 | COLORADO | 0 | SURFACE WATER | 1 | NO WATER QUALITY IMPROVEMENTS |  | 3402 | 1 | Subordination | 32 | COLORADO RIVER MWD | F | WWP | WWP | N/A | N/A |  | N | 2010 | 2010 | 0 | 0 | 0 | 0 | 0 | 0 | 0 | 0 | 2400 | STANTON | F | WUG | MUNICIPAL | 579 | CITY | F | 159 | MARTIN | 0 | 0 | 0 | 0 | 0 | 0 | N
204 | SUBORDINATION | Subordination | F | 5 | EXISTING SOURCE OR EXPANDED USE OF AN EXISTING SOURCE (SURFACE WATER OR GROUNDWATER) | 5 | OTHER SURFACE WATER | 1 | NO INFRASTRUCTURE |  | 608 | 326 | COLORADO RIVER MWD LAKE/RESERVOIR SYSTEM | F | 999 | RESERVOIR | 14 | COLORADO | 0 | SURFACE WATER | 1 | NO WATER QUALITY IMPROVEMENTS |  | 3416 | 1 | Subordination | 611 | COUNTY-OTHER, RUNNELS | F | WUG | MUNICIPAL | 757 | COUNTY-OTHER | Sales from Ballinger through existing Millerview Doole contract. | N | 2010 | 2010 | 0 | 0 | 0 | 0 | 0 | 0 | 0 | 0 | 611 | COUNTY-OTHER, RUNNELS | F | WUG | MUNICIPAL | 757 | COUNTY-OTHER | F | 200 | RUNNELS | 193 | 177 | 148 | 116 | 0 | 0 | N
204 | SUBORDINATION | Subordination | F | 5 | EXISTING SOURCE OR EXPANDED USE OF AN EXISTING SOURCE (SURFACE WATER OR GROUNDWATER) | 5 | OTHER SURFACE WATER | 1 | NO INFRASTRUCTURE |  | 608 | 326 | COLORADO RIVER MWD LAKE/RESERVOIR SYSTEM | F | 999 | RESERVOIR | 14 | COLORADO | 0 | SURFACE WATER | 1 | NO WATER QUALITY IMPROVEMENTS |  | 3402 | 1 | Subordination | 1759 | MANUFACTURING, RUNNELS | F | WUG | MANUFACTURING | 1001 | N/A | Sales from Ballinger thorugh existing Millersview Doole Contract | N | 2010 | 2010 | 0 | 0 | 0 | 0 | 0 | 0 | 0 | 0 | 1759 | MANUFACTURING, RUNNELS | F | WUG | MANUFACTURING | 1001 | N/A | F | 200 | RUNNELS | 9 | 10 | 11 | 12 | 0 | 0 | N
204 | SUBORDINATION | Subordination | F | 5 | EXISTING SOURCE OR EXPANDED USE OF AN EXISTING SOURCE (SURFACE WATER OR GROUNDWATER) | 5 | OTHER SURFACE WATER | 1 | NO INFRASTRUCTURE |  | 613 | 3761 | EV SPENCE LAKE/RESERVOIR NON-SYSTEM PORTION | F | 999 | RESERVOIR | 14 | COLORADO | 0 | SURFACE WATER | 1 | NO WATER QUALITY IMPROVEMENTS |  | 3402 | 1 | Subordination | 32 | COLORADO RIVER MWD | F | WWP | WWP | N/A | N/A |  | N | 2010 | 2010 | 0 | 0 | 0 | 0 | 0 | 0 | 0 | 0 | 125 | SAN ANGELO | F | BOTH | MUNICIPAL | 529 | CITY | F | 226 | TOM GREEN | 2274 | 2261 | 2247 | 2233 | 2220 | 2206 | N
204 | SUBORDINATION | Subordination | F | 5 | EXISTING SOURCE OR EXPANDED USE OF AN EXISTING SOURCE (SURFACE WATER OR GROUNDWATER) | 5 | OTHER SURFACE WATER | 1 | NO INFRASTRUCTURE |  | 575 | 327 | HORDS CREEK LAKE/RESERVOIR | F | 999 | RESERVOIR | 14 | COLORADO | 0 | SURFACE WATER | 1 | NO WATER QUALITY IMPROVEMENTS |  | 3408 | 1 | Subordination | 378 | COLEMAN | F | WUG | MUNICIPAL | 123 | CITY |  | N | 2010 | 2010 | 0 | 0 | 0 | 0 | 0 | 0 | 0 | 0 | 378 | COLEMAN | F | WUG | MUNICIPAL | 123 | CITY | F | 42 | COLEMAN | 380 | 380 | 380 | 380 | 380 | 380 | N
204 | SUBORDINATION | Subordination | F | 5 | EXISTING SOURCE OR EXPANDED USE OF AN EXISTING SOURCE (SURFACE WATER OR GROUNDWATER) | 5 | OTHER SURFACE WATER | 1 | NO INFRASTRUCTURE |  | 615 | 3848 | LLANO RIVER COMBINED RUN-OF-RIVER MANUFACTURING | F | 134 | KIMBLE | 14 | COLORADO | 0 | SURFACE WATER | 1 | NO WATER QUALITY IMPROVEMENTS |  | 3428 | 1 | Subordination | 1711 | MANUFACTURING, KIMBLE | F | WUG | MANUFACTURING | 1001 | N/A | Includes recirculated values. Not included in Region F/Region K analysis. | N | 2010 | 2010 | 0 | 0 | 0 | 0 | 0 | 0 | 0 | 0 | 1711 | MANUFACTURING, KIMBLE | F | WUG | MANUFACTURING | 1001 | N/A | F | 134 | KIMBLE | 1000 | 1000 | 1000 | 1000 | 1000 | 1000 | N
204 | SUBORDINATION | Subordination | F | 5 | EXISTING SOURCE OR EXPANDED USE OF AN EXISTING SOURCE (SURFACE WATER OR GROUNDWATER) | 5 | OTHER SURFACE WATER | 1 | NO INFRASTRUCTURE |  | 616 | 1907 | LLANO RIVER RUN-OF-RIVER CITY OF JUNCTION | F | 134 | KIMBLE | 14 | COLORADO | 0 | SURFACE WATER | 1 | NO WATER QUALITY IMPROVEMENTS |  | 3414 | 1 | Subordination | 545 | COUNTY-OTHER, KIMBLE | F | WUG | MUNICIPAL | 757 | COUNTY-OTHER | Sales from Junction. Costs associated with City of Junction. | N | 2010 | 2010 | 0 | 0 | 0 | 0 | 0 | 0 | 0 | 0 | 545 | COUNTY-OTHER, KIMBLE | F | WUG | MUNICIPAL | 757 | COUNTY-OTHER | F | 134 | KIMBLE | 9 | 9 | 9 | 9 | 9 | 9 | N
204 | SUBORDINATION | Subordination | F | 5 | EXISTING SOURCE OR EXPANDED USE OF AN EXISTING SOURCE (SURFACE WATER OR GROUNDWATER) | 5 | OTHER SURFACE WATER | 1 | NO INFRASTRUCTURE |  | 616 | 1907 | LLANO RIVER RUN-OF-RIVER CITY OF JUNCTION | F | 134 | KIMBLE | 14 | COLORADO | 0 | SURFACE WATER | 1 | NO WATER QUALITY IMPROVEMENTS |  | 3424 | 1 | Subordination | 1245 | JUNCTION | F | WUG | MUNICIPAL | 310 | CITY |  | N | 2010 | 2010 | 0 | 0 | 0 | 0 | 0 | 0 | 0 | 0 | 1245 | JUNCTION | F | WUG | MUNICIPAL | 310 | CITY | F | 134 | KIMBLE | 991 | 991 | 991 | 991 | 991 | 991 | N
204 | SUBORDINATION | Subordination | F | 5 | EXISTING SOURCE OR EXPANDED USE OF AN EXISTING SOURCE (SURFACE WATER OR GROUNDWATER) | 5 | OTHER SURFACE WATER | 1 | NO INFRASTRUCTURE |  | 617 | 339 | NASWORTHY LAKE/RESERVOIR SAN ANGELO SYSTEM | F | 999 | RESERVOIR | 14 | COLORADO | 0 | SURFACE WATER | 1 | NO WATER QUALITY IMPROVEMENTS |  | 3419 | 1 | Subordination | 125 | SAN ANGELO | F | BOTH | MUNICIPAL | 529 | CITY |  | N | 2010 | 2010 | 0 | 0 | 0 | 0 | 0 | 0 | 0 | 0 | 1190 | IRRIGATION, TOM GREEN | F | WUG | IRRIGATION | 1004 | N/A | F | 226 | TOM GREEN | 0 | 0 | 0 | 0 | 0 | 0 | N
204 | SUBORDINATION | Subordination | F | 5 | EXISTING SOURCE OR EXPANDED USE OF AN EXISTING SOURCE (SURFACE WATER OR GROUNDWATER) | 5 | OTHER SURFACE WATER | 1 | NO INFRASTRUCTURE |  | 617 | 339 | NASWORTHY LAKE/RESERVOIR SAN ANGELO SYSTEM | F | 999 | RESERVOIR | 14 | COLORADO | 0 | SURFACE WATER | 1 | NO WATER QUALITY IMPROVEMENTS |  | 3419 | 1 | Subordination | 125 | SAN ANGELO | F | BOTH | MUNICIPAL | 529 | CITY |  | N | 2010 | 2010 | 0 | 0 | 0 | 0 | 0 | 0 | 0 | 0 | 1774 | MANUFACTURING, TOM GREEN | F | WUG | MANUFACTURING | 1001 | N/A | F | 226 | TOM GREEN | 2226 | 2498 | 2737 | 2971 | 3175 | 3425 | N
204 | SUBORDINATION | Subordination | F | 5 | EXISTING SOURCE OR EXPANDED USE OF AN EXISTING SOURCE (SURFACE WATER OR GROUNDWATER) | 5 | OTHER SURFACE WATER | 1 | NO INFRASTRUCTURE |  | 617 | 339 | NASWORTHY LAKE/RESERVOIR SAN ANGELO SYSTEM | F | 999 | RESERVOIR | 14 | COLORADO | 0 | SURFACE WATER | 1 | NO WATER QUALITY IMPROVEMENTS |  | 3419 | 1 | Subordination | 125 | SAN ANGELO | F | BOTH | MUNICIPAL | 529 | CITY |  | N | 2010 | 2010 | 0 | 0 | 0 | 0 | 0 | 0 | 0 | 0 | 125 | SAN ANGELO | F | BOTH | MUNICIPAL | 529 | CITY | F | 226 | TOM GREEN | 5436 | 5078 | 4752 | 4431 | 4141 | 3804 | N
204 | SUBORDINATION | Subordination | F | 5 | EXISTING SOURCE OR EXPANDED USE OF AN EXISTING SOURCE (SURFACE WATER OR GROUNDWATER) | 5 | OTHER SURFACE WATER | 1 | NO INFRASTRUCTURE |  | 617 | 339 | NASWORTHY LAKE/RESERVOIR SAN ANGELO SYSTEM | F | 999 | RESERVOIR | 14 | COLORADO | 0 | SURFACE WATER | 1 | NO WATER QUALITY IMPROVEMENTS |  | 3419 | 1 | Subordination | 125 | SAN ANGELO | F | BOTH | MUNICIPAL | 529 | CITY |  | N | 2010 | 2010 | 0 | 0 | 0 | 0 | 0 | 0 | 0 | 0 | 125 | SAN ANGELO - FUTURE CUSTOMER/SURPLUS SUPPLY | F | BOTH | MUNICIPAL | N/A | N/A | F | 226 | TOM GREEN | 250 | 250 | 250 | 250 | 250 | 250 | N
204 | SUBORDINATION | Subordination | F | 5 | EXISTING SOURCE OR EXPANDED USE OF AN EXISTING SOURCE (SURFACE WATER OR GROUNDWATER) | 5 | OTHER SURFACE WATER | 1 | NO INFRASTRUCTURE |  | 617 | 339 | NASWORTHY LAKE/RESERVOIR SAN ANGELO SYSTEM | F | 999 | RESERVOIR | 14 | COLORADO | 0 | SURFACE WATER | 1 | NO WATER QUALITY IMPROVEMENTS |  | 3419 | 1 | Subordination | 125 | SAN ANGELO | F | BOTH | MUNICIPAL | 529 | CITY |  | N | 2010 | 2010 | 0 | 0 | 0 | 0 | 0 | 0 | 0 | 0 | 2473 | STEAM ELECTRIC POWER, TOM GREEN | F | WUG | STEAM ELECTRIC | 1002 | N/A | F | 226 | TOM GREEN | 1021 | 1021 | 1021 | 1021 | 1021 | 1021 | N
204 | SUBORDINATION | Subordination | F | 5 | EXISTING SOURCE OR EXPANDED USE OF AN EXISTING SOURCE (SURFACE WATER OR GROUNDWATER) | 5 | OTHER SURFACE WATER | 1 | NO INFRASTRUCTURE |  | 568 | 330 | OAK CREEK LAKE/RESERVOIR | F | 999 | RESERVOIR | 14 | COLORADO | 0 | SURFACE WATER | 1 | NO WATER QUALITY IMPROVEMENTS |  | 3405 | 1 | Subordination | 294 | BRONTE VILLAGE | F | WUG | MUNICIPAL | 683 | CITY | Costs will be associated with Sweetwater | N | 2010 | 2010 | 0 | 0 | 0 | 0 | 0 | 0 | 0 | 0 | 294 | BRONTE VILLAGE | F | WUG | MUNICIPAL | 683 | CITY | F | 41 | COKE | 129 | 129 | 129 | 129 | 129 | 129 | N
204 | SUBORDINATION | Subordination | F | 5 | EXISTING SOURCE OR EXPANDED USE OF AN EXISTING SOURCE (SURFACE WATER OR GROUNDWATER) | 5 | OTHER SURFACE WATER | 1 | NO INFRASTRUCTURE |  | 568 | 330 | OAK CREEK LAKE/RESERVOIR | F | 999 | RESERVOIR | 14 | COLORADO | 0 | SURFACE WATER | 1 | NO WATER QUALITY IMPROVEMENTS |  | 3445 | 1 | Subordination | 2412 | STEAM ELECTRIC POWER, COKE | F | WUG | STEAM ELECTRIC | 1002 | N/A |  | N | 2010 | 2010 | 0 | 0 | 0 | 0 | 0 | 0 | 0 | 0 | 2412 | STEAM ELECTRIC POWER, COKE | F | WUG | STEAM ELECTRIC | 1002 | N/A | F | 41 | COKE | 310 | 247 | 289 | 339 | 401 | 477 | N
204 | SUBORDINATION | Subordination | F | 5 | EXISTING SOURCE OR EXPANDED USE OF AN EXISTING SOURCE (SURFACE WATER OR GROUNDWATER) | 5 | OTHER SURFACE WATER | 1 | NO INFRASTRUCTURE |  | 618 | 336 | OC FISHER LAKE/RESERVOIR SAN ANGELO SYSTEM | F | 999 | RESERVOIR | 14 | COLORADO | 0 | SURFACE WATER | 1 | NO WATER QUALITY IMPROVEMENTS |  | 3412 | 1 | Subordination | 147 | UPPER COLORADO RIVER AUTHORITY | F | WWP | WWP | N/A | N/A |  | N | 2010 | 2010 | 0 | 0 | 0 | 0 | 0 | 0 | 0 | 0 | 459 | COUNTY-OTHER, CONCHO | F | WUG | MUNICIPAL | 757 | COUNTY-OTHER | F | 48 | CONCHO | 25 | 25 | 25 | 25 | 25 | 25 | N
204 | SUBORDINATION | Subordination | F | 5 | EXISTING SOURCE OR EXPANDED USE OF AN EXISTING SOURCE (SURFACE WATER OR GROUNDWATER) | 5 | OTHER SURFACE WATER | 1 | NO INFRASTRUCTURE |  | 618 | 336 | OC FISHER LAKE/RESERVOIR SAN ANGELO SYSTEM | F | 999 | RESERVOIR | 14 | COLORADO | 0 | SURFACE WATER | 1 | NO WATER QUALITY IMPROVEMENTS |  | 3412 | 1 | Subordination | 147 | UPPER COLORADO RIVER AUTHORITY | F | WWP | WWP | N/A | N/A |  | N | 2010 | 2010 | 0 | 0 | 0 | 0 | 0 | 0 | 0 | 0 | 1837 | MILES | F | WUG | MUNICIPAL | 915 | CITY | F | 200 | RUNNELS | 200 | 200 | 200 | 200 | 200 | 200 | N
204 | SUBORDINATION | Subordination | F | 5 | EXISTING SOURCE OR EXPANDED USE OF AN EXISTING SOURCE (SURFACE WATER OR GROUNDWATER) | 5 | OTHER SURFACE WATER | 1 | NO INFRASTRUCTURE |  | 618 | 336 | OC FISHER LAKE/RESERVOIR SAN ANGELO SYSTEM | F | 999 | RESERVOIR | 14 | COLORADO | 0 | SURFACE WATER | 1 | NO WATER QUALITY IMPROVEMENTS |  | 3412 | 1 | Subordination | 147 | UPPER COLORADO RIVER AUTHORITY | F | WWP | WWP | N/A | N/A |  | N | 2010 | 2010 | 0 | 0 | 0 | 0 | 0 | 0 | 0 | 0 | 125 | SAN ANGELO | F | BOTH | MUNICIPAL | 529 | CITY | F | 226 | TOM GREEN | 3637 | 3518 | 3400 | 3282 | 3163 | 3045 | N
204 | SUBORDINATION | Subordination | F | 5 | EXISTING SOURCE OR EXPANDED USE OF AN EXISTING SOURCE (SURFACE WATER OR GROUNDWATER) | 5 | OTHER SURFACE WATER | 1 | NO INFRASTRUCTURE |  | 2517 | 333 | TWIN BUTTES LAKE/RESERVOIR SAN ANGELO SYSTEM | F | 999 | RESERVOIR | 14 | COLORADO | 0 | SURFACE WATER | 1 | NO WATER QUALITY IMPROVEMENTS |  | 3419 | 1 | Subordination | 125 | SAN ANGELO | F | BOTH | MUNICIPAL | 529 | CITY |  | N | 2010 | 2010 | 0 | 0 | 0 | 0 | 0 | 0 | 0 | 0 | 1190 | IRRIGATION, TOM GREEN | F | WUG | IRRIGATION | 1004 | N/A | F | 226 | TOM GREEN | 3377 | 3273 | 3170 | 3066 | 2693 | 2860 | N
204 | SUBORDINATION | Subordination | F | 5 | EXISTING SOURCE OR EXPANDED USE OF AN EXISTING SOURCE (SURFACE WATER OR GROUNDWATER) | 5 | OTHER SURFACE WATER | 1 | NO INFRASTRUCTURE |  | 620 | 338 | WINTERS LAKE/RESERVOIR | F | 999 | RESERVOIR | 14 | COLORADO | 0 | SURFACE WATER | 1 | NO WATER QUALITY IMPROVEMENTS |  | 3417 | 1 | Subordination | 611 | COUNTY-OTHER, RUNNELS | F | WUG | MUNICIPAL | 757 | COUNTY-OTHER | Sales from Winters. Costs associated with City of Winters. | N | 2010 | 2010 | 0 | 0 | 0 | 0 | 0 | 0 | 0 | 0 | 611 | COUNTY-OTHER, RUNNELS | F | WUG | MUNICIPAL | 757 | COUNTY-OTHER | F | 200 | RUNNELS | 114 | 89 | 69 | 49 | 31 | 0 | N
204 | SUBORDINATION | Subordination | F | 5 | EXISTING SOURCE OR EXPANDED USE OF AN EXISTING SOURCE (SURFACE WATER OR GROUNDWATER) | 5 | OTHER SURFACE WATER | 1 | NO INFRASTRUCTURE |  | 620 | 338 | WINTERS LAKE/RESERVOIR | F | 999 | RESERVOIR | 14 | COLORADO | 0 | SURFACE WATER | 1 | NO WATER QUALITY IMPROVEMENTS |  | 3430 | 1 | Subordination | 1759 | MANUFACTURING, RUNNELS | F | WUG | MANUFACTURING | 1001 | N/A | Sales from Winters. Costs associated with City of Winters. | N | 2010 | 2010 | 0 | 0 | 0 | 0 | 0 | 0 | 0 | 0 | 1759 | MANUFACTURING, RUNNELS | F | WUG | MANUFACTURING | 1001 | N/A | F | 200 | RUNNELS | 54 | 60 | 65 | 70 | 74 | 79 | N
204 | SUBORDINATION | Subordination | F | 5 | EXISTING SOURCE OR EXPANDED USE OF AN EXISTING SOURCE (SURFACE WATER OR GROUNDWATER) | 5 | OTHER SURFACE WATER | 1 | NO INFRASTRUCTURE |  | 620 | 338 | WINTERS LAKE/RESERVOIR | F | 999 | RESERVOIR | 14 | COLORADO | 0 | SURFACE WATER | 1 | NO WATER QUALITY IMPROVEMENTS |  | 3448 | 1 | Subordination | 2637 | WINTERS | F | WUG | MUNICIPAL | 662 | CITY |  | N | 2010 | 2010 | 0 | 0 | 0 | 0 | 0 | 0 | 0 | 0 | 2637 | WINTERS | F | WUG | MUNICIPAL | 662 | CITY | F | 200 | RUNNELS | 552 | 561 | 566 | 571 | 575 | 591 | N
641 | SUBORDINATION AGREEMENT- FUTURE-ONLY SOURCES | Subordination agreement - future-only sources | C | 6 | NEW SURFACE WATER OR NEW GROUNDWATER SOURCE | 5 | OTHER SURFACE WATER | 1 | NO INFRASTRUCTURE | THIS STRATEGY IS THE SAME AS C57 BUT IT IS FOR FUTURE-ONLY SOURCES. | 1166 | 4183 | MUENSTER LAKE/RESERVOIR | C | 999 | RESERVOIR | 2 | RED | 0 | SURFACE WATER | 1 | NO WATER QUALITY IMPROVEMENTS |  | 5183 | 1 | Subordination agreement - future-only sources | 2092 | MUENSTER | C | WUG | MUNICIPAL | 418 | CITY |  | Y | 2020 | 2020 | 717000 | 717000 | 717000 | 120000 | 120000 | 120000 | 8217000 | 30 | 2092 | MUENSTER | C | WUG | MUNICIPAL | 418 | CITY | C | 49 | COOKE | 0 | 280 | 220 | 219 | 217 | 215 | N
307 | SUPPLEMENTAL WELLS | Supplemental wells | C | 5 | EXISTING SOURCE OR EXPANDED USE OF AN EXISTING SOURCE (SURFACE WATER OR GROUNDWATER) | 6 | GROUNDWATER | 6 | OTHER INFRASTRUCTURE |  | 972 | 1046 | CARRIZO-WILCOX AQUIFER | C | 81 | FREESTONE | 8 | TRINITY | 1 | GROUNDWATER | 1 | NO WATER QUALITY IMPROVEMENTS |  | 4818 | 1 | Supplemental wells | 492 | COUNTY-OTHER, FREESTONE | C | WUG | MUNICIPAL | 757 | COUNTY-OTHER |  | N | 2010 | 2020 | 0 | 8418 | 8418 | 8418 | 8418 | 8418 | 463000 | 30 | 492 | COUNTY-OTHER, FREESTONE | C | WUG | MUNICIPAL | 757 | COUNTY-OTHER | C | 81 | FREESTONE | 0 | 0 | 0 | 0 | 0 | 0 | N
307 | SUPPLEMENTAL WELLS | Supplemental wells | C | 5 | EXISTING SOURCE OR EXPANDED USE OF AN EXISTING SOURCE (SURFACE WATER OR GROUNDWATER) | 6 | GROUNDWATER | 6 | OTHER INFRASTRUCTURE |  | 972 | 1046 | CARRIZO-WILCOX AQUIFER | C | 81 | FREESTONE | 8 | TRINITY | 1 | GROUNDWATER | 1 | NO WATER QUALITY IMPROVEMENTS |  | 4833 | 1 | Supplemental wells | 767 | FAIRFIELD | C | WUG | MUNICIPAL | 196 | CITY |  | N | 2010 | 2010 | 58710 | 58710 | 117419 | 70997 | 129707 | 141994 | 2556000 | 30 | 767 | FAIRFIELD | C | WUG | MUNICIPAL | 196 | CITY | C | 81 | FREESTONE | 0 | 0 | 0 | 0 | 0 | 0 | N
307 | SUPPLEMENTAL WELLS | Supplemental wells | C | 5 | EXISTING SOURCE OR EXPANDED USE OF AN EXISTING SOURCE (SURFACE WATER OR GROUNDWATER) | 6 | GROUNDWATER | 6 | OTHER INFRASTRUCTURE |  | 972 | 1046 | CARRIZO-WILCOX AQUIFER | C | 81 | FREESTONE | 8 | TRINITY | 1 | GROUNDWATER | 1 | NO WATER QUALITY IMPROVEMENTS |  | 4835 | 1 | Supplemental wells | 782 | FLO COMMUNITY WSC | H | WUG | MUNICIPAL | 4114 | UTILITY |  | N | 2010 | 2010 | 41866 | 83731 | 125597 | 92105 | 100480 | 108854 | 2305000 | 30 | 782 | FLO COMMUNITY WSC | H | WUG | MUNICIPAL | 4114 | UTILITY | C | 81 | FREESTONE | 0 | 0 | 0 | 0 | 0 | 0 | N
307 | SUPPLEMENTAL WELLS | Supplemental wells | C | 5 | EXISTING SOURCE OR EXPANDED USE OF AN EXISTING SOURCE (SURFACE WATER OR GROUNDWATER) | 6 | GROUNDWATER | 6 | OTHER INFRASTRUCTURE |  | 972 | 1046 | CARRIZO-WILCOX AQUIFER | C | 81 | FREESTONE | 8 | TRINITY | 1 | GROUNDWATER | 1 | NO WATER QUALITY IMPROVEMENTS |  | 4849 | 1 | Supplemental wells | 1056 | IRRIGATION, FREESTONE | C | WUG | IRRIGATION | 1004 | N/A |  | N | 2010 | 2020 | 0 | 7111 | 7111 | 7111 | 1663 | 1663 | 75000 | 30 | 1056 | IRRIGATION, FREESTONE | C | WUG | IRRIGATION | 1004 | N/A | C | 81 | FREESTONE | 0 | 0 | 0 | 0 | 0 | 0 | N
307 | SUPPLEMENTAL WELLS | Supplemental wells | C | 5 | EXISTING SOURCE OR EXPANDED USE OF AN EXISTING SOURCE (SURFACE WATER OR GROUNDWATER) | 6 | GROUNDWATER | 6 | OTHER INFRASTRUCTURE |  | 972 | 1046 | CARRIZO-WILCOX AQUIFER | C | 81 | FREESTONE | 8 | TRINITY | 1 | GROUNDWATER | 1 | NO WATER QUALITY IMPROVEMENTS |  | 4108 | 1 | Supplemental wells | 1412 | LIVESTOCK, FREESTONE | C | WUG | LIVESTOCK | 1005 | N/A |  | N | 2010 | 2020 | 0 | 7111 | 7111 | 7111 | 1663 | 1663 | 75000 | 30 | 1412 | LIVESTOCK, FREESTONE | C | WUG | LIVESTOCK | 1005 | N/A | C | 81 | FREESTONE | 0 | 0 | 0 | 0 | 0 | 0 | N
307 | SUPPLEMENTAL WELLS | Supplemental wells | C | 5 | EXISTING SOURCE OR EXPANDED USE OF AN EXISTING SOURCE (SURFACE WATER OR GROUNDWATER) | 6 | GROUNDWATER | 6 | OTHER INFRASTRUCTURE |  | 972 | 1046 | CARRIZO-WILCOX AQUIFER | C | 81 | FREESTONE | 8 | TRINITY | 1 | GROUNDWATER | 1 | NO WATER QUALITY IMPROVEMENTS |  | 4895 | 1 | Supplemental wells | 1913 | MINING, FREESTONE | C | WUG | MINING | 1003 | N/A |  | N | 2010 | 2020 | 0 | 11166 | 11166 | 11166 | 2594 | 2594 | 118000 | 30 | 1913 | MINING, FREESTONE | C | WUG | MINING | 1003 | N/A | C | 81 | FREESTONE | 0 | 0 | 0 | 0 | 0 | 0 | N
307 | SUPPLEMENTAL WELLS | Supplemental wells | C | 5 | EXISTING SOURCE OR EXPANDED USE OF AN EXISTING SOURCE (SURFACE WATER OR GROUNDWATER) | 6 | GROUNDWATER | 6 | OTHER INFRASTRUCTURE |  | 972 | 1046 | CARRIZO-WILCOX AQUIFER | C | 81 | FREESTONE | 8 | TRINITY | 1 | GROUNDWATER | 1 | NO WATER QUALITY IMPROVEMENTS |  | 4926 | 1 | Supplemental wells | 2423 | STEAM ELECTRIC POWER, FREESTONE | C | WUG | STEAM ELECTRIC | 1002 | N/A |  | N | 2010 | 2020 | 0 | 33624 | 66324 | 66324 | 6453 | 6453 | 374000 | 30 | 2423 | STEAM ELECTRIC POWER, FREESTONE | C | WUG | STEAM ELECTRIC | 1002 | N/A | C | 81 | FREESTONE | 0 | 0 | 0 | 0 | 0 | 0 | N
307 | SUPPLEMENTAL WELLS | Supplemental wells | C | 5 | EXISTING SOURCE OR EXPANDED USE OF AN EXISTING SOURCE (SURFACE WATER OR GROUNDWATER) | 6 | GROUNDWATER | 6 | OTHER INFRASTRUCTURE |  | 972 | 1046 | CARRIZO-WILCOX AQUIFER | C | 81 | FREESTONE | 8 | TRINITY | 1 | GROUNDWATER | 1 | NO WATER QUALITY IMPROVEMENTS |  | 4927 | 1 | Supplemental wells | 2512 | TEAGUE | C | WUG | MUNICIPAL | 596 | CITY |  | N | 2010 | 2010 | 53221 | 106442 | 159662 | 117453 | 128465 | 86256 | 2324000 | 30 | 2512 | TEAGUE | C | WUG | MUNICIPAL | 596 | CITY | C | 81 | FREESTONE | 0 | 0 | 0 | 0 | 0 | 0 | N
307 | SUPPLEMENTAL WELLS | Supplemental wells | C | 5 | EXISTING SOURCE OR EXPANDED USE OF AN EXISTING SOURCE (SURFACE WATER OR GROUNDWATER) | 6 | GROUNDWATER | 6 | OTHER INFRASTRUCTURE |  | 975 | 1052 | CARRIZO-WILCOX AQUIFER | C | 107 | HENDERSON | 8 | TRINITY | 1 | GROUNDWATER | 1 | NO WATER QUALITY IMPROVEMENTS |  | 4795 | 1 | Supplemental wells | 205 | ATHENS | C | WUG | MUNICIPAL | 28 | CITY |  | N | 2010 | 2010 | 60037 | 60037 | 120075 | 72635 | 132672 | 85232 | 1959000 | 30 | 205 | ATHENS | C | WUG | MUNICIPAL | 28 | CITY | C | 107 | HENDERSON | 0 | 0 | 0 | 0 | 0 | 0 | N
307 | SUPPLEMENTAL WELLS | Supplemental wells | C | 5 | EXISTING SOURCE OR EXPANDED USE OF AN EXISTING SOURCE (SURFACE WATER OR GROUNDWATER) | 6 | GROUNDWATER | 6 | OTHER INFRASTRUCTURE |  | 975 | 1052 | CARRIZO-WILCOX AQUIFER | C | 107 | HENDERSON | 8 | TRINITY | 1 | GROUNDWATER | 1 | NO WATER QUALITY IMPROVEMENTS |  | 4802 | 1 | Supplemental wells | 247 | BETHEL-ASH WSC | I | WUG | MUNICIPAL | 4016 | UTILITY |  | N | 2010 | 2010 | 84288 | 126432 | 210720 | 185446 | 193881 | 168606 | 3712000 | 30 | 247 | BETHEL-ASH WSC | I | WUG | MUNICIPAL | 4016 | UTILITY | C | 107 | HENDERSON | 0 | 0 | 0 | 0 | 0 | 0 | N
307 | SUPPLEMENTAL WELLS | Supplemental wells | C | 5 | EXISTING SOURCE OR EXPANDED USE OF AN EXISTING SOURCE (SURFACE WATER OR GROUNDWATER) | 6 | GROUNDWATER | 6 | OTHER INFRASTRUCTURE |  | 975 | 1052 | CARRIZO-WILCOX AQUIFER | C | 107 | HENDERSON | 8 | TRINITY | 1 | GROUNDWATER | 1 | NO WATER QUALITY IMPROVEMENTS |  | 4819 | 1 | Supplemental wells | 518 | COUNTY-OTHER, HENDERSON | I | WUG | MUNICIPAL | 757 | COUNTY-OTHER |  | N | 2010 | 2010 | 36471 | 36471 | 36471 | 7121 | 7121 | 7121 | 404000 | 30 | 518 | COUNTY-OTHER, HENDERSON | I | WUG | MUNICIPAL | 757 | COUNTY-OTHER | C | 107 | HENDERSON | 0 | 0 | 0 | 0 | 0 | 0 | N
307 | SUPPLEMENTAL WELLS | Supplemental wells | C | 5 | EXISTING SOURCE OR EXPANDED USE OF AN EXISTING SOURCE (SURFACE WATER OR GROUNDWATER) | 6 | GROUNDWATER | 6 | OTHER INFRASTRUCTURE |  | 975 | 1052 | CARRIZO-WILCOX AQUIFER | C | 107 | HENDERSON | 8 | TRINITY | 1 | GROUNDWATER | 1 | NO WATER QUALITY IMPROVEMENTS |  | 4831 | 1 | Supplemental wells | 764 | EUSTACE | C | WUG | MUNICIPAL | 864 | CITY |  | N | 2010 | 2010 | 30885 | 30885 | 61770 | 36706 | 67591 | 42527 | 1035000 | 30 | 764 | EUSTACE | C | WUG | MUNICIPAL | 864 | CITY | C | 107 | HENDERSON | 0 | 0 | 0 | 0 | 0 | 0 | N
307 | SUPPLEMENTAL WELLS | Supplemental wells | C | 5 | EXISTING SOURCE OR EXPANDED USE OF AN EXISTING SOURCE (SURFACE WATER OR GROUNDWATER) | 6 | GROUNDWATER | 6 | OTHER INFRASTRUCTURE |  | 975 | 1052 | CARRIZO-WILCOX AQUIFER | C | 107 | HENDERSON | 8 | TRINITY | 1 | GROUNDWATER | 1 | NO WATER QUALITY IMPROVEMENTS |  | 4115 | 1 | Supplemental wells | 1438 | LIVESTOCK, HENDERSON | I | WUG | LIVESTOCK | 1005 | N/A |  | N | 2010 | 2010 | 5300 | 5300 | 5300 | 1232 | 1232 | 1232 | 56000 | 30 | 1438 | LIVESTOCK, HENDERSON | I | WUG | LIVESTOCK | 1005 | N/A | C | 107 | HENDERSON | 0 | 0 | 0 | 0 | 0 | 0 | N
307 | SUPPLEMENTAL WELLS | Supplemental wells | C | 5 | EXISTING SOURCE OR EXPANDED USE OF AN EXISTING SOURCE (SURFACE WATER OR GROUNDWATER) | 6 | GROUNDWATER | 6 | OTHER INFRASTRUCTURE |  | 975 | 1052 | CARRIZO-WILCOX AQUIFER | C | 107 | HENDERSON | 8 | TRINITY | 1 | GROUNDWATER | 1 | NO WATER QUALITY IMPROVEMENTS |  | 4877 | 1 | Supplemental wells | 1590 | LOG CABIN | C | WUG | MUNICIPAL | 1039 | CITY |  | N | 2010 | 2010 | 31351 | 31351 | 62702 | 37275 | 68626 | 74550 | 1400000 | 30 | 1590 | LOG CABIN | C | WUG | MUNICIPAL | 1039 | CITY | C | 107 | HENDERSON | 0 | 0 | 0 | 0 | 0 | 0 | N
307 | SUPPLEMENTAL WELLS | Supplemental wells | C | 5 | EXISTING SOURCE OR EXPANDED USE OF AN EXISTING SOURCE (SURFACE WATER OR GROUNDWATER) | 6 | GROUNDWATER | 6 | OTHER INFRASTRUCTURE |  | 975 | 1052 | CARRIZO-WILCOX AQUIFER | C | 107 | HENDERSON | 8 | TRINITY | 1 | GROUNDWATER | 1 | NO WATER QUALITY IMPROVEMENTS |  | 4879 | 1 | Supplemental wells | 1619 | MALAKOFF | C | WUG | MUNICIPAL | 383 | CITY |  | N | 2010 | 2010 | 33992 | 33992 | 67985 | 40524 | 74516 | 81047 | 1512000 | 30 | 1619 | MALAKOFF | C | WUG | MUNICIPAL | 383 | CITY | C | 107 | HENDERSON | 0 | 0 | 0 | 0 | 0 | 0 | N
307 | SUPPLEMENTAL WELLS | Supplemental wells | C | 5 | EXISTING SOURCE OR EXPANDED USE OF AN EXISTING SOURCE (SURFACE WATER OR GROUNDWATER) | 6 | GROUNDWATER | 6 | OTHER INFRASTRUCTURE |  | 975 | 1052 | CARRIZO-WILCOX AQUIFER | C | 107 | HENDERSON | 8 | TRINITY | 1 | GROUNDWATER | 1 | NO WATER QUALITY IMPROVEMENTS |  | 4885 | 1 | Supplemental wells | 1692 | MANUFACTURING, HENDERSON | C | WUG | MANUFACTURING | 1001 | N/A |  | N | 2010 | 2010 | 28041 | 28041 | 28041 | 5156 | 5156 | 5156 | 315000 | 30 | 1692 | MANUFACTURING, HENDERSON | C | WUG | MANUFACTURING | 1001 | N/A | C | 107 | HENDERSON | 0 | 0 | 0 | 0 | 0 | 0 | N
307 | SUPPLEMENTAL WELLS | Supplemental wells | C | 5 | EXISTING SOURCE OR EXPANDED USE OF AN EXISTING SOURCE (SURFACE WATER OR GROUNDWATER) | 6 | GROUNDWATER | 6 | OTHER INFRASTRUCTURE |  | 975 | 1052 | CARRIZO-WILCOX AQUIFER | C | 107 | HENDERSON | 8 | TRINITY | 1 | GROUNDWATER | 1 | NO WATER QUALITY IMPROVEMENTS |  | 4896 | 1 | Supplemental wells | 1936 | MINING, HENDERSON | C | WUG | MINING | 1003 | N/A |  | N | 2010 | 2010 | 7773 | 7773 | 7773 | 1816 | 1816 | 1816 | 82000 | 30 | 1936 | MINING, HENDERSON | C | WUG | MINING | 1003 | N/A | C | 107 | HENDERSON | 0 | 0 | 0 | 0 | 0 | 0 | N
307 | SUPPLEMENTAL WELLS | Supplemental wells | C | 5 | EXISTING SOURCE OR EXPANDED USE OF AN EXISTING SOURCE (SURFACE WATER OR GROUNDWATER) | 6 | GROUNDWATER | 6 | OTHER INFRASTRUCTURE |  | 975 | 1052 | CARRIZO-WILCOX AQUIFER | C | 107 | HENDERSON | 8 | TRINITY | 1 | GROUNDWATER | 1 | NO WATER QUALITY IMPROVEMENTS |  | 4912 | 1 | Supplemental wells | 2183 | PAYNE SPRINGS | C | WUG | MUNICIPAL | 934 | CITY |  | N | 2010 | 2020 | 0 | 30780 | 30780 | 61560 | 36569 | 36569 | 688000 | 30 | 2183 | PAYNE SPRINGS | C | WUG | MUNICIPAL | 934 | CITY | C | 107 | HENDERSON | 0 | 0 | 0 | 0 | 0 | 0 | N
307 | SUPPLEMENTAL WELLS | Supplemental wells | C | 5 | EXISTING SOURCE OR EXPANDED USE OF AN EXISTING SOURCE (SURFACE WATER OR GROUNDWATER) | 6 | GROUNDWATER | 6 | OTHER INFRASTRUCTURE |  | 975 | 1052 | CARRIZO-WILCOX AQUIFER | C | 107 | HENDERSON | 8 | TRINITY | 1 | GROUNDWATER | 1 | NO WATER QUALITY IMPROVEMENTS |  | 4937 | 1 | Supplemental wells | 2571 | VIRGINIA HILL WSC | C | WUG | MUNICIPAL | 4371 | UTILITY |  | N | 2010 | 2010 | 47078 | 94157 | 141235 | 150827 | 160418 | 170010 | 3096000 | 30 | 2571 | VIRGINIA HILL WSC | C | WUG | MUNICIPAL | 4371 | UTILITY | C | 107 | HENDERSON | 0 | 0 | 0 | 0 | 0 | 0 | N
307 | SUPPLEMENTAL WELLS | Supplemental wells | C | 5 | EXISTING SOURCE OR EXPANDED USE OF AN EXISTING SOURCE (SURFACE WATER OR GROUNDWATER) | 6 | GROUNDWATER | 6 | OTHER INFRASTRUCTURE |  | 1186 | 1062 | CARRIZO-WILCOX AQUIFER | C | 175 | NAVARRO | 8 | TRINITY | 1 | GROUNDWATER | 1 | NO WATER QUALITY IMPROVEMENTS |  | 4872 | 1 | Supplemental wells | 1506 | LIVESTOCK, NAVARRO | C | WUG | LIVESTOCK | 1005 | N/A |  | N | 2010 | 2010 | 9954 | 9954 | 9954 | 2326 | 2326 | 2326 | 105000 | 30 | 1506 | LIVESTOCK, NAVARRO | C | WUG | LIVESTOCK | 1005 | N/A | C | 175 | NAVARRO | 0 | 0 | 0 | 0 | 0 | 0 | N
307 | SUPPLEMENTAL WELLS | Supplemental wells | C | 5 | EXISTING SOURCE OR EXPANDED USE OF AN EXISTING SOURCE (SURFACE WATER OR GROUNDWATER) | 6 | GROUNDWATER | 6 | OTHER INFRASTRUCTURE |  | 1186 | 1062 | CARRIZO-WILCOX AQUIFER | C | 175 | NAVARRO | 8 | TRINITY | 1 | GROUNDWATER | 1 | NO WATER QUALITY IMPROVEMENTS |  | 4898 | 1 | Supplemental wells | 1998 | MINING, NAVARRO | C | WUG | MINING | 1003 | N/A |  | N | 2010 | 2010 | 3844 | 3844 | 3844 | 3844 | 3844 | 3844 | 174000 | 30 | 1998 | MINING, NAVARRO | C | WUG | MINING | 1003 | N/A | C | 175 | NAVARRO | 0 | 0 | 0 | 0 | 0 | 0 | N
307 | SUPPLEMENTAL WELLS | Supplemental wells | C | 5 | EXISTING SOURCE OR EXPANDED USE OF AN EXISTING SOURCE (SURFACE WATER OR GROUNDWATER) | 6 | GROUNDWATER | 6 | OTHER INFRASTRUCTURE |  | 1008 | 1059 | NACATOCH AQUIFER | C | 129 | KAUFMAN | 8 | TRINITY | 1 | GROUNDWATER | 1 | NO WATER QUALITY IMPROVEMENTS |  | 4821 | 1 | Supplemental wells | 540 | COUNTY-OTHER, KAUFMAN | C | WUG | MUNICIPAL | 757 | COUNTY-OTHER |  | N | 2010 | 2010 | 36471 | 36471 | 36471 | 7121 | 7121 | 7121 | 404000 | 30 | 540 | COUNTY-OTHER, KAUFMAN | C | WUG | MUNICIPAL | 757 | COUNTY-OTHER | C | 129 | KAUFMAN | 0 | 0 | 0 | 0 | 0 | 0 | N
307 | SUPPLEMENTAL WELLS | Supplemental wells | C | 5 | EXISTING SOURCE OR EXPANDED USE OF AN EXISTING SOURCE (SURFACE WATER OR GROUNDWATER) | 6 | GROUNDWATER | 6 | OTHER INFRASTRUCTURE |  | 1008 | 1059 | NACATOCH AQUIFER | C | 129 | KAUFMAN | 8 | TRINITY | 1 | GROUNDWATER | 1 | NO WATER QUALITY IMPROVEMENTS |  | 4851 | 1 | Supplemental wells | 1101 | IRRIGATION, KAUFMAN | C | WUG | IRRIGATION | 1004 | N/A |  | N | 2010 | 2010 | 5300 | 5300 | 5300 | 1232 | 1232 | 1232 | 56000 | 30 | 1101 | IRRIGATION, KAUFMAN | C | WUG | IRRIGATION | 1004 | N/A | C | 129 | KAUFMAN | 0 | 0 | 0 | 0 | 0 | 0 | N
307 | SUPPLEMENTAL WELLS | Supplemental wells | C | 5 | EXISTING SOURCE OR EXPANDED USE OF AN EXISTING SOURCE (SURFACE WATER OR GROUNDWATER) | 6 | GROUNDWATER | 6 | OTHER INFRASTRUCTURE |  | 1008 | 1059 | NACATOCH AQUIFER | C | 129 | KAUFMAN | 8 | TRINITY | 1 | GROUNDWATER | 1 | NO WATER QUALITY IMPROVEMENTS |  | 4871 | 1 | Supplemental wells | 1460 | LIVESTOCK, KAUFMAN | C | WUG | LIVESTOCK | 1005 | N/A |  | N | 2010 | 2010 | 5300 | 5300 | 5300 | 1232 | 1232 | 1232 | 56000 | 30 | 1460 | LIVESTOCK, KAUFMAN | C | WUG | LIVESTOCK | 1005 | N/A | C | 129 | KAUFMAN | 0 | 0 | 0 | 0 | 0 | 0 | N
307 | SUPPLEMENTAL WELLS | Supplemental wells | C | 5 | EXISTING SOURCE OR EXPANDED USE OF AN EXISTING SOURCE (SURFACE WATER OR GROUNDWATER) | 6 | GROUNDWATER | 6 | OTHER INFRASTRUCTURE |  | 1187 | 1065 | NACATOCH AQUIFER | C | 175 | NAVARRO | 8 | TRINITY | 1 | GROUNDWATER | 1 | NO WATER QUALITY IMPROVEMENTS |  | 4899 | 1 | Supplemental wells | 1998 | MINING, NAVARRO | C | WUG | MINING | 1003 | N/A |  | N | 2010 | 2030 | 0 | 0 | 3844 | 3844 | 3844 | 3844 | 174000 | 30 | 1998 | MINING, NAVARRO | C | WUG | MINING | 1003 | N/A | C | 175 | NAVARRO | 0 | 0 | 0 | 0 | 0 | 0 | N
307 | SUPPLEMENTAL WELLS | Supplemental wells | C | 5 | EXISTING SOURCE OR EXPANDED USE OF AN EXISTING SOURCE (SURFACE WATER OR GROUNDWATER) | 6 | GROUNDWATER | 6 | OTHER INFRASTRUCTURE |  | 2409 | 1021 | OTHER AQUIFER | C | 43 | COLLIN | 5 | SABINE | 1 | GROUNDWATER | 1 | NO WATER QUALITY IMPROVEMENTS |  | 5295 | 1 | Supplemental wells | 1374 | LIVESTOCK, COLLIN | C | WUG | LIVESTOCK | 1005 | N/A |  | N | 2010 | 2010 | 0 | 0 | 0 | 0 | 0 | 0 | 0 | 0 | 1374 | LIVESTOCK, COLLIN | C | WUG | LIVESTOCK | 1005 | N/A | C | 43 | COLLIN | 0 | 0 | 0 | 0 | 0 | 0 | N
307 | SUPPLEMENTAL WELLS | Supplemental wells | C | 5 | EXISTING SOURCE OR EXPANDED USE OF AN EXISTING SOURCE (SURFACE WATER OR GROUNDWATER) | 6 | GROUNDWATER | 6 | OTHER INFRASTRUCTURE |  | 2410 | 1029 | OTHER AQUIFER | C | 43 | COLLIN | 8 | TRINITY | 1 | GROUNDWATER | 1 | NO WATER QUALITY IMPROVEMENTS |  | 4865 | 1 | Supplemental wells | 1374 | LIVESTOCK, COLLIN | C | WUG | LIVESTOCK | 1005 | N/A |  | N | 2010 | 2010 | 0 | 0 | 0 | 0 | 0 | 0 | 304000 | 30 | 1374 | LIVESTOCK, COLLIN | C | WUG | LIVESTOCK | 1005 | N/A | C | 43 | COLLIN | 0 | 0 | 0 | 0 | 0 | 0 | N
307 | SUPPLEMENTAL WELLS | Supplemental wells | C | 5 | EXISTING SOURCE OR EXPANDED USE OF AN EXISTING SOURCE (SURFACE WATER OR GROUNDWATER) | 6 | GROUNDWATER | 6 | OTHER INFRASTRUCTURE |  | 973 | 1034 | OTHER AQUIFER | C | 57 | DALLAS | 8 | TRINITY | 1 | GROUNDWATER | 1 | NO WATER QUALITY IMPROVEMENTS |  | 4846 | 1 | Supplemental wells | 1033 | IRRIGATION, DALLAS | C | WUG | IRRIGATION | 1004 | N/A |  | N | 2010 | 2010 | 29925 | 29925 | 29925 | 6968 | 6968 | 6968 | 316000 | 30 | 1033 | IRRIGATION, DALLAS | C | WUG | IRRIGATION | 1004 | N/A | C | 57 | DALLAS | 0 | 0 | 0 | 0 | 0 | 0 | N
307 | SUPPLEMENTAL WELLS | Supplemental wells | C | 5 | EXISTING SOURCE OR EXPANDED USE OF AN EXISTING SOURCE (SURFACE WATER OR GROUNDWATER) | 6 | GROUNDWATER | 6 | OTHER INFRASTRUCTURE |  | 973 | 1034 | OTHER AQUIFER | C | 57 | DALLAS | 8 | TRINITY | 1 | GROUNDWATER | 1 | NO WATER QUALITY IMPROVEMENTS |  | 4789 | 1 | Supplemental wells | 1893 | MINING, DALLAS | C | WUG | MINING | 1003 | N/A |  | N | 2010 | 2010 | 0 | 0 | 0 | 0 | 0 | 0 | 0 | 0 | 1893 | MINING, DALLAS | C | WUG | MINING | 1003 | N/A | C | 57 | DALLAS | 0 | 0 | 0 | 0 | 0 | 0 | N
307 | SUPPLEMENTAL WELLS | Supplemental wells | C | 5 | EXISTING SOURCE OR EXPANDED USE OF AN EXISTING SOURCE (SURFACE WATER OR GROUNDWATER) | 6 | GROUNDWATER | 6 | OTHER INFRASTRUCTURE |  | 1366 | 1037 | OTHER AQUIFER | C | 61 | DENTON | 8 | TRINITY | 1 | GROUNDWATER | 1 | NO WATER QUALITY IMPROVEMENTS |  | 4653 | 1 | Supplemental wells | 472 | COUNTY-OTHER, DENTON | C | WUG | MUNICIPAL | 757 | COUNTY-OTHER |  | N | 2010 | 2010 | 0 | 0 | 0 | 0 | 0 | 0 | 0 | 0 | 472 | COUNTY-OTHER, DENTON | C | WUG | MUNICIPAL | 757 | COUNTY-OTHER | C | 61 | DENTON | 0 | 0 | 0 | 0 | 0 | 0 | N
307 | SUPPLEMENTAL WELLS | Supplemental wells | C | 5 | EXISTING SOURCE OR EXPANDED USE OF AN EXISTING SOURCE (SURFACE WATER OR GROUNDWATER) | 6 | GROUNDWATER | 6 | OTHER INFRASTRUCTURE |  | 969 | 1013 | OTHER AQUIFER | C | 74 | FANNIN | 2 | RED | 1 | GROUNDWATER | 1 | NO WATER QUALITY IMPROVEMENTS |  | 5198 | 1 | Supplemental wells | 1050 | IRRIGATION, FANNIN | C | WUG | IRRIGATION | 1004 | N/A |  | N | 2010 | 2010 | 82111 | 164221 | 246332 | 265456 | 284580 | 296227 | 5123000 | 30 | 1050 | IRRIGATION, FANNIN | C | WUG | IRRIGATION | 1004 | N/A | C | 74 | FANNIN | 0 | 0 | 0 | 0 | 0 | 0 | N
307 | SUPPLEMENTAL WELLS | Supplemental wells | C | 5 | EXISTING SOURCE OR EXPANDED USE OF AN EXISTING SOURCE (SURFACE WATER OR GROUNDWATER) | 6 | GROUNDWATER | 6 | OTHER INFRASTRUCTURE |  | 1043 | 1054 | OTHER AQUIFER | C | 107 | HENDERSON | 8 | TRINITY | 1 | GROUNDWATER | 1 | NO WATER QUALITY IMPROVEMENTS |  | 4115 | 1 | Supplemental wells | 1438 | LIVESTOCK, HENDERSON | I | WUG | LIVESTOCK | 1005 | N/A | cost is included under Carrizo Wilcox Supplemental Wells | N | 2010 | 2010 | 0 | 0 | 0 | 0 | 0 | 0 | 0 | 0 | 1438 | LIVESTOCK, HENDERSON | I | WUG | LIVESTOCK | 1005 | N/A | C | 107 | HENDERSON | 0 | 0 | 0 | 0 | 0 | 0 | N
307 | SUPPLEMENTAL WELLS | Supplemental wells | C | 5 | EXISTING SOURCE OR EXPANDED USE OF AN EXISTING SOURCE (SURFACE WATER OR GROUNDWATER) | 6 | GROUNDWATER | 6 | OTHER INFRASTRUCTURE |  | 1010 | 1055 | OTHER AQUIFER | C | 119 | JACK | 8 | TRINITY | 1 | GROUNDWATER | 1 | NO WATER QUALITY IMPROVEMENTS |  | 4820 | 1 | Supplemental wells | 530 | COUNTY-OTHER, JACK | C | WUG | MUNICIPAL | 757 | COUNTY-OTHER |  | N | 2010 | 2010 | 33439 | 33439 | 33439 | 6414 | 6414 | 6414 | 372000 | 30 | 530 | COUNTY-OTHER, JACK | C | WUG | MUNICIPAL | 757 | COUNTY-OTHER | C | 119 | JACK | 0 | 0 | 0 | 0 | 0 | 0 | N
307 | SUPPLEMENTAL WELLS | Supplemental wells | C | 5 | EXISTING SOURCE OR EXPANDED USE OF AN EXISTING SOURCE (SURFACE WATER OR GROUNDWATER) | 6 | GROUNDWATER | 6 | OTHER INFRASTRUCTURE |  | 1010 | 1055 | OTHER AQUIFER | C | 119 | JACK | 8 | TRINITY | 1 | GROUNDWATER | 1 | NO WATER QUALITY IMPROVEMENTS |  | 4870 | 1 | Supplemental wells | 1450 | LIVESTOCK, JACK | C | WUG | LIVESTOCK | 1005 | N/A |  | N | 2010 | 2010 | 4072 | 4072 | 4072 | 948 | 948 | 948 | 43000 | 30 | 1450 | LIVESTOCK, JACK | C | WUG | LIVESTOCK | 1005 | N/A | C | 119 | JACK | 0 | 0 | 0 | 0 | 0 | 0 | N
307 | SUPPLEMENTAL WELLS | Supplemental wells | C | 5 | EXISTING SOURCE OR EXPANDED USE OF AN EXISTING SOURCE (SURFACE WATER OR GROUNDWATER) | 6 | GROUNDWATER | 6 | OTHER INFRASTRUCTURE |  | 1010 | 1055 | OTHER AQUIFER | C | 119 | JACK | 8 | TRINITY | 1 | GROUNDWATER | 1 | NO WATER QUALITY IMPROVEMENTS |  | 4897 | 1 | Supplemental wells | 1948 | MINING, JACK | C | WUG | MINING | 1003 | N/A |  | N | 2010 | 2010 | 5968 | 5968 | 5968 | 1391 | 1391 | 1391 | 63000 | 30 | 1948 | MINING, JACK | C | WUG | MINING | 1003 | N/A | C | 119 | JACK | 0 | 0 | 0 | 0 | 0 | 0 | N
307 | SUPPLEMENTAL WELLS | Supplemental wells | C | 5 | EXISTING SOURCE OR EXPANDED USE OF AN EXISTING SOURCE (SURFACE WATER OR GROUNDWATER) | 6 | GROUNDWATER | 6 | OTHER INFRASTRUCTURE |  | 1190 | 1070 | OTHER AQUIFER | C | 199 | ROCKWALL | 8 | TRINITY | 1 | GROUNDWATER | 1 | NO WATER QUALITY IMPROVEMENTS |  | 4824 | 1 | Supplemental wells | 610 | COUNTY-OTHER, ROCKWALL | C | WUG | MUNICIPAL | 757 | COUNTY-OTHER |  | N | 2010 | 2010 | 29557 | 29557 | 29557 | 5510 | 5510 | 5510 | 331000 | 30 | 610 | COUNTY-OTHER, ROCKWALL | C | WUG | MUNICIPAL | 757 | COUNTY-OTHER | C | 199 | ROCKWALL | 0 | 0 | 0 | 0 | 0 | 0 | N
307 | SUPPLEMENTAL WELLS | Supplemental wells | C | 5 | EXISTING SOURCE OR EXPANDED USE OF AN EXISTING SOURCE (SURFACE WATER OR GROUNDWATER) | 6 | GROUNDWATER | 6 | OTHER INFRASTRUCTURE |  | 1190 | 1070 | OTHER AQUIFER | C | 199 | ROCKWALL | 8 | TRINITY | 1 | GROUNDWATER | 1 | NO WATER QUALITY IMPROVEMENTS |  | 4874 | 1 | Supplemental wells | 1530 | LIVESTOCK, ROCKWALL | C | WUG | LIVESTOCK | 1005 | N/A |  | N | 2010 | 2010 | 2650 | 2650 | 2650 | 615 | 615 | 615 | 28000 | 30 | 1530 | LIVESTOCK, ROCKWALL | C | WUG | LIVESTOCK | 1005 | N/A | C | 199 | ROCKWALL | 0 | 0 | 0 | 0 | 0 | 0 | N
307 | SUPPLEMENTAL WELLS | Supplemental wells | C | 5 | EXISTING SOURCE OR EXPANDED USE OF AN EXISTING SOURCE (SURFACE WATER OR GROUNDWATER) | 6 | GROUNDWATER | 6 | OTHER INFRASTRUCTURE |  | 1191 | 1076 | OTHER AQUIFER | C | 249 | WISE | 8 | TRINITY | 1 | GROUNDWATER | 1 | NO WATER QUALITY IMPROVEMENTS |  | 4887 | 1 | Supplemental wells | 1792 | MANUFACTURING, WISE | C | WUG | MANUFACTURING | 1001 | N/A |  | N | 2010 | 2010 | 22734 | 22734 | 22734 | 3918 | 3918 | 3918 | 259000 | 30 | 1792 | MANUFACTURING, WISE | C | WUG | MANUFACTURING | 1001 | N/A | C | 249 | WISE | 0 | 0 | 0 | 0 | 0 | 0 | N
307 | SUPPLEMENTAL WELLS | Supplemental wells | C | 5 | EXISTING SOURCE OR EXPANDED USE OF AN EXISTING SOURCE (SURFACE WATER OR GROUNDWATER) | 6 | GROUNDWATER | 6 | OTHER INFRASTRUCTURE |  | 1009 | 1047 | QUEEN CITY AQUIFER | C | 81 | FREESTONE | 8 | TRINITY | 1 | GROUNDWATER | 1 | NO WATER QUALITY IMPROVEMENTS |  | 4108 | 1 | Supplemental wells | 1412 | LIVESTOCK, FREESTONE | C | WUG | LIVESTOCK | 1005 | N/A | All supplemental well costs under Carrizo Wilcox Aquifer | N | 2010 | 2010 | 0 | 0 | 0 | 0 | 0 | 0 | 0 | 0 | 1412 | LIVESTOCK, FREESTONE | C | WUG | LIVESTOCK | 1005 | N/A | C | 81 | FREESTONE | 0 | 0 | 0 | 0 | 0 | 0 | N
307 | SUPPLEMENTAL WELLS | Supplemental wells | C | 5 | EXISTING SOURCE OR EXPANDED USE OF AN EXISTING SOURCE (SURFACE WATER OR GROUNDWATER) | 6 | GROUNDWATER | 6 | OTHER INFRASTRUCTURE |  | 1011 | 1051 | QUEEN CITY AQUIFER | C | 107 | HENDERSON | 8 | TRINITY | 1 | GROUNDWATER | 1 | NO WATER QUALITY IMPROVEMENTS |  | 4115 | 1 | Supplemental wells | 1438 | LIVESTOCK, HENDERSON | I | WUG | LIVESTOCK | 1005 | N/A | cost is included under Carrizo Wilcox Supplemental Wells | N | 2010 | 2010 | 0 | 0 | 0 | 0 | 0 | 0 | 0 | 0 | 1438 | LIVESTOCK, HENDERSON | I | WUG | LIVESTOCK | 1005 | N/A | C | 107 | HENDERSON | 0 | 0 | 0 | 0 | 0 | 0 | N
307 | SUPPLEMENTAL WELLS | Supplemental wells | C | 5 | EXISTING SOURCE OR EXPANDED USE OF AN EXISTING SOURCE (SURFACE WATER OR GROUNDWATER) | 6 | GROUNDWATER | 6 | OTHER INFRASTRUCTURE |  | 978 | 1028 | TRINITY AQUIFER | C | 43 | COLLIN | 8 | TRINITY | 1 | GROUNDWATER | 1 | NO WATER QUALITY IMPROVEMENTS |  | 4527 | 1 | Supplemental wells | 187 | ANNA | C | WUG | MUNICIPAL | 813 | CITY | ONLINE DATE: 2030 | N | 2010 | 2030 | 0 | 0 | 71025 | 71025 | 71025 | 15158 | 769000 | 30 | 187 | ANNA | C | WUG | MUNICIPAL | 813 | CITY | C | 43 | COLLIN | 0 | 0 | 0 | 0 | 0 | 0 | N
307 | SUPPLEMENTAL WELLS | Supplemental wells | C | 5 | EXISTING SOURCE OR EXPANDED USE OF AN EXISTING SOURCE (SURFACE WATER OR GROUNDWATER) | 6 | GROUNDWATER | 6 | OTHER INFRASTRUCTURE |  | 978 | 1028 | TRINITY AQUIFER | C | 43 | COLLIN | 8 | TRINITY | 1 | GROUNDWATER | 1 | NO WATER QUALITY IMPROVEMENTS |  | 4810 | 1 | Supplemental wells | 338 | CELINA | C | WUG | MUNICIPAL | 103 | CITY |  | N | 2010 | 2010 | 46795 | 123501 | 123501 | 177533 | 117307 | 164102 | 2838000 | 30 | 338 | CELINA | C | WUG | MUNICIPAL | 103 | CITY | C | 43 | COLLIN | 0 | 0 | 0 | 0 | 0 | 0 | N
307 | SUPPLEMENTAL WELLS | Supplemental wells | C | 5 | EXISTING SOURCE OR EXPANDED USE OF AN EXISTING SOURCE (SURFACE WATER OR GROUNDWATER) | 6 | GROUNDWATER | 6 | OTHER INFRASTRUCTURE |  | 978 | 1028 | TRINITY AQUIFER | C | 43 | COLLIN | 8 | TRINITY | 1 | GROUNDWATER | 1 | NO WATER QUALITY IMPROVEMENTS |  | 4648 | 1 | Supplemental wells | 454 | COUNTY-OTHER, COLLIN | C | WUG | MUNICIPAL | 757 | COUNTY-OTHER |  | N | 2010 | 2010 | 27281 | 27281 | 27281 | 5668 | 5668 | 5668 | 297500 | 30 | 454 | COUNTY-OTHER, COLLIN | C | WUG | MUNICIPAL | 757 | COUNTY-OTHER | C | 43 | COLLIN | 0 | 0 | 0 | 0 | 0 | 0 | N
307 | SUPPLEMENTAL WELLS | Supplemental wells | C | 5 | EXISTING SOURCE OR EXPANDED USE OF AN EXISTING SOURCE (SURFACE WATER OR GROUNDWATER) | 6 | GROUNDWATER | 6 | OTHER INFRASTRUCTURE |  | 978 | 1028 | TRINITY AQUIFER | C | 43 | COLLIN | 8 | TRINITY | 1 | GROUNDWATER | 1 | NO WATER QUALITY IMPROVEMENTS |  | 4844 | 1 | Supplemental wells | 1020 | IRRIGATION, COLLIN | C | WUG | IRRIGATION | 1004 | N/A |  | N | 2010 | 2020 | 0 | 28788 | 28788 | 57576 | 35490 | 35490 | 608000 | 30 | 1020 | IRRIGATION, COLLIN | C | WUG | IRRIGATION | 1004 | N/A | C | 43 | COLLIN | 0 | 0 | 0 | 0 | 0 | 0 | N
307 | SUPPLEMENTAL WELLS | Supplemental wells | C | 5 | EXISTING SOURCE OR EXPANDED USE OF AN EXISTING SOURCE (SURFACE WATER OR GROUNDWATER) | 6 | GROUNDWATER | 6 | OTHER INFRASTRUCTURE |  | 978 | 1028 | TRINITY AQUIFER | C | 43 | COLLIN | 8 | TRINITY | 1 | GROUNDWATER | 1 | NO WATER QUALITY IMPROVEMENTS |  | 4788 | 1 | Supplemental wells | 871 | MARILEE SUD | C | WUG | MUNICIPAL | 4146 | UTILITY |  | N | 2010 | 2010 | 0 | 0 | 0 | 0 | 0 | 0 | 4307000 | 30 | 871 | MARILEE SUD | C | WUG | MUNICIPAL | 4146 | UTILITY | C | 43 | COLLIN | 0 | 0 | 0 | 0 | 0 | 0 | N
307 | SUPPLEMENTAL WELLS | Supplemental wells | C | 5 | EXISTING SOURCE OR EXPANDED USE OF AN EXISTING SOURCE (SURFACE WATER OR GROUNDWATER) | 6 | GROUNDWATER | 6 | OTHER INFRASTRUCTURE |  | 978 | 1028 | TRINITY AQUIFER | C | 43 | COLLIN | 8 | TRINITY | 1 | GROUNDWATER | 1 | NO WATER QUALITY IMPROVEMENTS |  | 4792 | 1 | Supplemental wells | 2376 | SOUTH GRAYSON WSC | C | WUG | MUNICIPAL | 4336 | UTILITY |  | N | 2010 | 2010 | 71025 | 71025 | 142049 | 157207 | 157207 | 172364 | 3076000 | 30 | 2376 | SOUTH GRAYSON WSC | C | WUG | MUNICIPAL | 4336 | UTILITY | C | 43 | COLLIN | 0 | 0 | 0 | 0 | 0 | 0 | N
307 | SUPPLEMENTAL WELLS | Supplemental wells | C | 5 | EXISTING SOURCE OR EXPANDED USE OF AN EXISTING SOURCE (SURFACE WATER OR GROUNDWATER) | 6 | GROUNDWATER | 6 | OTHER INFRASTRUCTURE |  | 1032 | 1012 | TRINITY AQUIFER | C | 49 | COOKE | 2 | RED | 1 | GROUNDWATER | 1 | NO WATER QUALITY IMPROVEMENTS |  | 5214 | 1 | Supplemental wells | 57 | GAINESVILLE | C | BOTH | MUNICIPAL | 225 | CITY |  | N | 2010 | 2010 | 0 | 0 | 0 | 0 | 0 | 0 | 0 | 0 | 57 | GAINESVILLE | C | BOTH | MUNICIPAL | 225 | CITY | C | 49 | COOKE | 0 | 0 | 0 | 0 | 0 | 0 | N
307 | SUPPLEMENTAL WELLS | Supplemental wells | C | 5 | EXISTING SOURCE OR EXPANDED USE OF AN EXISTING SOURCE (SURFACE WATER OR GROUNDWATER) | 6 | GROUNDWATER | 6 | OTHER INFRASTRUCTURE |  | 980 | 1031 | TRINITY AQUIFER | C | 49 | COOKE | 8 | TRINITY | 1 | GROUNDWATER | 1 | NO WATER QUALITY IMPROVEMENTS |  | 4527 | 1 | Supplemental wells | 271 | BOLIVAR WSC | C | BOTH | MUNICIPAL | 4028 | UTILITY | 4 wells | N | 2010 | 2010 | 0 | 0 | 0 | 0 | 0 | 0 | 0 | 0 | 271 | BOLIVAR WSC | C | BOTH | MUNICIPAL | 4028 | UTILITY | C | 49 | COOKE | 0 | 0 | 0 | 0 | 0 | 0 | N
307 | SUPPLEMENTAL WELLS | Supplemental wells | C | 5 | EXISTING SOURCE OR EXPANDED USE OF AN EXISTING SOURCE (SURFACE WATER OR GROUNDWATER) | 6 | GROUNDWATER | 6 | OTHER INFRASTRUCTURE |  | 980 | 1031 | TRINITY AQUIFER | C | 49 | COOKE | 8 | TRINITY | 1 | GROUNDWATER | 1 | NO WATER QUALITY IMPROVEMENTS |  | 4816 | 1 | Supplemental wells | 460 | COUNTY-OTHER, COOKE | C | WUG | MUNICIPAL | 757 | COUNTY-OTHER |  | N | 2010 | 2010 | 0 | 0 | 0 | 0 | 0 | 0 | 6354000 | 30 | 460 | COUNTY-OTHER, COOKE | C | WUG | MUNICIPAL | 757 | COUNTY-OTHER | C | 49 | COOKE | 0 | 0 | 0 | 0 | 0 | 0 | N
307 | SUPPLEMENTAL WELLS | Supplemental wells | C | 5 | EXISTING SOURCE OR EXPANDED USE OF AN EXISTING SOURCE (SURFACE WATER OR GROUNDWATER) | 6 | GROUNDWATER | 6 | OTHER INFRASTRUCTURE |  | 980 | 1031 | TRINITY AQUIFER | C | 49 | COOKE | 8 | TRINITY | 1 | GROUNDWATER | 1 | NO WATER QUALITY IMPROVEMENTS |  | 5214 | 1 | Supplemental wells | 57 | GAINESVILLE | C | BOTH | MUNICIPAL | 225 | CITY |  | N | 2010 | 2010 | 130120 | 185180 | 260240 | 287780 | 301550 | 315320 | 5648000 | 30 | 57 | GAINESVILLE | C | BOTH | MUNICIPAL | 225 | CITY | C | 49 | COOKE | 0 | 0 | 0 | 0 | 0 | 0 | N
307 | SUPPLEMENTAL WELLS | Supplemental wells | C | 5 | EXISTING SOURCE OR EXPANDED USE OF AN EXISTING SOURCE (SURFACE WATER OR GROUNDWATER) | 6 | GROUNDWATER | 6 | OTHER INFRASTRUCTURE |  | 980 | 1031 | TRINITY AQUIFER | C | 49 | COOKE | 8 | TRINITY | 1 | GROUNDWATER | 1 | NO WATER QUALITY IMPROVEMENTS |  | 4845 | 1 | Supplemental wells | 1026 | IRRIGATION, COOKE | C | WUG | IRRIGATION | 1004 | N/A |  | N | 2010 | 2010 | 39692 | 59574 | 79456 | 88708 | 93334 | 97960 | 1678000 | 30 | 1026 | IRRIGATION, COOKE | C | WUG | IRRIGATION | 1004 | N/A | C | 49 | COOKE | 0 | 0 | 0 | 0 | 0 | 0 | N
307 | SUPPLEMENTAL WELLS | Supplemental wells | C | 5 | EXISTING SOURCE OR EXPANDED USE OF AN EXISTING SOURCE (SURFACE WATER OR GROUNDWATER) | 6 | GROUNDWATER | 6 | OTHER INFRASTRUCTURE |  | 980 | 1031 | TRINITY AQUIFER | C | 49 | COOKE | 8 | TRINITY | 1 | GROUNDWATER | 1 | NO WATER QUALITY IMPROVEMENTS |  | 4858 | 1 | Supplemental wells | 1268 | KIOWA HOMEOWNERS WSC | C | WUG | MUNICIPAL | 4223 | UTILITY |  | N | 2010 | 2010 | 90438 | 90438 | 90438 | 110117 | 110117 | 110117 | 1948000 | 30 | 1268 | KIOWA HOMEOWNERS WSC | C | WUG | MUNICIPAL | 4223 | UTILITY | C | 49 | COOKE | 0 | 0 | 0 | 0 | 0 | 0 | N
307 | SUPPLEMENTAL WELLS | Supplemental wells | C | 5 | EXISTING SOURCE OR EXPANDED USE OF AN EXISTING SOURCE (SURFACE WATER OR GROUNDWATER) | 6 | GROUNDWATER | 6 | OTHER INFRASTRUCTURE |  | 980 | 1031 | TRINITY AQUIFER | C | 49 | COOKE | 8 | TRINITY | 1 | GROUNDWATER | 1 | NO WATER QUALITY IMPROVEMENTS |  | 4863 | 1 | Supplemental wells | 1327 | LINDSAY | C | WUG | MUNICIPAL | 899 | CITY |  | N | 2010 | 2010 | 41758 | 41758 | 83516 | 50097 | 91855 | 58437 | 1380000 | 30 | 1327 | LINDSAY | C | WUG | MUNICIPAL | 899 | CITY | C | 49 | COOKE | 0 | 0 | 0 | 0 | 0 | 0 | N
307 | SUPPLEMENTAL WELLS | Supplemental wells | C | 5 | EXISTING SOURCE OR EXPANDED USE OF AN EXISTING SOURCE (SURFACE WATER OR GROUNDWATER) | 6 | GROUNDWATER | 6 | OTHER INFRASTRUCTURE |  | 980 | 1031 | TRINITY AQUIFER | C | 49 | COOKE | 8 | TRINITY | 1 | GROUNDWATER | 1 | NO WATER QUALITY IMPROVEMENTS |  | 4866 | 1 | Supplemental wells | 1380 | LIVESTOCK, COOKE | C | WUG | LIVESTOCK | 1005 | N/A |  | N | 2010 | 2010 | 79456 | 158913 | 218487 | 236991 | 255494 | 269372 | 4614000 | 30 | 1380 | LIVESTOCK, COOKE | C | WUG | LIVESTOCK | 1005 | N/A | C | 49 | COOKE | 0 | 0 | 0 | 0 | 0 | 0 | N
307 | SUPPLEMENTAL WELLS | Supplemental wells | C | 5 | EXISTING SOURCE OR EXPANDED USE OF AN EXISTING SOURCE (SURFACE WATER OR GROUNDWATER) | 6 | GROUNDWATER | 6 | OTHER INFRASTRUCTURE |  | 980 | 1031 | TRINITY AQUIFER | C | 49 | COOKE | 8 | TRINITY | 1 | GROUNDWATER | 1 | NO WATER QUALITY IMPROVEMENTS |  | 4881 | 1 | Supplemental wells | 1654 | MANUFACTURING, COOKE | C | WUG | MANUFACTURING | 1001 | N/A |  | N | 2010 | 2010 | 48199 | 48199 | 96397 | 58039 | 106237 | 67878 | 1584000 | 30 | 1654 | MANUFACTURING, COOKE | C | WUG | MANUFACTURING | 1001 | N/A | C | 49 | COOKE | 0 | 0 | 0 | 0 | 0 | 0 | N
307 | SUPPLEMENTAL WELLS | Supplemental wells | C | 5 | EXISTING SOURCE OR EXPANDED USE OF AN EXISTING SOURCE (SURFACE WATER OR GROUNDWATER) | 6 | GROUNDWATER | 6 | OTHER INFRASTRUCTURE |  | 980 | 1031 | TRINITY AQUIFER | C | 49 | COOKE | 8 | TRINITY | 1 | GROUNDWATER | 1 | NO WATER QUALITY IMPROVEMENTS |  | 4892 | 1 | Supplemental wells | 1886 | MINING, COOKE | C | WUG | MINING | 1003 | N/A |  | N | 2010 | 2010 | 19882 | 19882 | 19882 | 24508 | 24508 | 24508 | 420000 | 30 | 1886 | MINING, COOKE | C | WUG | MINING | 1003 | N/A | C | 49 | COOKE | 0 | 0 | 0 | 0 | 0 | 0 | N
307 | SUPPLEMENTAL WELLS | Supplemental wells | C | 5 | EXISTING SOURCE OR EXPANDED USE OF AN EXISTING SOURCE (SURFACE WATER OR GROUNDWATER) | 6 | GROUNDWATER | 6 | OTHER INFRASTRUCTURE |  | 980 | 1031 | TRINITY AQUIFER | C | 49 | COOKE | 8 | TRINITY | 1 | GROUNDWATER | 1 | NO WATER QUALITY IMPROVEMENTS |  | 4904 | 1 | Supplemental wells | 2092 | MUENSTER | C | WUG | MUNICIPAL | 418 | CITY |  | N | 2010 | 2010 | 38923 | 77847 | 116770 | 124454 | 132138 | 100899 | 2150000 | 30 | 2092 | MUENSTER | C | WUG | MUNICIPAL | 418 | CITY | C | 49 | COOKE | 0 | 0 | 0 | 0 | 0 | 0 | N
307 | SUPPLEMENTAL WELLS | Supplemental wells | C | 5 | EXISTING SOURCE OR EXPANDED USE OF AN EXISTING SOURCE (SURFACE WATER OR GROUNDWATER) | 6 | GROUNDWATER | 6 | OTHER INFRASTRUCTURE |  | 980 | 1031 | TRINITY AQUIFER | C | 49 | COOKE | 8 | TRINITY | 1 | GROUNDWATER | 1 | NO WATER QUALITY IMPROVEMENTS |  | 4934 | 1 | Supplemental wells | 2560 | VALLEY VIEW | C | WUG | MUNICIPAL | 981 | CITY |  | N | 2010 | 2020 | 0 | 41389 | 41389 | 41389 | 8261 | 8261 | 456000 | 30 | 2560 | VALLEY VIEW | C | WUG | MUNICIPAL | 981 | CITY | C | 49 | COOKE | 0 | 0 | 0 | 0 | 0 | 0 | N
307 | SUPPLEMENTAL WELLS | Supplemental wells | C | 5 | EXISTING SOURCE OR EXPANDED USE OF AN EXISTING SOURCE (SURFACE WATER OR GROUNDWATER) | 6 | GROUNDWATER | 6 | OTHER INFRASTRUCTURE |  | 980 | 1031 | TRINITY AQUIFER | C | 49 | COOKE | 8 | TRINITY | 1 | GROUNDWATER | 1 | NO WATER QUALITY IMPROVEMENTS |  | 4943 | 1 | Supplemental wells | 2640 | WOODBINE WSC | C | WUG | MUNICIPAL | 4403 | UTILITY |  | N | 2010 | 2010 | 59013 | 118026 | 177038 | 189410 | 201783 | 214155 | 3852000 | 30 | 2640 | WOODBINE WSC | C | WUG | MUNICIPAL | 4403 | UTILITY | C | 49 | COOKE | 0 | 0 | 0 | 0 | 0 | 0 | N
307 | SUPPLEMENTAL WELLS | Supplemental wells | C | 5 | EXISTING SOURCE OR EXPANDED USE OF AN EXISTING SOURCE (SURFACE WATER OR GROUNDWATER) | 6 | GROUNDWATER | 6 | OTHER INFRASTRUCTURE |  | 982 | 1035 | TRINITY AQUIFER | C | 57 | DALLAS | 8 | TRINITY | 1 | GROUNDWATER | 1 | NO WATER QUALITY IMPROVEMENTS |  | 4808 | 1 | Supplemental wells | 332 | CARROLLTON | C | WUG | MUNICIPAL | 98 | CITY |  | N | 2010 | 2010 | 0 | 0 | 0 | 0 | 0 | 0 | 1173000 | 30 | 332 | CARROLLTON | C | WUG | MUNICIPAL | 98 | CITY | C | 57 | DALLAS | 0 | 0 | 0 | 0 | 0 | 0 | N
307 | SUPPLEMENTAL WELLS | Supplemental wells | C | 5 | EXISTING SOURCE OR EXPANDED USE OF AN EXISTING SOURCE (SURFACE WATER OR GROUNDWATER) | 6 | GROUNDWATER | 6 | OTHER INFRASTRUCTURE |  | 982 | 1035 | TRINITY AQUIFER | C | 57 | DALLAS | 8 | TRINITY | 1 | GROUNDWATER | 1 | NO WATER QUALITY IMPROVEMENTS |  | 4809 | 1 | Supplemental wells | 24 | CEDAR HILL | C | WUG | MUNICIPAL | 102 | CITY | ONLINE DATE-2030 | N | 2010 | 2030 | 0 | 0 | 108819 | 108819 | 217637 | 132783 | 2808000 | 30 | 24 | CEDAR HILL | C | WUG | MUNICIPAL | 102 | CITY | C | 57 | DALLAS | 0 | 0 | 0 | 0 | 0 | 0 | N
307 | SUPPLEMENTAL WELLS | Supplemental wells | C | 5 | EXISTING SOURCE OR EXPANDED USE OF AN EXISTING SOURCE (SURFACE WATER OR GROUNDWATER) | 6 | GROUNDWATER | 6 | OTHER INFRASTRUCTURE |  | 982 | 1035 | TRINITY AQUIFER | C | 57 | DALLAS | 8 | TRINITY | 1 | GROUNDWATER | 1 | NO WATER QUALITY IMPROVEMENTS |  | 4817 | 1 | Supplemental wells | 468 | COUNTY-OTHER, DALLAS | C | WUG | MUNICIPAL | 757 | COUNTY-OTHER |  | N | 2010 | 2010 | 73391 | 73391 | 73391 | 15708 | 15708 | 15708 | 794000 | 30 | 468 | COUNTY-OTHER, DALLAS | C | WUG | MUNICIPAL | 757 | COUNTY-OTHER | C | 57 | DALLAS | 0 | 0 | 0 | 0 | 0 | 0 | N
307 | SUPPLEMENTAL WELLS | Supplemental wells | C | 5 | EXISTING SOURCE OR EXPANDED USE OF AN EXISTING SOURCE (SURFACE WATER OR GROUNDWATER) | 6 | GROUNDWATER | 6 | OTHER INFRASTRUCTURE |  | 982 | 1035 | TRINITY AQUIFER | C | 57 | DALLAS | 8 | TRINITY | 1 | GROUNDWATER | 1 | NO WATER QUALITY IMPROVEMENTS |  | 4837 | 1 | Supplemental wells | 841 | GLENN HEIGHTS | C | WUG | MUNICIPAL | 697 | CITY |  | N | 2010 | 2010 | 0 | 0 | 0 | 0 | 0 | 0 | 1659000 | 30 | 841 | GLENN HEIGHTS | C | WUG | MUNICIPAL | 697 | CITY | C | 57 | DALLAS | 0 | 0 | 0 | 0 | 0 | 0 | N
307 | SUPPLEMENTAL WELLS | Supplemental wells | C | 5 | EXISTING SOURCE OR EXPANDED USE OF AN EXISTING SOURCE (SURFACE WATER OR GROUNDWATER) | 6 | GROUNDWATER | 6 | OTHER INFRASTRUCTURE |  | 982 | 1035 | TRINITY AQUIFER | C | 57 | DALLAS | 8 | TRINITY | 1 | GROUNDWATER | 1 | NO WATER QUALITY IMPROVEMENTS |  | 4837 | 1 | Supplemental wells | 841 | GLENN HEIGHTS | C | WUG | MUNICIPAL | 697 | CITY |  | N | 2010 | 2010 | 0 | 0 | 0 | 0 | 0 | 0 | 1659000 | 30 | 841 | GLENN HEIGHTS | C | WUG | MUNICIPAL | 697 | CITY | C | 70 | ELLIS | 0 | 0 | 0 | 0 | 0 | 0 | N
307 | SUPPLEMENTAL WELLS | Supplemental wells | C | 5 | EXISTING SOURCE OR EXPANDED USE OF AN EXISTING SOURCE (SURFACE WATER OR GROUNDWATER) | 6 | GROUNDWATER | 6 | OTHER INFRASTRUCTURE |  | 982 | 1035 | TRINITY AQUIFER | C | 57 | DALLAS | 8 | TRINITY | 1 | GROUNDWATER | 1 | NO WATER QUALITY IMPROVEMENTS |  | 4453 | 1 | Supplemental wells | 853 | GRAND PRAIRIE | C | BOTH | MUNICIPAL | 245 | CITY |  | N | 2010 | 2010 | 223515 | 448817 | 560575 | 611666 | 661376 | 686027 | 3000000 | 30 | 853 | GRAND PRAIRIE | C | BOTH | MUNICIPAL | 245 | CITY | C | 57 | DALLAS | 0 | 0 | 0 | 0 | 0 | 0 | N
307 | SUPPLEMENTAL WELLS | Supplemental wells | C | 5 | EXISTING SOURCE OR EXPANDED USE OF AN EXISTING SOURCE (SURFACE WATER OR GROUNDWATER) | 6 | GROUNDWATER | 6 | OTHER INFRASTRUCTURE |  | 982 | 1035 | TRINITY AQUIFER | C | 57 | DALLAS | 8 | TRINITY | 1 | GROUNDWATER | 1 | NO WATER QUALITY IMPROVEMENTS |  | 4121 | 1 | Supplemental wells | 1657 | MANUFACTURING, DALLAS | C | WUG | MANUFACTURING | 1001 | N/A |  | N | 2010 | 2010 | 64961 | 64961 | 64961 | 13743 | 13743 | 13743 | 705000 | 30 | 1657 | MANUFACTURING, DALLAS | C | WUG | MANUFACTURING | 1001 | N/A | C | 57 | DALLAS | 0 | 0 | 0 | 0 | 0 | 0 | N
307 | SUPPLEMENTAL WELLS | Supplemental wells | C | 5 | EXISTING SOURCE OR EXPANDED USE OF AN EXISTING SOURCE (SURFACE WATER OR GROUNDWATER) | 6 | GROUNDWATER | 6 | OTHER INFRASTRUCTURE |  | 982 | 1035 | TRINITY AQUIFER | C | 57 | DALLAS | 8 | TRINITY | 1 | GROUNDWATER | 1 | NO WATER QUALITY IMPROVEMENTS |  | 4789 | 1 | Supplemental wells | 1893 | MINING, DALLAS | C | WUG | MINING | 1003 | N/A |  | N | 2010 | 2010 | 29925 | 29925 | 29925 | 6968 | 6968 | 6968 | 316000 | 30 | 1893 | MINING, DALLAS | C | WUG | MINING | 1003 | N/A | C | 57 | DALLAS | 0 | 0 | 0 | 0 | 0 | 0 | N
307 | SUPPLEMENTAL WELLS | Supplemental wells | C | 5 | EXISTING SOURCE OR EXPANDED USE OF AN EXISTING SOURCE (SURFACE WATER OR GROUNDWATER) | 6 | GROUNDWATER | 6 | OTHER INFRASTRUCTURE |  | 982 | 1035 | TRINITY AQUIFER | C | 57 | DALLAS | 8 | TRINITY | 1 | GROUNDWATER | 1 | NO WATER QUALITY IMPROVEMENTS |  | 4942 | 1 | Supplemental wells | 2627 | WILMER | C | WUG | MUNICIPAL | 657 | CITY |  | N | 2010 | 2010 | 142244 | 142244 | 278343 | 167844 | 167844 | 62068 | 2977000 | 30 | 2627 | WILMER | C | WUG | MUNICIPAL | 657 | CITY | C | 57 | DALLAS | 0 | 0 | 0 | 0 | 0 | 0 | N
307 | SUPPLEMENTAL WELLS | Supplemental wells | C | 5 | EXISTING SOURCE OR EXPANDED USE OF AN EXISTING SOURCE (SURFACE WATER OR GROUNDWATER) | 6 | GROUNDWATER | 6 | OTHER INFRASTRUCTURE |  | 983 | 1038 | TRINITY AQUIFER | C | 61 | DENTON | 8 | TRINITY | 1 | GROUNDWATER | 1 | NO WATER QUALITY IMPROVEMENTS |  | 4794 | 1 | Supplemental wells | 199 | ARGYLE WSC | C | BOTH | MUNICIPAL | 4007 | UTILITY |  | N | 2010 | 2010 | 65339 | 65339 | 130677 | 79169 | 144508 | 158339 | 2836000 | 30 | 199 | ARGYLE WSC | C | BOTH | MUNICIPAL | 4007 | UTILITY | C | 61 | DENTON | 0 | 0 | 0 | 0 | 0 | 0 | N
307 | SUPPLEMENTAL WELLS | Supplemental wells | C | 5 | EXISTING SOURCE OR EXPANDED USE OF AN EXISTING SOURCE (SURFACE WATER OR GROUNDWATER) | 6 | GROUNDWATER | 6 | OTHER INFRASTRUCTURE |  | 983 | 1038 | TRINITY AQUIFER | C | 61 | DENTON | 8 | TRINITY | 1 | GROUNDWATER | 1 | NO WATER QUALITY IMPROVEMENTS |  | 4796 | 1 | Supplemental wells | 207 | AUBREY | C | WUG | MUNICIPAL | 758 | CITY |  | N | 2010 | 2010 | 54828 | 54828 | 109657 | 66213 | 121041 | 77597 | 1794000 | 30 | 207 | AUBREY | C | WUG | MUNICIPAL | 758 | CITY | C | 61 | DENTON | 0 | 0 | 0 | 0 | 0 | 0 | N
307 | SUPPLEMENTAL WELLS | Supplemental wells | C | 5 | EXISTING SOURCE OR EXPANDED USE OF AN EXISTING SOURCE (SURFACE WATER OR GROUNDWATER) | 6 | GROUNDWATER | 6 | OTHER INFRASTRUCTURE |  | 983 | 1038 | TRINITY AQUIFER | C | 61 | DENTON | 8 | TRINITY | 1 | GROUNDWATER | 1 | NO WATER QUALITY IMPROVEMENTS |  | 4799 | 1 | Supplemental wells | 223 | BARTONVILLE WSC | C | BOTH | MUNICIPAL | 4010 | UTILITY |  | N | 2010 | 2010 | 107496 | 216694 | 275039 | 299020 | 270841 | 333907 | 6016000 | 30 | 223 | BARTONVILLE WSC | C | BOTH | MUNICIPAL | 4010 | UTILITY | C | 61 | DENTON | 0 | 0 | 0 | 0 | 0 | 0 | N
307 | SUPPLEMENTAL WELLS | Supplemental wells | C | 5 | EXISTING SOURCE OR EXPANDED USE OF AN EXISTING SOURCE (SURFACE WATER OR GROUNDWATER) | 6 | GROUNDWATER | 6 | OTHER INFRASTRUCTURE |  | 983 | 1038 | TRINITY AQUIFER | C | 61 | DENTON | 8 | TRINITY | 1 | GROUNDWATER | 1 | NO WATER QUALITY IMPROVEMENTS |  | 4527 | 1 | Supplemental wells | 271 | BOLIVAR WSC | C | BOTH | MUNICIPAL | 4028 | UTILITY | 12 wells | N | 2010 | 2010 | 174935 | 318705 | 462475 | 497707 | 527055 | 556403 | 10146000 | 30 | 271 | BOLIVAR WSC | C | BOTH | MUNICIPAL | 4028 | UTILITY | C | 61 | DENTON | 0 | 0 | 0 | 0 | 0 | 0 | N
307 | SUPPLEMENTAL WELLS | Supplemental wells | C | 5 | EXISTING SOURCE OR EXPANDED USE OF AN EXISTING SOURCE (SURFACE WATER OR GROUNDWATER) | 6 | GROUNDWATER | 6 | OTHER INFRASTRUCTURE |  | 983 | 1038 | TRINITY AQUIFER | C | 61 | DENTON | 8 | TRINITY | 1 | GROUNDWATER | 1 | NO WATER QUALITY IMPROVEMENTS |  | 4815 | 1 | Supplemental wells | 406 | CORINTH | C | WUG | MUNICIPAL | 691 | CITY |  | N | 2010 | 2010 | 0 | 0 | 0 | 0 | 0 | 0 | 541600 | 30 | 406 | CORINTH | C | WUG | MUNICIPAL | 691 | CITY | C | 61 | DENTON | 0 | 0 | 0 | 0 | 0 | 0 | N
307 | SUPPLEMENTAL WELLS | Supplemental wells | C | 5 | EXISTING SOURCE OR EXPANDED USE OF AN EXISTING SOURCE (SURFACE WATER OR GROUNDWATER) | 6 | GROUNDWATER | 6 | OTHER INFRASTRUCTURE |  | 983 | 1038 | TRINITY AQUIFER | C | 61 | DENTON | 8 | TRINITY | 1 | GROUNDWATER | 1 | NO WATER QUALITY IMPROVEMENTS |  | 4653 | 1 | Supplemental wells | 472 | COUNTY-OTHER, DENTON | C | WUG | MUNICIPAL | 757 | COUNTY-OTHER |  | N | 2010 | 2010 | 11287 | 11287 | 11287 | 11287 | 11287 | 11287 | 593000 | 30 | 472 | COUNTY-OTHER, DENTON | C | WUG | MUNICIPAL | 757 | COUNTY-OTHER | C | 61 | DENTON | 0 | 0 | 0 | 0 | 0 | 0 | N
307 | SUPPLEMENTAL WELLS | Supplemental wells | C | 5 | EXISTING SOURCE OR EXPANDED USE OF AN EXISTING SOURCE (SURFACE WATER OR GROUNDWATER) | 6 | GROUNDWATER | 6 | OTHER INFRASTRUCTURE |  | 983 | 1038 | TRINITY AQUIFER | C | 61 | DENTON | 8 | TRINITY | 1 | GROUNDWATER | 1 | NO WATER QUALITY IMPROVEMENTS |  | 4839 | 1 | Supplemental wells | 873 | HACKBERRY | C | WUG | MUNICIPAL | 1023 | CITY |  | N | 2010 | 2010 | 32584 | 32584 | 32584 | 60855 | 60855 | 60855 | 959000 | 30 | 873 | HACKBERRY | C | WUG | MUNICIPAL | 1023 | CITY | C | 61 | DENTON | 0 | 0 | 0 | 0 | 0 | 0 | N
307 | SUPPLEMENTAL WELLS | Supplemental wells | C | 5 | EXISTING SOURCE OR EXPANDED USE OF AN EXISTING SOURCE (SURFACE WATER OR GROUNDWATER) | 6 | GROUNDWATER | 6 | OTHER INFRASTRUCTURE |  | 983 | 1038 | TRINITY AQUIFER | C | 61 | DENTON | 8 | TRINITY | 1 | GROUNDWATER | 1 | NO WATER QUALITY IMPROVEMENTS |  | 4841 | 1 | Supplemental wells | 944 | HIGHLAND VILLAGE | C | WUG | MUNICIPAL | 706 | CITY |  | N | 2010 | 2010 | 0 | 0 | 0 | 0 | 0 | 0 | 4992000 | 30 | 944 | HIGHLAND VILLAGE | C | WUG | MUNICIPAL | 706 | CITY | C | 61 | DENTON | 0 | 0 | 0 | 0 | 0 | 0 | N
307 | SUPPLEMENTAL WELLS | Supplemental wells | C | 5 | EXISTING SOURCE OR EXPANDED USE OF AN EXISTING SOURCE (SURFACE WATER OR GROUNDWATER) | 6 | GROUNDWATER | 6 | OTHER INFRASTRUCTURE |  | 983 | 1038 | TRINITY AQUIFER | C | 61 | DENTON | 8 | TRINITY | 1 | GROUNDWATER | 1 | NO WATER QUALITY IMPROVEMENTS |  | 4855 | 1 | Supplemental wells | 1246 | JUSTIN | C | WUG | MUNICIPAL | 784 | CITY |  | N | 2010 | 2010 | 50012 | 50012 | 100025 | 60286 | 110298 | 120571 | 2188000 | 30 | 1246 | JUSTIN | C | WUG | MUNICIPAL | 784 | CITY | C | 61 | DENTON | 0 | 0 | 0 | 0 | 0 | 0 | N
307 | SUPPLEMENTAL WELLS | Supplemental wells | C | 5 | EXISTING SOURCE OR EXPANDED USE OF AN EXISTING SOURCE (SURFACE WATER OR GROUNDWATER) | 6 | GROUNDWATER | 6 | OTHER INFRASTRUCTURE |  | 983 | 1038 | TRINITY AQUIFER | C | 61 | DENTON | 8 | TRINITY | 1 | GROUNDWATER | 1 | NO WATER QUALITY IMPROVEMENTS |  | 4859 | 1 | Supplemental wells | 1275 | KRUM | C | WUG | MUNICIPAL | 785 | CITY |  | N | 2010 | 2010 | 35888 | 35888 | 124815 | 140790 | 140862 | 105700 | 2266000 | 30 | 1275 | KRUM | C | WUG | MUNICIPAL | 785 | CITY | C | 61 | DENTON | 0 | 0 | 0 | 0 | 0 | 0 | N
307 | SUPPLEMENTAL WELLS | Supplemental wells | C | 5 | EXISTING SOURCE OR EXPANDED USE OF AN EXISTING SOURCE (SURFACE WATER OR GROUNDWATER) | 6 | GROUNDWATER | 6 | OTHER INFRASTRUCTURE |  | 983 | 1038 | TRINITY AQUIFER | C | 61 | DENTON | 8 | TRINITY | 1 | GROUNDWATER | 1 | NO WATER QUALITY IMPROVEMENTS |  | 4791 | 1 | Supplemental wells | 83 | LAKE CITIES MUNICIPAL UTILITY AUTHORITY | C | WWP | WWP | N/A | N/A |  | N | 2010 | 2020 | 0 | 45701.91 | 45701.91 | 91403.82 | 54940.13 | 72601.27 | 1200000 | 30 | 937 | HICKORY CREEK | C | WUG | MUNICIPAL | 704 | CITY | C | 61 | DENTON | 0 | 0 | 0 | 0 | 0 | 0 | N
307 | SUPPLEMENTAL WELLS | Supplemental wells | C | 5 | EXISTING SOURCE OR EXPANDED USE OF AN EXISTING SOURCE (SURFACE WATER OR GROUNDWATER) | 6 | GROUNDWATER | 6 | OTHER INFRASTRUCTURE |  | 983 | 1038 | TRINITY AQUIFER | C | 61 | DENTON | 8 | TRINITY | 1 | GROUNDWATER | 1 | NO WATER QUALITY IMPROVEMENTS |  | 4791 | 1 | Supplemental wells | 83 | LAKE CITIES MUNICIPAL UTILITY AUTHORITY | C | WWP | WWP | N/A | N/A |  | N | 2010 | 2020 | 0 | 45701.91 | 45701.91 | 91403.82 | 54940.13 | 72601.27 | 1200000 | 30 | 1292 | LAKE DALLAS | C | WUG | MUNICIPAL | 337 | CITY | C | 61 | DENTON | 0 | 0 | 0 | 0 | 0 | 0 | N
307 | SUPPLEMENTAL WELLS | Supplemental wells | C | 5 | EXISTING SOURCE OR EXPANDED USE OF AN EXISTING SOURCE (SURFACE WATER OR GROUNDWATER) | 6 | GROUNDWATER | 6 | OTHER INFRASTRUCTURE |  | 983 | 1038 | TRINITY AQUIFER | C | 61 | DENTON | 8 | TRINITY | 1 | GROUNDWATER | 1 | NO WATER QUALITY IMPROVEMENTS |  | 4791 | 1 | Supplemental wells | 83 | LAKE CITIES MUNICIPAL UTILITY AUTHORITY | C | WWP | WWP | N/A | N/A |  | N | 2010 | 2020 | 0 | 45701.91 | 45701.91 | 91403.82 | 54940.13 | 72601.27 | 1200000 | 30 | 2348 | SHADY SHORES | C | WUG | MUNICIPAL | 803 | CITY | C | 61 | DENTON | 0 | 0 | 0 | 0 | 0 | 0 | N
307 | SUPPLEMENTAL WELLS | Supplemental wells | C | 5 | EXISTING SOURCE OR EXPANDED USE OF AN EXISTING SOURCE (SURFACE WATER OR GROUNDWATER) | 6 | GROUNDWATER | 6 | OTHER INFRASTRUCTURE |  | 983 | 1038 | TRINITY AQUIFER | C | 61 | DENTON | 8 | TRINITY | 1 | GROUNDWATER | 1 | NO WATER QUALITY IMPROVEMENTS |  | 4862 | 1 | Supplemental wells | 1323 | LINCOLN PARK | C | WUG | MUNICIPAL | 1018 | CITY |  | N | 2010 | 2010 | 0 | 0 | 0 | 0 | 0 | 0 | 500000 | 30 | 1323 | LINCOLN PARK | C | WUG | MUNICIPAL | 1018 | CITY | C | 61 | DENTON | 0 | 0 | 0 | 0 | 0 | 0 | N
307 | SUPPLEMENTAL WELLS | Supplemental wells | C | 5 | EXISTING SOURCE OR EXPANDED USE OF AN EXISTING SOURCE (SURFACE WATER OR GROUNDWATER) | 6 | GROUNDWATER | 6 | OTHER INFRASTRUCTURE |  | 983 | 1038 | TRINITY AQUIFER | C | 61 | DENTON | 8 | TRINITY | 1 | GROUNDWATER | 1 | NO WATER QUALITY IMPROVEMENTS |  | 4405 | 1 | Supplemental wells | 1392 | LIVESTOCK, DENTON | C | WUG | LIVESTOCK | 1005 | N/A |  | N | 2010 | 2010 | 10992 | 10992 | 10992 | 2564 | 2564 | 2564 | 116000 | 30 | 1392 | LIVESTOCK, DENTON | C | WUG | LIVESTOCK | 1005 | N/A | C | 61 | DENTON | 0 | 0 | 0 | 0 | 0 | 0 | N
307 | SUPPLEMENTAL WELLS | Supplemental wells | C | 5 | EXISTING SOURCE OR EXPANDED USE OF AN EXISTING SOURCE (SURFACE WATER OR GROUNDWATER) | 6 | GROUNDWATER | 6 | OTHER INFRASTRUCTURE |  | 983 | 1038 | TRINITY AQUIFER | C | 61 | DENTON | 8 | TRINITY | 1 | GROUNDWATER | 1 | NO WATER QUALITY IMPROVEMENTS |  | 4882 | 1 | Supplemental wells | 1660 | MANUFACTURING, DENTON | C | WUG | MANUFACTURING | 1001 | N/A |  | N | 2010 | 2010 | 45937 | 45937 | 45937 | 9322 | 9322 | 9322 | 504000 | 30 | 1660 | MANUFACTURING, DENTON | C | WUG | MANUFACTURING | 1001 | N/A | C | 61 | DENTON | 0 | 0 | 0 | 0 | 0 | 0 | N
307 | SUPPLEMENTAL WELLS | Supplemental wells | C | 5 | EXISTING SOURCE OR EXPANDED USE OF AN EXISTING SOURCE (SURFACE WATER OR GROUNDWATER) | 6 | GROUNDWATER | 6 | OTHER INFRASTRUCTURE |  | 983 | 1038 | TRINITY AQUIFER | C | 61 | DENTON | 8 | TRINITY | 1 | GROUNDWATER | 1 | NO WATER QUALITY IMPROVEMENTS |  | 4893 | 1 | Supplemental wells | 1895 | MINING, DENTON | C | WUG | MINING | 1003 | N/A | App Q cost estimates splits this between Trinity & Woodbine Aquifers, but should all be Trinity. This is the combined cost. | N | 2010 | 2010 | 18554 | 18554 | 25269 | 11029 | 11029 | 5871 | 267000 | 30 | 1895 | MINING, DENTON | C | WUG | MINING | 1003 | N/A | C | 61 | DENTON | 0 | 0 | 0 | 0 | 0 | 0 | N
307 | SUPPLEMENTAL WELLS | Supplemental wells | C | 5 | EXISTING SOURCE OR EXPANDED USE OF AN EXISTING SOURCE (SURFACE WATER OR GROUNDWATER) | 6 | GROUNDWATER | 6 | OTHER INFRASTRUCTURE |  | 983 | 1038 | TRINITY AQUIFER | C | 61 | DENTON | 8 | TRINITY | 1 | GROUNDWATER | 1 | NO WATER QUALITY IMPROVEMENTS |  | 4905 | 1 | Supplemental wells | 101 | MUSTANG SUD | C | BOTH | MUNICIPAL | 4271 | UTILITY |  | N | 2010 | 2010 | 62037 | 124075 | 235171 | 248244 | 261316 | 222397 | 4444000 | 30 | 101 | MUSTANG SUD | C | BOTH | MUNICIPAL | 4271 | UTILITY | C | 61 | DENTON | 0 | 0 | 0 | 0 | 0 | 0 | N
307 | SUPPLEMENTAL WELLS | Supplemental wells | C | 5 | EXISTING SOURCE OR EXPANDED USE OF AN EXISTING SOURCE (SURFACE WATER OR GROUNDWATER) | 6 | GROUNDWATER | 6 | OTHER INFRASTRUCTURE |  | 983 | 1038 | TRINITY AQUIFER | C | 61 | DENTON | 8 | TRINITY | 1 | GROUNDWATER | 1 | NO WATER QUALITY IMPROVEMENTS |  | 4914 | 1 | Supplemental wells | 2198 | PILOT POINT | C | WUG | MUNICIPAL | 465 | CITY |  | N | 2010 | 2010 | 61362 | 122723 | 184085 | 196990 | 209895 | 222800 | 4002000 | 30 | 2198 | PILOT POINT | C | WUG | MUNICIPAL | 465 | CITY | C | 61 | DENTON | 0 | 0 | 0 | 0 | 0 | 0 | N
307 | SUPPLEMENTAL WELLS | Supplemental wells | C | 5 | EXISTING SOURCE OR EXPANDED USE OF AN EXISTING SOURCE (SURFACE WATER OR GROUNDWATER) | 6 | GROUNDWATER | 6 | OTHER INFRASTRUCTURE |  | 983 | 1038 | TRINITY AQUIFER | C | 61 | DENTON | 8 | TRINITY | 1 | GROUNDWATER | 1 | NO WATER QUALITY IMPROVEMENTS |  | 4915 | 1 | Supplemental wells | 2219 | PONDER | C | WUG | MUNICIPAL | 1021 | CITY |  | N | 2010 | 2010 | 37691 | 82768 | 82768 | 97551 | 61589 | 106667 | 1902000 | 30 | 2219 | PONDER | C | WUG | MUNICIPAL | 1021 | CITY | C | 61 | DENTON | 0 | 0 | 0 | 0 | 0 | 0 | N
307 | SUPPLEMENTAL WELLS | Supplemental wells | C | 5 | EXISTING SOURCE OR EXPANDED USE OF AN EXISTING SOURCE (SURFACE WATER OR GROUNDWATER) | 6 | GROUNDWATER | 6 | OTHER INFRASTRUCTURE |  | 983 | 1038 | TRINITY AQUIFER | C | 61 | DENTON | 8 | TRINITY | 1 | GROUNDWATER | 1 | NO WATER QUALITY IMPROVEMENTS |  | 4921 | 1 | Supplemental wells | 2281 | ROANOKE | C | WUG | MUNICIPAL | 800 | CITY |  | N | 2010 | 2010 | 37136 | 84595 | 121731 | 91872 | 91230 | 98507 | 2164000 | 30 | 2281 | ROANOKE | C | WUG | MUNICIPAL | 800 | CITY | C | 61 | DENTON | 0 | 0 | 0 | 0 | 0 | 0 | N
307 | SUPPLEMENTAL WELLS | Supplemental wells | C | 5 | EXISTING SOURCE OR EXPANDED USE OF AN EXISTING SOURCE (SURFACE WATER OR GROUNDWATER) | 6 | GROUNDWATER | 6 | OTHER INFRASTRUCTURE |  | 983 | 1038 | TRINITY AQUIFER | C | 61 | DENTON | 8 | TRINITY | 1 | GROUNDWATER | 1 | NO WATER QUALITY IMPROVEMENTS |  | 4922 | 1 | Supplemental wells | 2328 | SANGER | C | WUG | MUNICIPAL | 535 | CITY |  | N | 2010 | 2010 | 51238 | 102475 | 153713 | 164268 | 174822 | 185376 | 3360000 | 30 | 2328 | SANGER | C | WUG | MUNICIPAL | 535 | CITY | C | 61 | DENTON | 0 | 0 | 0 | 0 | 0 | 0 | N
307 | SUPPLEMENTAL WELLS | Supplemental wells | C | 5 | EXISTING SOURCE OR EXPANDED USE OF AN EXISTING SOURCE (SURFACE WATER OR GROUNDWATER) | 6 | GROUNDWATER | 6 | OTHER INFRASTRUCTURE |  | 983 | 1038 | TRINITY AQUIFER | C | 61 | DENTON | 8 | TRINITY | 1 | GROUNDWATER | 1 | NO WATER QUALITY IMPROVEMENTS |  | 4928 | 1 | Supplemental wells | 2518 | THE COLONY | C | WUG | MUNICIPAL | 752 | CITY |  | N | 2010 | 2010 | 129550 | 129500 | 264507 | 163743 | 293293 | 188388 | 4218000 | 30 | 2518 | THE COLONY | C | WUG | MUNICIPAL | 752 | CITY | C | 61 | DENTON | 0 | 0 | 0 | 0 | 0 | 0 | N
307 | SUPPLEMENTAL WELLS | Supplemental wells | C | 5 | EXISTING SOURCE OR EXPANDED USE OF AN EXISTING SOURCE (SURFACE WATER OR GROUNDWATER) | 6 | GROUNDWATER | 6 | OTHER INFRASTRUCTURE |  | 983 | 1038 | TRINITY AQUIFER | C | 61 | DENTON | 8 | TRINITY | 1 | GROUNDWATER | 1 | NO WATER QUALITY IMPROVEMENTS |  | 4932 | 1 | Supplemental wells | 2546 | TROPHY CLUB | C | WUG | MUNICIPAL | 806 | CITY |  | N | 2010 | 2010 | 78420 | 118673 | 118673 | 97391 | 65135 | 105388 | 2179000 | 30 | 2546 | TROPHY CLUB | C | WUG | MUNICIPAL | 806 | CITY | C | 61 | DENTON | 0 | 0 | 0 | 0 | 0 | 0 | N
307 | SUPPLEMENTAL WELLS | Supplemental wells | C | 5 | EXISTING SOURCE OR EXPANDED USE OF AN EXISTING SOURCE (SURFACE WATER OR GROUNDWATER) | 6 | GROUNDWATER | 6 | OTHER INFRASTRUCTURE |  | 976 | 1040 | TRINITY AQUIFER | C | 70 | ELLIS | 8 | TRINITY | 1 | GROUNDWATER | 1 | NO WATER QUALITY IMPROVEMENTS |  | 4807 | 1 | Supplemental wells | 308 | BUENA VISTA - BETHEL SUD | C | WUG | MUNICIPAL | 4040 | UTILITY |  | N | 2010 | 2010 | 86565 | 173130 | 173130 | 191914 | 124133 | 210698 | 3732000 | 30 | 308 | BUENA VISTA - BETHEL SUD | C | WUG | MUNICIPAL | 4040 | UTILITY | C | 70 | ELLIS | 0 | 0 | 0 | 0 | 0 | 0 | N
307 | SUPPLEMENTAL WELLS | Supplemental wells | C | 5 | EXISTING SOURCE OR EXPANDED USE OF AN EXISTING SOURCE (SURFACE WATER OR GROUNDWATER) | 6 | GROUNDWATER | 6 | OTHER INFRASTRUCTURE |  | 976 | 1040 | TRINITY AQUIFER | C | 70 | ELLIS | 8 | TRINITY | 1 | GROUNDWATER | 1 | NO WATER QUALITY IMPROVEMENTS |  | 4654 | 1 | Supplemental wells | 481 | COUNTY-OTHER, ELLIS | C | WUG | MUNICIPAL | 757 | COUNTY-OTHER |  | N | 2010 | 2010 | 85623 | 171246 | 342564 | 361132 | 379700 | 331141 | 6462000 | 30 | 481 | COUNTY-OTHER, ELLIS | C | WUG | MUNICIPAL | 757 | COUNTY-OTHER | C | 70 | ELLIS | 0 | 0 | 0 | 0 | 0 | 0 | N
307 | SUPPLEMENTAL WELLS | Supplemental wells | C | 5 | EXISTING SOURCE OR EXPANDED USE OF AN EXISTING SOURCE (SURFACE WATER OR GROUNDWATER) | 6 | GROUNDWATER | 6 | OTHER INFRASTRUCTURE |  | 976 | 1040 | TRINITY AQUIFER | C | 70 | ELLIS | 8 | TRINITY | 1 | GROUNDWATER | 1 | NO WATER QUALITY IMPROVEMENTS |  | 4848 | 1 | Supplemental wells | 1046 | IRRIGATION, ELLIS | C | WUG | IRRIGATION | 1004 | N/A |  | N | 2010 | 2010 | 37307 | 37307 | 37307 | 8684 | 8684 | 8684 | 394000 | 30 | 1046 | IRRIGATION, ELLIS | C | WUG | IRRIGATION | 1004 | N/A | C | 70 | ELLIS | 0 | 0 | 0 | 0 | 0 | 0 | N
307 | SUPPLEMENTAL WELLS | Supplemental wells | C | 5 | EXISTING SOURCE OR EXPANDED USE OF AN EXISTING SOURCE (SURFACE WATER OR GROUNDWATER) | 6 | GROUNDWATER | 6 | OTHER INFRASTRUCTURE |  | 976 | 1040 | TRINITY AQUIFER | C | 70 | ELLIS | 8 | TRINITY | 1 | GROUNDWATER | 1 | NO WATER QUALITY IMPROVEMENTS |  | 4026 | 1 | Supplemental wells | 1220 | ITALY | C | WUG | MUNICIPAL | 299 | CITY |  | N | 2010 | 2010 | 90536 | 90536 | 90536 | 110240 | 110240 | 110240 | 1950000 | 30 | 1220 | ITALY | C | WUG | MUNICIPAL | 299 | CITY | C | 70 | ELLIS | 0 | 0 | 0 | 0 | 0 | 0 | N
307 | SUPPLEMENTAL WELLS | Supplemental wells | C | 5 | EXISTING SOURCE OR EXPANDED USE OF AN EXISTING SOURCE (SURFACE WATER OR GROUNDWATER) | 6 | GROUNDWATER | 6 | OTHER INFRASTRUCTURE |  | 976 | 1040 | TRINITY AQUIFER | C | 70 | ELLIS | 8 | TRINITY | 1 | GROUNDWATER | 1 | NO WATER QUALITY IMPROVEMENTS |  | 4883 | 1 | Supplemental wells | 1664 | MANUFACTURING, ELLIS | C | WUG | MANUFACTURING | 1001 | N/A |  | N | 2010 | 2010 | 231649 | 386106 | 540563 | 513180 | 546386 | 579592 | 10848000 | 30 | 1664 | MANUFACTURING, ELLIS | C | WUG | MANUFACTURING | 1001 | N/A | C | 70 | ELLIS | 0 | 0 | 0 | 0 | 0 | 0 | N
307 | SUPPLEMENTAL WELLS | Supplemental wells | C | 5 | EXISTING SOURCE OR EXPANDED USE OF AN EXISTING SOURCE (SURFACE WATER OR GROUNDWATER) | 6 | GROUNDWATER | 6 | OTHER INFRASTRUCTURE |  | 976 | 1040 | TRINITY AQUIFER | C | 70 | ELLIS | 8 | TRINITY | 1 | GROUNDWATER | 1 | NO WATER QUALITY IMPROVEMENTS |  | 4888 | 1 | Supplemental wells | 1813 | MAYPEARL | C | WUG | MUNICIPAL | 911 | CITY |  | N | 2010 | 2010 | 74061 | 74061 | 74061 | 15869 | 15869 | 15869 | 801000 | 30 | 1813 | MAYPEARL | C | WUG | MUNICIPAL | 911 | CITY | C | 70 | ELLIS | 0 | 0 | 0 | 0 | 0 | 0 | N
307 | SUPPLEMENTAL WELLS | Supplemental wells | C | 5 | EXISTING SOURCE OR EXPANDED USE OF AN EXISTING SOURCE (SURFACE WATER OR GROUNDWATER) | 6 | GROUNDWATER | 6 | OTHER INFRASTRUCTURE |  | 976 | 1040 | TRINITY AQUIFER | C | 70 | ELLIS | 8 | TRINITY | 1 | GROUNDWATER | 1 | NO WATER QUALITY IMPROVEMENTS |  | 4903 | 1 | Supplemental wells | 2090 | MOUNTAIN PEAK SUD | C | WUG | MUNICIPAL | 4269 | UTILITY |  | N | 2010 | 2010 | 81641 | 160154 | 160154 | 177791 | 194698 | 194698 | 3458000 | 30 | 2090 | MOUNTAIN PEAK SUD | C | WUG | MUNICIPAL | 4269 | UTILITY | C | 70 | ELLIS | 0 | 0 | 0 | 0 | 0 | 0 | N
307 | SUPPLEMENTAL WELLS | Supplemental wells | C | 5 | EXISTING SOURCE OR EXPANDED USE OF AN EXISTING SOURCE (SURFACE WATER OR GROUNDWATER) | 6 | GROUNDWATER | 6 | OTHER INFRASTRUCTURE |  | 976 | 1040 | TRINITY AQUIFER | C | 70 | ELLIS | 8 | TRINITY | 1 | GROUNDWATER | 1 | NO WATER QUALITY IMPROVEMENTS |  | 4924 | 1 | Supplemental wells | 2334 | SARDIS-LONE ELM WSC | C | WUG | MUNICIPAL | 4330 | UTILITY |  | N | 2010 | 2010 | 115269 | 223993 | 339262 | 358192 | 388680 | 414154 | 7278000 | 30 | 2334 | SARDIS-LONE ELM WSC | C | WUG | MUNICIPAL | 4330 | UTILITY | C | 70 | ELLIS | 0 | 0 | 0 | 0 | 0 | 0 | N
307 | SUPPLEMENTAL WELLS | Supplemental wells | C | 5 | EXISTING SOURCE OR EXPANDED USE OF AN EXISTING SOURCE (SURFACE WATER OR GROUNDWATER) | 6 | GROUNDWATER | 6 | OTHER INFRASTRUCTURE |  | 1012 | 1015 | TRINITY AQUIFER | C | 74 | FANNIN | 2 | RED | 1 | GROUNDWATER | 1 | NO WATER QUALITY IMPROVEMENTS |  | 5215 | 1 | Supplemental wells | 485 | COUNTY-OTHER, FANNIN | C | WUG | MUNICIPAL | 757 | COUNTY-OTHER |  | N | 2010 | 2010 | 86662 | 173324 | 259985 | 278793 | 297601 | 229747 | 4670000 | 30 | 485 | COUNTY-OTHER, FANNIN | C | WUG | MUNICIPAL | 757 | COUNTY-OTHER | C | 74 | FANNIN | 0 | 0 | 0 | 0 | 0 | 0 | N
307 | SUPPLEMENTAL WELLS | Supplemental wells | C | 5 | EXISTING SOURCE OR EXPANDED USE OF AN EXISTING SOURCE (SURFACE WATER OR GROUNDWATER) | 6 | GROUNDWATER | 6 | OTHER INFRASTRUCTURE |  | 1012 | 1015 | TRINITY AQUIFER | C | 74 | FANNIN | 2 | RED | 1 | GROUNDWATER | 1 | NO WATER QUALITY IMPROVEMENTS |  | 5216 | 1 | Supplemental wells | 1288 | LADONIA | C | WUG | MUNICIPAL | 1034 | CITY |  | N | 2010 | 2020 | 0 | 104738 | 104738 | 209476 | 127746 | 127746 | 2250000 | 30 | 1288 | LADONIA | C | WUG | MUNICIPAL | 1034 | CITY | C | 74 | FANNIN | 0 | 0 | 0 | 0 | 0 | 0 | N
307 | SUPPLEMENTAL WELLS | Supplemental wells | C | 5 | EXISTING SOURCE OR EXPANDED USE OF AN EXISTING SOURCE (SURFACE WATER OR GROUNDWATER) | 6 | GROUNDWATER | 6 | OTHER INFRASTRUCTURE |  | 1012 | 1015 | TRINITY AQUIFER | C | 74 | FANNIN | 2 | RED | 1 | GROUNDWATER | 1 | NO WATER QUALITY IMPROVEMENTS |  | 5217 | 1 | Supplemental wells | 1405 | LIVESTOCK, FANNIN | C | WUG | LIVESTOCK | 1005 | N/A | Online date: 2020 | N | 2010 | 2020 | 0 | 37887 | 37887 | 37887 | 8828 | 8828 | 400000 | 30 | 1405 | LIVESTOCK, FANNIN | C | WUG | LIVESTOCK | 1005 | N/A | C | 74 | FANNIN | 0 | 0 | 0 | 0 | 0 | 0 | N
307 | SUPPLEMENTAL WELLS | Supplemental wells | C | 5 | EXISTING SOURCE OR EXPANDED USE OF AN EXISTING SOURCE (SURFACE WATER OR GROUNDWATER) | 6 | GROUNDWATER | 6 | OTHER INFRASTRUCTURE |  | 979 | 1016 | TRINITY AQUIFER | C | 91 | GRAYSON | 2 | RED | 1 | GROUNDWATER | 1 | NO WATER QUALITY IMPROVEMENTS |  | 5218 | 1 | Supplemental wells | 238 | BELLS | C | WUG | MUNICIPAL | 824 | CITY | online date = 2010 | N | 2010 | 2010 | 73882 | 73882 | 73882 | 15835 | 89717 | 89717 | 1598000 | 30 | 238 | BELLS | C | WUG | MUNICIPAL | 824 | CITY | C | 91 | GRAYSON | 0 | 0 | 0 | 0 | 0 | 0 | N
307 | SUPPLEMENTAL WELLS | Supplemental wells | C | 5 | EXISTING SOURCE OR EXPANDED USE OF AN EXISTING SOURCE (SURFACE WATER OR GROUNDWATER) | 6 | GROUNDWATER | 6 | OTHER INFRASTRUCTURE |  | 979 | 1016 | TRINITY AQUIFER | C | 91 | GRAYSON | 2 | RED | 1 | GROUNDWATER | 1 | NO WATER QUALITY IMPROVEMENTS |  | 5219 | 1 | Supplemental wells | 706 | DENISON | C | WUG | MUNICIPAL | 158 | CITY | online date = 2010 | N | 2010 | 2010 | 62231 | 62231 | 62231 | 13129 | 13120 | 13120 | 676000 | 30 | 706 | DENISON | C | WUG | MUNICIPAL | 158 | CITY | C | 91 | GRAYSON | 0 | 0 | 0 | 0 | 0 | 0 | N
307 | SUPPLEMENTAL WELLS | Supplemental wells | C | 5 | EXISTING SOURCE OR EXPANDED USE OF AN EXISTING SOURCE (SURFACE WATER OR GROUNDWATER) | 6 | GROUNDWATER | 6 | OTHER INFRASTRUCTURE |  | 979 | 1016 | TRINITY AQUIFER | C | 91 | GRAYSON | 2 | RED | 1 | GROUNDWATER | 1 | NO WATER QUALITY IMPROVEMENTS |  | 5220 | 1 | Supplemental wells | 1066 | IRRIGATION, GRAYSON | C | WUG | IRRIGATION | 1004 | N/A |  | N | 2010 | 2010 | 0 | 0 | 0 | 0 | 0 | 0 | 0 | 0 | 1066 | IRRIGATION, GRAYSON | C | WUG | IRRIGATION | 1004 | N/A | C | 91 | GRAYSON | 0 | 0 | 0 | 0 | 0 | 0 | N
307 | SUPPLEMENTAL WELLS | Supplemental wells | C | 5 | EXISTING SOURCE OR EXPANDED USE OF AN EXISTING SOURCE (SURFACE WATER OR GROUNDWATER) | 6 | GROUNDWATER | 6 | OTHER INFRASTRUCTURE |  | 979 | 1016 | TRINITY AQUIFER | C | 91 | GRAYSON | 2 | RED | 1 | GROUNDWATER | 1 | NO WATER QUALITY IMPROVEMENTS |  | 5221 | 1 | Supplemental wells | 2355 | SHERMAN | C | BOTH | MUNICIPAL | 556 | CITY |  | N | 2010 | 2010 | 316042 | 632083 | 948125 | 1017596 | 1087067 | 1051216 | 19233000 | 30 | 2355 | SHERMAN | C | BOTH | MUNICIPAL | 556 | CITY | C | 91 | GRAYSON | 0 | 0 | 0 | 0 | 0 | 0 | N
307 | SUPPLEMENTAL WELLS | Supplemental wells | C | 5 | EXISTING SOURCE OR EXPANDED USE OF AN EXISTING SOURCE (SURFACE WATER OR GROUNDWATER) | 6 | GROUNDWATER | 6 | OTHER INFRASTRUCTURE |  | 979 | 1016 | TRINITY AQUIFER | C | 91 | GRAYSON | 2 | RED | 1 | GROUNDWATER | 1 | NO WATER QUALITY IMPROVEMENTS |  | 5222 | 1 | Supplemental wells | 2384 | SOUTHMAYD | C | WUG | MUNICIPAL | 961 | CITY |  | N | 2010 | 2030 | 0 | 0 | 68943 | 68943 | 68943 | 14675 | 747000 | 30 | 2384 | SOUTHMAYD | C | WUG | MUNICIPAL | 961 | CITY | C | 91 | GRAYSON | 0 | 0 | 0 | 0 | 0 | 0 | N
307 | SUPPLEMENTAL WELLS | Supplemental wells | C | 5 | EXISTING SOURCE OR EXPANDED USE OF AN EXISTING SOURCE (SURFACE WATER OR GROUNDWATER) | 6 | GROUNDWATER | 6 | OTHER INFRASTRUCTURE |  | 970 | 1050 | TRINITY AQUIFER | C | 91 | GRAYSON | 8 | TRINITY | 1 | GROUNDWATER | 1 | NO WATER QUALITY IMPROVEMENTS |  | 4814 | 1 | Supplemental wells | 383 | COLLINSVILLE | C | WUG | MUNICIPAL | 765 | CITY |  | N | 2010 | 2010 | 54827 | 109654 | 164481 | 175863 | 187246 | 143802 | 2990000 | 30 | 383 | COLLINSVILLE | C | WUG | MUNICIPAL | 765 | CITY | C | 91 | GRAYSON | 0 | 0 | 0 | 0 | 0 | 0 | N
307 | SUPPLEMENTAL WELLS | Supplemental wells | C | 5 | EXISTING SOURCE OR EXPANDED USE OF AN EXISTING SOURCE (SURFACE WATER OR GROUNDWATER) | 6 | GROUNDWATER | 6 | OTHER INFRASTRUCTURE |  | 970 | 1050 | TRINITY AQUIFER | C | 91 | GRAYSON | 8 | TRINITY | 1 | GROUNDWATER | 1 | NO WATER QUALITY IMPROVEMENTS |  | 4655 | 1 | Supplemental wells | 502 | COUNTY-OTHER, GRAYSON | C | WUG | MUNICIPAL | 757 | COUNTY-OTHER |  | N | 2010 | 2010 | 316042 | 632083 | 842802 | 912273 | 876421 | 922735 | 16971000 | 30 | 502 | COUNTY-OTHER, GRAYSON | C | WUG | MUNICIPAL | 757 | COUNTY-OTHER | C | 91 | GRAYSON | 0 | 0 | 0 | 0 | 0 | 0 | N
307 | SUPPLEMENTAL WELLS | Supplemental wells | C | 5 | EXISTING SOURCE OR EXPANDED USE OF AN EXISTING SOURCE (SURFACE WATER OR GROUNDWATER) | 6 | GROUNDWATER | 6 | OTHER INFRASTRUCTURE |  | 970 | 1050 | TRINITY AQUIFER | C | 91 | GRAYSON | 8 | TRINITY | 1 | GROUNDWATER | 1 | NO WATER QUALITY IMPROVEMENTS |  | 4838 | 1 | Supplemental wells | 870 | GUNTER | C | WUG | MUNICIPAL | 876 | CITY |  | N | 2010 | 2010 | 76339 | 76339 | 152678 | 92746 | 169082 | 109147 | 2475000 | 30 | 870 | GUNTER | C | WUG | MUNICIPAL | 876 | CITY | C | 91 | GRAYSON | 0 | 0 | 0 | 0 | 0 | 0 | N
307 | SUPPLEMENTAL WELLS | Supplemental wells | C | 5 | EXISTING SOURCE OR EXPANDED USE OF AN EXISTING SOURCE (SURFACE WATER OR GROUNDWATER) | 6 | GROUNDWATER | 6 | OTHER INFRASTRUCTURE |  | 970 | 1050 | TRINITY AQUIFER | C | 91 | GRAYSON | 8 | TRINITY | 1 | GROUNDWATER | 1 | NO WATER QUALITY IMPROVEMENTS |  | 4788 | 1 | Supplemental wells | 871 | MARILEE SUD | C | WUG | MUNICIPAL | 4146 | UTILITY |  | N | 2010 | 2010 | 0 | 0 | 0 | 0 | 0 | 0 | 0 | 0 | 871 | MARILEE SUD | C | WUG | MUNICIPAL | 4146 | UTILITY | C | 91 | GRAYSON | 0 | 0 | 0 | 0 | 0 | 0 | N
307 | SUPPLEMENTAL WELLS | Supplemental wells | C | 5 | EXISTING SOURCE OR EXPANDED USE OF AN EXISTING SOURCE (SURFACE WATER OR GROUNDWATER) | 6 | GROUNDWATER | 6 | OTHER INFRASTRUCTURE |  | 970 | 1050 | TRINITY AQUIFER | C | 91 | GRAYSON | 8 | TRINITY | 1 | GROUNDWATER | 1 | NO WATER QUALITY IMPROVEMENTS |  | 4790 | 1 | Supplemental wells | 1923 | MINING, GRAYSON | C | WUG | MINING | 1003 | N/A |  | N | 2010 | 2010 | 44040 | 44040 | 88080 | 54298 | 98338 | 108596 | 1860000 | 30 | 1923 | MINING, GRAYSON | C | WUG | MINING | 1003 | N/A | C | 91 | GRAYSON | 0 | 0 | 0 | 0 | 0 | 0 | N
307 | SUPPLEMENTAL WELLS | Supplemental wells | C | 5 | EXISTING SOURCE OR EXPANDED USE OF AN EXISTING SOURCE (SURFACE WATER OR GROUNDWATER) | 6 | GROUNDWATER | 6 | OTHER INFRASTRUCTURE |  | 970 | 1050 | TRINITY AQUIFER | C | 91 | GRAYSON | 8 | TRINITY | 1 | GROUNDWATER | 1 | NO WATER QUALITY IMPROVEMENTS |  | 4792 | 1 | Supplemental wells | 2376 | SOUTH GRAYSON WSC | C | WUG | MUNICIPAL | 4336 | UTILITY |  | N | 2010 | 2010 | 80508 | 161016 | 241524 | 258900 | 276276 | 213144 | 4345000 | 30 | 2376 | SOUTH GRAYSON WSC | C | WUG | MUNICIPAL | 4336 | UTILITY | C | 91 | GRAYSON | 0 | 0 | 0 | 0 | 0 | 0 | N
307 | SUPPLEMENTAL WELLS | Supplemental wells | C | 5 | EXISTING SOURCE OR EXPANDED USE OF AN EXISTING SOURCE (SURFACE WATER OR GROUNDWATER) | 6 | GROUNDWATER | 6 | OTHER INFRASTRUCTURE |  | 970 | 1050 | TRINITY AQUIFER | C | 91 | GRAYSON | 8 | TRINITY | 1 | GROUNDWATER | 1 | NO WATER QUALITY IMPROVEMENTS |  | 4929 | 1 | Supplemental wells | 2528 | TIOGA | C | WUG | MUNICIPAL | 974 | CITY |  | N | 2010 | 2010 | 55981 | 55981 | 111962 | 67646 | 123627 | 79311 | 1830000 | 30 | 2528 | TIOGA | C | WUG | MUNICIPAL | 974 | CITY | C | 91 | GRAYSON | 0 | 0 | 0 | 0 | 0 | 0 | N
307 | SUPPLEMENTAL WELLS | Supplemental wells | C | 5 | EXISTING SOURCE OR EXPANDED USE OF AN EXISTING SOURCE (SURFACE WATER OR GROUNDWATER) | 6 | GROUNDWATER | 6 | OTHER INFRASTRUCTURE |  | 970 | 1050 | TRINITY AQUIFER | C | 91 | GRAYSON | 8 | TRINITY | 1 | GROUNDWATER | 1 | NO WATER QUALITY IMPROVEMENTS |  | 4933 | 1 | Supplemental wells | 2552 | TWO WAY SUD | C | WUG | MUNICIPAL | 4367 | UTILITY |  | N | 2010 | 2010 | 123771 | 247541 | 371312 | 397369 | 423427 | 386608 | 7387000 | 30 | 2552 | TWO WAY SUD | C | WUG | MUNICIPAL | 4367 | UTILITY | C | 91 | GRAYSON | 0 | 0 | 0 | 0 | 0 | 0 | N
307 | SUPPLEMENTAL WELLS | Supplemental wells | C | 5 | EXISTING SOURCE OR EXPANDED USE OF AN EXISTING SOURCE (SURFACE WATER OR GROUNDWATER) | 6 | GROUNDWATER | 6 | OTHER INFRASTRUCTURE |  | 970 | 1050 | TRINITY AQUIFER | C | 91 | GRAYSON | 8 | TRINITY | 1 | GROUNDWATER | 1 | NO WATER QUALITY IMPROVEMENTS |  | 4935 | 1 | Supplemental wells | 2562 | VAN ALSTYNE | C | WUG | MUNICIPAL | 619 | CITY |  | N | 2010 | 2010 | 89209 | 178417 | 178417 | 197811 | 127995 | 217204 | 3844000 | 30 | 2562 | VAN ALSTYNE | C | WUG | MUNICIPAL | 619 | CITY | C | 91 | GRAYSON | 0 | 0 | 0 | 0 | 0 | 0 | N
307 | SUPPLEMENTAL WELLS | Supplemental wells | C | 5 | EXISTING SOURCE OR EXPANDED USE OF AN EXISTING SOURCE (SURFACE WATER OR GROUNDWATER) | 6 | GROUNDWATER | 6 | OTHER INFRASTRUCTURE |  | 970 | 1050 | TRINITY AQUIFER | C | 91 | GRAYSON | 8 | TRINITY | 1 | GROUNDWATER | 1 | NO WATER QUALITY IMPROVEMENTS |  | 4940 | 1 | Supplemental wells | 2617 | WHITESBORO | C | WUG | MUNICIPAL | 650 | CITY |  | N | 2010 | 2010 | 62314 | 124627 | 124627 | 137757 | 88574 | 150888 | 2708000 | 30 | 2617 | WHITESBORO | C | WUG | MUNICIPAL | 650 | CITY | C | 91 | GRAYSON | 0 | 0 | 0 | 0 | 0 | 0 | N
307 | SUPPLEMENTAL WELLS | Supplemental wells | C | 5 | EXISTING SOURCE OR EXPANDED USE OF AN EXISTING SOURCE (SURFACE WATER OR GROUNDWATER) | 6 | GROUNDWATER | 6 | OTHER INFRASTRUCTURE |  | 965 | 1067 | TRINITY AQUIFER | C | 184 | PARKER | 8 | TRINITY | 1 | GROUNDWATER | 1 | NO WATER QUALITY IMPROVEMENTS |  | 4645 | 1 | Supplemental wells | 171 | ALEDO | C | WUG | MUNICIPAL | 674 | CITY |  | N | 2010 | 2010 | 33434 | 66868 | 100302 | 106711 | 113119 | 119528 | 2232000 | 30 | 171 | ALEDO | C | WUG | MUNICIPAL | 674 | CITY | C | 184 | PARKER | 0 | 0 | 0 | 0 | 0 | 0 | N
307 | SUPPLEMENTAL WELLS | Supplemental wells | C | 5 | EXISTING SOURCE OR EXPANDED USE OF AN EXISTING SOURCE (SURFACE WATER OR GROUNDWATER) | 6 | GROUNDWATER | 6 | OTHER INFRASTRUCTURE |  | 965 | 1067 | TRINITY AQUIFER | C | 184 | PARKER | 8 | TRINITY | 1 | GROUNDWATER | 1 | NO WATER QUALITY IMPROVEMENTS |  | 4792 | 1 | Supplemental wells | 188 | ANNETTA | C | WUG | MUNICIPAL | 814 | CITY |  | N | 2010 | 2010 | 64769 | 129538 | 194307 | 174239 | 186556 | 166488 | 3610000 | 30 | 188 | ANNETTA | C | WUG | MUNICIPAL | 814 | CITY | C | 184 | PARKER | 0 | 0 | 0 | 0 | 0 | 0 | N
307 | SUPPLEMENTAL WELLS | Supplemental wells | C | 5 | EXISTING SOURCE OR EXPANDED USE OF AN EXISTING SOURCE (SURFACE WATER OR GROUNDWATER) | 6 | GROUNDWATER | 6 | OTHER INFRASTRUCTURE |  | 965 | 1067 | TRINITY AQUIFER | C | 184 | PARKER | 8 | TRINITY | 1 | GROUNDWATER | 1 | NO WATER QUALITY IMPROVEMENTS |  | 4793 | 1 | Supplemental wells | 189 | ANNETTA SOUTH | C | WUG | MUNICIPAL | 997 | CITY |  | N | 2010 | 2010 | 64769 | 129538 | 194307 | 174239 | 186556 | 166488 | 3610000 | 30 | 189 | ANNETTA SOUTH | C | WUG | MUNICIPAL | 997 | CITY | C | 184 | PARKER | 0 | 0 | 0 | 0 | 0 | 0 | N
307 | SUPPLEMENTAL WELLS | Supplemental wells | C | 5 | EXISTING SOURCE OR EXPANDED USE OF AN EXISTING SOURCE (SURFACE WATER OR GROUNDWATER) | 6 | GROUNDWATER | 6 | OTHER INFRASTRUCTURE |  | 965 | 1067 | TRINITY AQUIFER | C | 184 | PARKER | 8 | TRINITY | 1 | GROUNDWATER | 1 | NO WATER QUALITY IMPROVEMENTS |  | 4823 | 1 | Supplemental wells | 595 | COUNTY-OTHER, PARKER | C | WUG | MUNICIPAL | 757 | COUNTY-OTHER |  | N | 2010 | 2010 | 29557 | 29557 | 29557 | 5510 | 5510 | 5510 | 331000 | 30 | 595 | COUNTY-OTHER, PARKER | C | WUG | MUNICIPAL | 757 | COUNTY-OTHER | C | 184 | PARKER | 0 | 0 | 0 | 0 | 0 | 0 | N
307 | SUPPLEMENTAL WELLS | Supplemental wells | C | 5 | EXISTING SOURCE OR EXPANDED USE OF AN EXISTING SOURCE (SURFACE WATER OR GROUNDWATER) | 6 | GROUNDWATER | 6 | OTHER INFRASTRUCTURE |  | 965 | 1067 | TRINITY AQUIFER | C | 184 | PARKER | 8 | TRINITY | 1 | GROUNDWATER | 1 | NO WATER QUALITY IMPROVEMENTS |  | 4842 | 1 | Supplemental wells | 963 | HUDSON OAKS | C | WUG | MUNICIPAL | 883 | CITY |  | N | 2010 | 2010 | 128419 | 224734 | 353153 | 345435 | 395829 | 388111 | 7518000 | 30 | 963 | HUDSON OAKS | C | WUG | MUNICIPAL | 883 | CITY | C | 184 | PARKER | 0 | 0 | 0 | 0 | 0 | 0 | N
307 | SUPPLEMENTAL WELLS | Supplemental wells | C | 5 | EXISTING SOURCE OR EXPANDED USE OF AN EXISTING SOURCE (SURFACE WATER OR GROUNDWATER) | 6 | GROUNDWATER | 6 | OTHER INFRASTRUCTURE |  | 965 | 1067 | TRINITY AQUIFER | C | 184 | PARKER | 8 | TRINITY | 1 | GROUNDWATER | 1 | NO WATER QUALITY IMPROVEMENTS |  | 4852 | 1 | Supplemental wells | 1151 | IRRIGATION, PARKER | C | WUG | IRRIGATION | 1004 | N/A |  | N | 2010 | 2010 | 2650 | 2650 | 2650 | 615 | 615 | 615 | 28000 | 30 | 1151 | IRRIGATION, PARKER | C | WUG | IRRIGATION | 1004 | N/A | C | 184 | PARKER | 0 | 0 | 0 | 0 | 0 | 0 | N
307 | SUPPLEMENTAL WELLS | Supplemental wells | C | 5 | EXISTING SOURCE OR EXPANDED USE OF AN EXISTING SOURCE (SURFACE WATER OR GROUNDWATER) | 6 | GROUNDWATER | 6 | OTHER INFRASTRUCTURE |  | 965 | 1067 | TRINITY AQUIFER | C | 184 | PARKER | 8 | TRINITY | 1 | GROUNDWATER | 1 | NO WATER QUALITY IMPROVEMENTS |  | 4873 | 1 | Supplemental wells | 1515 | LIVESTOCK, PARKER | C | WUG | LIVESTOCK | 1005 | N/A |  | N | 2010 | 2010 | 2650 | 2650 | 2650 | 615 | 615 | 615 | 28000 | 30 | 1515 | LIVESTOCK, PARKER | C | WUG | LIVESTOCK | 1005 | N/A | C | 184 | PARKER | 0 | 0 | 0 | 0 | 0 | 0 | N
307 | SUPPLEMENTAL WELLS | Supplemental wells | C | 5 | EXISTING SOURCE OR EXPANDED USE OF AN EXISTING SOURCE (SURFACE WATER OR GROUNDWATER) | 6 | GROUNDWATER | 6 | OTHER INFRASTRUCTURE |  | 965 | 1067 | TRINITY AQUIFER | C | 184 | PARKER | 8 | TRINITY | 1 | GROUNDWATER | 1 | NO WATER QUALITY IMPROVEMENTS |  | 4886 | 1 | Supplemental wells | 1748 | MANUFACTURING, PARKER | C | WUG | MANUFACTURING | 1001 | N/A |  | N | 2010 | 2010 | 21126 | 21126 | 21126 | 3545 | 3545 | 3545 | 242000 | 30 | 1748 | MANUFACTURING, PARKER | C | WUG | MANUFACTURING | 1001 | N/A | C | 184 | PARKER | 0 | 0 | 0 | 0 | 0 | 0 | N
307 | SUPPLEMENTAL WELLS | Supplemental wells | C | 5 | EXISTING SOURCE OR EXPANDED USE OF AN EXISTING SOURCE (SURFACE WATER OR GROUNDWATER) | 6 | GROUNDWATER | 6 | OTHER INFRASTRUCTURE |  | 965 | 1067 | TRINITY AQUIFER | C | 184 | PARKER | 8 | TRINITY | 1 | GROUNDWATER | 1 | NO WATER QUALITY IMPROVEMENTS |  | 4900 | 1 | Supplemental wells | 2007 | MINING, PARKER | C | WUG | MINING | 1003 | N/A |  | N | 2010 | 2010 | 3610 | 3610 | 3610 | 849 | 849 | 849 | 38000 | 30 | 2007 | MINING, PARKER | C | WUG | MINING | 1003 | N/A | C | 184 | PARKER | 0 | 0 | 0 | 0 | 0 | 0 | N
307 | SUPPLEMENTAL WELLS | Supplemental wells | C | 5 | EXISTING SOURCE OR EXPANDED USE OF AN EXISTING SOURCE (SURFACE WATER OR GROUNDWATER) | 6 | GROUNDWATER | 6 | OTHER INFRASTRUCTURE |  | 965 | 1067 | TRINITY AQUIFER | C | 184 | PARKER | 8 | TRINITY | 1 | GROUNDWATER | 1 | NO WATER QUALITY IMPROVEMENTS |  | 4918 | 1 | Supplemental wells | 2657 | RENO | C | WUG | MUNICIPAL | 739 | CITY |  | N | 2010 | 2010 | 34754 | 69508 | 104262 | 110974 | 117685 | 124397 | 2316000 | 30 | 2657 | RENO | C | WUG | MUNICIPAL | 739 | CITY | C | 184 | PARKER | 0 | 0 | 0 | 0 | 0 | 0 | N
307 | SUPPLEMENTAL WELLS | Supplemental wells | C | 5 | EXISTING SOURCE OR EXPANDED USE OF AN EXISTING SOURCE (SURFACE WATER OR GROUNDWATER) | 6 | GROUNDWATER | 6 | OTHER INFRASTRUCTURE |  | 965 | 1067 | TRINITY AQUIFER | C | 184 | PARKER | 8 | TRINITY | 1 | GROUNDWATER | 1 | NO WATER QUALITY IMPROVEMENTS |  | 4925 | 1 | Supplemental wells | 2393 | SPRINGTOWN | C | WUG | MUNICIPAL | 574 | CITY |  | N | 2010 | 2010 | 48397 | 48397 | 80789 | 42285 | 90682 | 64456 | 1421000 | 30 | 2393 | SPRINGTOWN | C | WUG | MUNICIPAL | 574 | CITY | C | 184 | PARKER | 0 | 0 | 0 | 0 | 0 | 0 | N
307 | SUPPLEMENTAL WELLS | Supplemental wells | C | 5 | EXISTING SOURCE OR EXPANDED USE OF AN EXISTING SOURCE (SURFACE WATER OR GROUNDWATER) | 6 | GROUNDWATER | 6 | OTHER INFRASTRUCTURE |  | 965 | 1067 | TRINITY AQUIFER | C | 184 | PARKER | 8 | TRINITY | 1 | GROUNDWATER | 1 | NO WATER QUALITY IMPROVEMENTS |  | 4941 | 1 | Supplemental wells | 2624 | WILLOW PARK | C | WUG | MUNICIPAL | 756 | CITY |  | N | 2010 | 2010 | 88742 | 177485 | 266227 | 282757 | 299286 | 286259 | 5633000 | 30 | 2624 | WILLOW PARK | C | WUG | MUNICIPAL | 756 | CITY | C | 184 | PARKER | 0 | 0 | 0 | 0 | 0 | 0 | N
307 | SUPPLEMENTAL WELLS | Supplemental wells | C | 5 | EXISTING SOURCE OR EXPANDED USE OF AN EXISTING SOURCE (SURFACE WATER OR GROUNDWATER) | 6 | GROUNDWATER | 6 | OTHER INFRASTRUCTURE |  | 971 | 1074 | TRINITY AQUIFER | C | 220 | TARRANT | 8 | TRINITY | 1 | GROUNDWATER | 1 | NO WATER QUALITY IMPROVEMENTS |  | 4800 | 1 | Supplemental wells | 232 | BEDFORD | C | WUG | MUNICIPAL | 44 | CITY |  | N | 2010 | 2010 | 95836 | 95836 | 95836 | 116771 | 116771 | 116771 | 2062000 | 30 | 232 | BEDFORD | C | WUG | MUNICIPAL | 44 | CITY | C | 220 | TARRANT | 0 | 0 | 0 | 0 | 0 | 0 | N
307 | SUPPLEMENTAL WELLS | Supplemental wells | C | 5 | EXISTING SOURCE OR EXPANDED USE OF AN EXISTING SOURCE (SURFACE WATER OR GROUNDWATER) | 6 | GROUNDWATER | 6 | OTHER INFRASTRUCTURE |  | 971 | 1074 | TRINITY AQUIFER | C | 220 | TARRANT | 8 | TRINITY | 1 | GROUNDWATER | 1 | NO WATER QUALITY IMPROVEMENTS |  | 4801 | 1 | Supplemental wells | 242 | BENBROOK | C | WUG | MUNICIPAL | 51 | CITY |  | N | 2010 | 2010 | 17685 | 35370 | 47160 | 58949 | 70739 | 82529 | 4886000 | 30 | 242 | BENBROOK | C | WUG | MUNICIPAL | 51 | CITY | C | 220 | TARRANT | 0 | 0 | 0 | 0 | 0 | 0 | N
307 | SUPPLEMENTAL WELLS | Supplemental wells | C | 5 | EXISTING SOURCE OR EXPANDED USE OF AN EXISTING SOURCE (SURFACE WATER OR GROUNDWATER) | 6 | GROUNDWATER | 6 | OTHER INFRASTRUCTURE |  | 971 | 1074 | TRINITY AQUIFER | C | 220 | TARRANT | 8 | TRINITY | 1 | GROUNDWATER | 1 | NO WATER QUALITY IMPROVEMENTS |  | 4803 | 1 | Supplemental wells | 248 | BETHESDA WSC | G | WUG | MUNICIPAL | 4017 | UTILITY |  | N | 2010 | 2010 | 158159 | 316318 | 474477 | 505791 | 537105 | 568419 | 10476000 | 30 | 248 | BETHESDA WSC | G | WUG | MUNICIPAL | 4017 | UTILITY | C | 220 | TARRANT | 0 | 0 | 0 | 0 | 0 | 0 | N
307 | SUPPLEMENTAL WELLS | Supplemental wells | C | 5 | EXISTING SOURCE OR EXPANDED USE OF AN EXISTING SOURCE (SURFACE WATER OR GROUNDWATER) | 6 | GROUNDWATER | 6 | OTHER INFRASTRUCTURE |  | 971 | 1074 | TRINITY AQUIFER | C | 220 | TARRANT | 8 | TRINITY | 1 | GROUNDWATER | 1 | NO WATER QUALITY IMPROVEMENTS |  | 4804 | 1 | Supplemental wells | 266 | BLUE MOUND | C | WUG | MUNICIPAL | 62 | CITY |  | N | 2010 | 2010 | 70565 | 0 | 0 | 70565 | 0 | 0 | 1528168 | 30 | 266 | BLUE MOUND | C | WUG | MUNICIPAL | 62 | CITY | C | 220 | TARRANT | 0 | 0 | 0 | 0 | 0 | 0 | N
307 | SUPPLEMENTAL WELLS | Supplemental wells | C | 5 | EXISTING SOURCE OR EXPANDED USE OF AN EXISTING SOURCE (SURFACE WATER OR GROUNDWATER) | 6 | GROUNDWATER | 6 | OTHER INFRASTRUCTURE |  | 971 | 1074 | TRINITY AQUIFER | C | 220 | TARRANT | 8 | TRINITY | 1 | GROUNDWATER | 1 | NO WATER QUALITY IMPROVEMENTS |  | 4813 | 1 | Supplemental wells | 382 | COLLEYVILLE | C | WUG | MUNICIPAL | 125 | CITY |  | N | 2010 | 2010 | 0 | 0 | 0 | 0 | 0 | 0 | 0 | 0 | 382 | COLLEYVILLE | C | WUG | MUNICIPAL | 125 | CITY | C | 220 | TARRANT | 0 | 0 | 0 | 0 | 0 | 0 | N
307 | SUPPLEMENTAL WELLS | Supplemental wells | C | 5 | EXISTING SOURCE OR EXPANDED USE OF AN EXISTING SOURCE (SURFACE WATER OR GROUNDWATER) | 6 | GROUNDWATER | 6 | OTHER INFRASTRUCTURE |  | 971 | 1074 | TRINITY AQUIFER | C | 220 | TARRANT | 8 | TRINITY | 1 | GROUNDWATER | 1 | NO WATER QUALITY IMPROVEMENTS |  | 4825 | 1 | Supplemental wells | 631 | COUNTY-OTHER, TARRANT | C | WUG | MUNICIPAL | 757 | COUNTY-OTHER |  | N | 2010 | 2010 | 31689 | 31689 | 31689 | 6000 | 6000 | 6000 | 463000 | 30 | 631 | COUNTY-OTHER, TARRANT | C | WUG | MUNICIPAL | 757 | COUNTY-OTHER | C | 220 | TARRANT | 0 | 0 | 0 | 0 | 0 | 0 | N
307 | SUPPLEMENTAL WELLS | Supplemental wells | C | 5 | EXISTING SOURCE OR EXPANDED USE OF AN EXISTING SOURCE (SURFACE WATER OR GROUNDWATER) | 6 | GROUNDWATER | 6 | OTHER INFRASTRUCTURE |  | 971 | 1074 | TRINITY AQUIFER | C | 220 | TARRANT | 8 | TRINITY | 1 | GROUNDWATER | 1 | NO WATER QUALITY IMPROVEMENTS |  | 4827 | 1 | Supplemental wells | 679 | CROWLEY | C | WUG | MUNICIPAL | 145 | CITY |  | N | 2010 | 2010 | 85522 | 134202 | 182882 | 200042 | 210000 | 219958 | 4014000 | 30 | 679 | CROWLEY | C | WUG | MUNICIPAL | 145 | CITY | C | 220 | TARRANT | 0 | 0 | 0 | 0 | 0 | 0 | N
307 | SUPPLEMENTAL WELLS | Supplemental wells | C | 5 | EXISTING SOURCE OR EXPANDED USE OF AN EXISTING SOURCE (SURFACE WATER OR GROUNDWATER) | 6 | GROUNDWATER | 6 | OTHER INFRASTRUCTURE |  | 971 | 1074 | TRINITY AQUIFER | C | 220 | TARRANT | 8 | TRINITY | 1 | GROUNDWATER | 1 | NO WATER QUALITY IMPROVEMENTS |  | 4829 | 1 | Supplemental wells | 694 | DALWORTHINGTON GARDENS | C | WUG | MUNICIPAL | 692 | CITY |  | N | 2010 | 2010 | 64967 | 64967 | 64967 | 55507 | 55507 | 55507 | 1165000 | 30 | 694 | DALWORTHINGTON GARDENS | C | WUG | MUNICIPAL | 692 | CITY | C | 220 | TARRANT | 0 | 0 | 0 | 0 | 0 | 0 | N
307 | SUPPLEMENTAL WELLS | Supplemental wells | C | 5 | EXISTING SOURCE OR EXPANDED USE OF AN EXISTING SOURCE (SURFACE WATER OR GROUNDWATER) | 6 | GROUNDWATER | 6 | OTHER INFRASTRUCTURE |  | 971 | 1074 | TRINITY AQUIFER | C | 220 | TARRANT | 8 | TRINITY | 1 | GROUNDWATER | 1 | NO WATER QUALITY IMPROVEMENTS |  | 4830 | 1 | Supplemental wells | 763 | EULESS | C | WUG | MUNICIPAL | 193 | CITY |  | N | 2010 | 2010 | 104757 | 104757 | 104757 | 127783 | 127783 | 127783 | 2250000 | 30 | 763 | EULESS | C | WUG | MUNICIPAL | 193 | CITY | C | 220 | TARRANT | 0 | 0 | 0 | 0 | 0 | 0 | N
307 | SUPPLEMENTAL WELLS | Supplemental wells | C | 5 | EXISTING SOURCE OR EXPANDED USE OF AN EXISTING SOURCE (SURFACE WATER OR GROUNDWATER) | 6 | GROUNDWATER | 6 | OTHER INFRASTRUCTURE |  | 971 | 1074 | TRINITY AQUIFER | C | 220 | TARRANT | 8 | TRINITY | 1 | GROUNDWATER | 1 | NO WATER QUALITY IMPROVEMENTS |  | 4832 | 1 | Supplemental wells | 765 | EVERMAN | C | WUG | MUNICIPAL | 194 | CITY |  | N | 2010 | 2010 | 37410 | 151437 | 188847 | 216252 | 163432 | 170765 | 3524000 | 30 | 765 | EVERMAN | C | WUG | MUNICIPAL | 194 | CITY | C | 220 | TARRANT | 0 | 0 | 0 | 0 | 0 | 0 | N
307 | SUPPLEMENTAL WELLS | Supplemental wells | C | 5 | EXISTING SOURCE OR EXPANDED USE OF AN EXISTING SOURCE (SURFACE WATER OR GROUNDWATER) | 6 | GROUNDWATER | 6 | OTHER INFRASTRUCTURE |  | 971 | 1074 | TRINITY AQUIFER | C | 220 | TARRANT | 8 | TRINITY | 1 | GROUNDWATER | 1 | NO WATER QUALITY IMPROVEMENTS |  | 4840 | 1 | Supplemental wells | 920 | HASLET | C | WUG | MUNICIPAL | 879 | CITY |  | N | 2010 | 2010 | 38927 | 38927 | 92334 | 100022 | 100022 | 96595 | 1873000 | 30 | 920 | HASLET | C | WUG | MUNICIPAL | 879 | CITY | C | 220 | TARRANT | 0 | 0 | 0 | 0 | 0 | 0 | N
307 | SUPPLEMENTAL WELLS | Supplemental wells | C | 5 | EXISTING SOURCE OR EXPANDED USE OF AN EXISTING SOURCE (SURFACE WATER OR GROUNDWATER) | 6 | GROUNDWATER | 6 | OTHER INFRASTRUCTURE |  | 971 | 1074 | TRINITY AQUIFER | C | 220 | TARRANT | 8 | TRINITY | 1 | GROUNDWATER | 1 | NO WATER QUALITY IMPROVEMENTS |  | 4843 | 1 | Supplemental wells | 969 | HURST | C | WUG | MUNICIPAL | 293 | CITY |  | N | 2010 | 2010 | 92252 | 184505 | 276757 | 296870 | 316982 | 337094 | 5958000 | 30 | 969 | HURST | C | WUG | MUNICIPAL | 293 | CITY | C | 220 | TARRANT | 0 | 0 | 0 | 0 | 0 | 0 | N
307 | SUPPLEMENTAL WELLS | Supplemental wells | C | 5 | EXISTING SOURCE OR EXPANDED USE OF AN EXISTING SOURCE (SURFACE WATER OR GROUNDWATER) | 6 | GROUNDWATER | 6 | OTHER INFRASTRUCTURE |  | 971 | 1074 | TRINITY AQUIFER | C | 220 | TARRANT | 8 | TRINITY | 1 | GROUNDWATER | 1 | NO WATER QUALITY IMPROVEMENTS |  | 4853 | 1 | Supplemental wells | 1185 | IRRIGATION, TARRANT | C | WUG | IRRIGATION | 1004 | N/A |  | N | 2010 | 2010 | 7109 | 7109 | 7109 | 1660 | 1660 | 1660 | 75000 | 30 | 1185 | IRRIGATION, TARRANT | C | WUG | IRRIGATION | 1004 | N/A | C | 220 | TARRANT | 0 | 0 | 0 | 0 | 0 | 0 | N
307 | SUPPLEMENTAL WELLS | Supplemental wells | C | 5 | EXISTING SOURCE OR EXPANDED USE OF AN EXISTING SOURCE (SURFACE WATER OR GROUNDWATER) | 6 | GROUNDWATER | 6 | OTHER INFRASTRUCTURE |  | 971 | 1074 | TRINITY AQUIFER | C | 220 | TARRANT | 8 | TRINITY | 1 | GROUNDWATER | 1 | NO WATER QUALITY IMPROVEMENTS |  | 4856 | 1 | Supplemental wells | 1251 | KELLER | C | WUG | MUNICIPAL | 315 | CITY |  | N | 2010 | 2020 | 0 | 57000 | 57000 | 57000 | 12000 | 12000 | 711000 | 30 | 1251 | KELLER | C | WUG | MUNICIPAL | 315 | CITY | C | 220 | TARRANT | 0 | 0 | 0 | 0 | 0 | 0 | N
307 | SUPPLEMENTAL WELLS | Supplemental wells | C | 5 | EXISTING SOURCE OR EXPANDED USE OF AN EXISTING SOURCE (SURFACE WATER OR GROUNDWATER) | 6 | GROUNDWATER | 6 | OTHER INFRASTRUCTURE |  | 971 | 1074 | TRINITY AQUIFER | C | 220 | TARRANT | 8 | TRINITY | 1 | GROUNDWATER | 1 | NO WATER QUALITY IMPROVEMENTS |  | 4857 | 1 | Supplemental wells | 1258 | KENNEDALE | C | WUG | MUNICIPAL | 318 | CITY |  | N | 2010 | 2010 | 158267 | 197483 | 277330 | 192389 | 240779 | 217372 | 4732000 | 30 | 1258 | KENNEDALE | C | WUG | MUNICIPAL | 318 | CITY | C | 220 | TARRANT | 0 | 0 | 0 | 0 | 0 | 0 | N
307 | SUPPLEMENTAL WELLS | Supplemental wells | C | 5 | EXISTING SOURCE OR EXPANDED USE OF AN EXISTING SOURCE (SURFACE WATER OR GROUNDWATER) | 6 | GROUNDWATER | 6 | OTHER INFRASTRUCTURE |  | 971 | 1074 | TRINITY AQUIFER | C | 220 | TARRANT | 8 | TRINITY | 1 | GROUNDWATER | 1 | NO WATER QUALITY IMPROVEMENTS |  | 4860 | 1 | Supplemental wells | 1298 | LAKE WORTH | C | WUG | MUNICIPAL | 341 | CITY |  | N | 2010 | 2010 | 34047 | 76613 | 109660 | 82925 | 81173 | 87485 | 1951000 | 30 | 1298 | LAKE WORTH | C | WUG | MUNICIPAL | 341 | CITY | C | 220 | TARRANT | 0 | 0 | 0 | 0 | 0 | 0 | N
307 | SUPPLEMENTAL WELLS | Supplemental wells | C | 5 | EXISTING SOURCE OR EXPANDED USE OF AN EXISTING SOURCE (SURFACE WATER OR GROUNDWATER) | 6 | GROUNDWATER | 6 | OTHER INFRASTRUCTURE |  | 971 | 1074 | TRINITY AQUIFER | C | 220 | TARRANT | 8 | TRINITY | 1 | GROUNDWATER | 1 | NO WATER QUALITY IMPROVEMENTS |  | 4861 | 1 | Supplemental wells | 1300 | LAKESIDE | C | WUG | MUNICIPAL | 1036 | CITY |  | N | 2010 | 2010 | 37322 | 74643 | 111965 | 119282 | 126600 | 96596 | 2065000 | 30 | 1300 | LAKESIDE | C | WUG | MUNICIPAL | 1036 | CITY | C | 220 | TARRANT | 0 | 0 | 0 | 0 | 0 | 0 | N
307 | SUPPLEMENTAL WELLS | Supplemental wells | C | 5 | EXISTING SOURCE OR EXPANDED USE OF AN EXISTING SOURCE (SURFACE WATER OR GROUNDWATER) | 6 | GROUNDWATER | 6 | OTHER INFRASTRUCTURE |  | 971 | 1074 | TRINITY AQUIFER | C | 220 | TARRANT | 8 | TRINITY | 1 | GROUNDWATER | 1 | NO WATER QUALITY IMPROVEMENTS |  | 4875 | 1 | Supplemental wells | 1551 | LIVESTOCK, TARRANT | C | WUG | LIVESTOCK | 1005 | N/A |  | N | 2010 | 2010 | 7109 | 7109 | 7109 | 1660 | 1660 | 1660 | 75000 | 30 | 1551 | LIVESTOCK, TARRANT | C | WUG | LIVESTOCK | 1005 | N/A | C | 220 | TARRANT | 0 | 0 | 0 | 0 | 0 | 0 | N
307 | SUPPLEMENTAL WELLS | Supplemental wells | C | 5 | EXISTING SOURCE OR EXPANDED USE OF AN EXISTING SOURCE (SURFACE WATER OR GROUNDWATER) | 6 | GROUNDWATER | 6 | OTHER INFRASTRUCTURE |  | 971 | 1074 | TRINITY AQUIFER | C | 220 | TARRANT | 8 | TRINITY | 1 | GROUNDWATER | 1 | NO WATER QUALITY IMPROVEMENTS |  | 4901 | 1 | Supplemental wells | 2036 | MINING, TARRANT | C | WUG | MINING | 1003 | N/A |  | N | 2010 | 2020 | 0 | 7388 | 7388 | 14776 | 9109 | 9109 | 156000 | 30 | 2036 | MINING, TARRANT | C | WUG | MINING | 1003 | N/A | C | 220 | TARRANT | 0 | 0 | 0 | 0 | 0 | 0 | N
307 | SUPPLEMENTAL WELLS | Supplemental wells | C | 5 | EXISTING SOURCE OR EXPANDED USE OF AN EXISTING SOURCE (SURFACE WATER OR GROUNDWATER) | 6 | GROUNDWATER | 6 | OTHER INFRASTRUCTURE |  | 971 | 1074 | TRINITY AQUIFER | C | 220 | TARRANT | 8 | TRINITY | 1 | GROUNDWATER | 1 | NO WATER QUALITY IMPROVEMENTS |  | 4908 | 1 | Supplemental wells | 107 | NORTH RICHLAND HILLS | C | BOTH | MUNICIPAL | 435 | CITY |  | N | 2010 | 2010 | 45752 | 45752 | 45752 | 9283 | 9283 | 9283 | 502000 | 30 | 107 | NORTH RICHLAND HILLS | C | BOTH | MUNICIPAL | 435 | CITY | C | 220 | TARRANT | 0 | 0 | 0 | 0 | 0 | 0 | N
307 | SUPPLEMENTAL WELLS | Supplemental wells | C | 5 | EXISTING SOURCE OR EXPANDED USE OF AN EXISTING SOURCE (SURFACE WATER OR GROUNDWATER) | 6 | GROUNDWATER | 6 | OTHER INFRASTRUCTURE |  | 971 | 1074 | TRINITY AQUIFER | C | 220 | TARRANT | 8 | TRINITY | 1 | GROUNDWATER | 1 | NO WATER QUALITY IMPROVEMENTS |  | 4911 | 1 | Supplemental wells | 2178 | PANTEGO | C | WUG | MUNICIPAL | 454 | CITY |  | N | 2010 | 2010 | 56157 | 96975 | 153132 | 164828 | 188293 | 199989 | 3510000 | 30 | 2178 | PANTEGO | C | WUG | MUNICIPAL | 454 | CITY | C | 220 | TARRANT | 0 | 0 | 0 | 0 | 0 | 0 | N
307 | SUPPLEMENTAL WELLS | Supplemental wells | C | 5 | EXISTING SOURCE OR EXPANDED USE OF AN EXISTING SOURCE (SURFACE WATER OR GROUNDWATER) | 6 | GROUNDWATER | 6 | OTHER INFRASTRUCTURE |  | 971 | 1074 | TRINITY AQUIFER | C | 220 | TARRANT | 8 | TRINITY | 1 | GROUNDWATER | 1 | NO WATER QUALITY IMPROVEMENTS |  | 4913 | 1 | Supplemental wells | 2190 | PELICAN BAY | C | WUG | MUNICIPAL | 795 | CITY |  | N | 2010 | 2010 | 66300 | 128523 | 194823 | 203431 | 219240 | 195649 | 3940000 | 30 | 2190 | PELICAN BAY | C | WUG | MUNICIPAL | 795 | CITY | C | 220 | TARRANT | 0 | 0 | 0 | 0 | 0 | 0 | N
307 | SUPPLEMENTAL WELLS | Supplemental wells | C | 5 | EXISTING SOURCE OR EXPANDED USE OF AN EXISTING SOURCE (SURFACE WATER OR GROUNDWATER) | 6 | GROUNDWATER | 6 | OTHER INFRASTRUCTURE |  | 971 | 1074 | TRINITY AQUIFER | C | 220 | TARRANT | 8 | TRINITY | 1 | GROUNDWATER | 1 | NO WATER QUALITY IMPROVEMENTS |  | 4920 | 1 | Supplemental wells | 2265 | RICHLAND HILLS | C | WUG | MUNICIPAL | 499 | CITY |  | N | 2010 | 2010 | 66003 | 103127 | 169131 | 154238 | 190383 | 175490 | 3381000 | 30 | 2265 | RICHLAND HILLS | C | WUG | MUNICIPAL | 499 | CITY | C | 220 | TARRANT | 0 | 0 | 0 | 0 | 0 | 0 | N
307 | SUPPLEMENTAL WELLS | Supplemental wells | C | 5 | EXISTING SOURCE OR EXPANDED USE OF AN EXISTING SOURCE (SURFACE WATER OR GROUNDWATER) | 6 | GROUNDWATER | 6 | OTHER INFRASTRUCTURE |  | 971 | 1074 | TRINITY AQUIFER | C | 220 | TARRANT | 8 | TRINITY | 1 | GROUNDWATER | 1 | NO WATER QUALITY IMPROVEMENTS |  | 4923 | 1 | Supplemental wells | 2329 | SANSOM PARK VILLAGE | C | WUG | MUNICIPAL | 539 | CITY |  | N | 2010 | 2010 | 69136 | 103704 | 172840 | 151613 | 192852 | 171625 | 3456000 | 30 | 2329 | SANSOM PARK VILLAGE | C | WUG | MUNICIPAL | 539 | CITY | C | 220 | TARRANT | 0 | 0 | 0 | 0 | 0 | 0 | N
307 | SUPPLEMENTAL WELLS | Supplemental wells | C | 5 | EXISTING SOURCE OR EXPANDED USE OF AN EXISTING SOURCE (SURFACE WATER OR GROUNDWATER) | 6 | GROUNDWATER | 6 | OTHER INFRASTRUCTURE |  | 971 | 1074 | TRINITY AQUIFER | C | 220 | TARRANT | 8 | TRINITY | 1 | GROUNDWATER | 1 | NO WATER QUALITY IMPROVEMENTS |  | 4939 | 1 | Supplemental wells | 2615 | WHITE SETTLEMENT | C | WUG | MUNICIPAL | 651 | CITY |  | N | 2010 | 2010 | 73105 | 149149 | 222254 | 194660 | 206667 | 179073 | 3969000 | 30 | 2615 | WHITE SETTLEMENT | C | WUG | MUNICIPAL | 651 | CITY | C | 220 | TARRANT | 0 | 0 | 0 | 0 | 0 | 0 | N
307 | SUPPLEMENTAL WELLS | Supplemental wells | C | 5 | EXISTING SOURCE OR EXPANDED USE OF AN EXISTING SOURCE (SURFACE WATER OR GROUNDWATER) | 6 | GROUNDWATER | 6 | OTHER INFRASTRUCTURE |  | 966 | 1077 | TRINITY AQUIFER | C | 249 | WISE | 8 | TRINITY | 1 | GROUNDWATER | 1 | NO WATER QUALITY IMPROVEMENTS |  | 4548 | 1 | Supplemental wells | 180 | ALVORD | C | WUG | MUNICIPAL | 810 | CITY |  | N | 2010 | 2010 | 33894 | 33894 | 67789 | 40400 | 74294 | 80800 | 1508000 | 30 | 180 | ALVORD | C | WUG | MUNICIPAL | 810 | CITY | C | 249 | WISE | 0 | 0 | 0 | 0 | 0 | 0 | N
307 | SUPPLEMENTAL WELLS | Supplemental wells | C | 5 | EXISTING SOURCE OR EXPANDED USE OF AN EXISTING SOURCE (SURFACE WATER OR GROUNDWATER) | 6 | GROUNDWATER | 6 | OTHER INFRASTRUCTURE |  | 966 | 1077 | TRINITY AQUIFER | C | 249 | WISE | 8 | TRINITY | 1 | GROUNDWATER | 1 | NO WATER QUALITY IMPROVEMENTS |  | 4797 | 1 | Supplemental wells | 208 | AURORA | C | WUG | MUNICIPAL | 816 | CITY |  | N | 2010 | 2010 | 33993 | 67986 | 67986 | 74517 | 47056 | 81049 | 1512000 | 30 | 208 | AURORA | C | WUG | MUNICIPAL | 816 | CITY | C | 249 | WISE | 0 | 0 | 0 | 0 | 0 | 0 | N
307 | SUPPLEMENTAL WELLS | Supplemental wells | C | 5 | EXISTING SOURCE OR EXPANDED USE OF AN EXISTING SOURCE (SURFACE WATER OR GROUNDWATER) | 6 | GROUNDWATER | 6 | OTHER INFRASTRUCTURE |  | 966 | 1077 | TRINITY AQUIFER | C | 249 | WISE | 8 | TRINITY | 1 | GROUNDWATER | 1 | NO WATER QUALITY IMPROVEMENTS |  | 4527 | 1 | Supplemental wells | 271 | BOLIVAR WSC | C | BOTH | MUNICIPAL | 4028 | UTILITY |  | N | 2010 | 2010 | 31165 | 31165 | 31165 | 37048 | 37048 | 37048 | 696000 | 30 | 271 | BOLIVAR WSC | C | BOTH | MUNICIPAL | 4028 | UTILITY | C | 249 | WISE | 0 | 0 | 0 | 0 | 0 | 0 | N
307 | SUPPLEMENTAL WELLS | Supplemental wells | C | 5 | EXISTING SOURCE OR EXPANDED USE OF AN EXISTING SOURCE (SURFACE WATER OR GROUNDWATER) | 6 | GROUNDWATER | 6 | OTHER INFRASTRUCTURE |  | 966 | 1077 | TRINITY AQUIFER | C | 249 | WISE | 8 | TRINITY | 1 | GROUNDWATER | 1 | NO WATER QUALITY IMPROVEMENTS |  | 4806 | 1 | Supplemental wells | 276 | BOYD | C | WUG | MUNICIPAL | 760 | CITY |  | N | 2010 | 2010 | 34198 | 34198 | 34198 | 40788 | 40788 | 40788 | 760000 | 30 | 276 | BOYD | C | WUG | MUNICIPAL | 760 | CITY | C | 249 | WISE | 0 | 0 | 0 | 0 | 0 | 0 | N
307 | SUPPLEMENTAL WELLS | Supplemental wells | C | 5 | EXISTING SOURCE OR EXPANDED USE OF AN EXISTING SOURCE (SURFACE WATER OR GROUNDWATER) | 6 | GROUNDWATER | 6 | OTHER INFRASTRUCTURE |  | 966 | 1077 | TRINITY AQUIFER | C | 249 | WISE | 8 | TRINITY | 1 | GROUNDWATER | 1 | NO WATER QUALITY IMPROVEMENTS |  | 4812 | 1 | Supplemental wells | 346 | CHICO | C | WUG | MUNICIPAL | 842 | CITY |  | N | 2010 | 2010 | 56926 | 85425 | 113924 | 96001 | 101253 | 106504 | 2239000 | 30 | 346 | CHICO | C | WUG | MUNICIPAL | 842 | CITY | C | 249 | WISE | 0 | 0 | 0 | 0 | 0 | 0 | N
307 | SUPPLEMENTAL WELLS | Supplemental wells | C | 5 | EXISTING SOURCE OR EXPANDED USE OF AN EXISTING SOURCE (SURFACE WATER OR GROUNDWATER) | 6 | GROUNDWATER | 6 | OTHER INFRASTRUCTURE |  | 966 | 1077 | TRINITY AQUIFER | C | 249 | WISE | 8 | TRINITY | 1 | GROUNDWATER | 1 | NO WATER QUALITY IMPROVEMENTS |  | 4826 | 1 | Supplemental wells | 660 | COUNTY-OTHER, WISE | C | WUG | MUNICIPAL | 757 | COUNTY-OTHER |  | N | 2010 | 2010 | 31165 | 31165 | 31165 | 5883 | 5883 | 5883 | 348000 | 30 | 660 | COUNTY-OTHER, WISE | C | WUG | MUNICIPAL | 757 | COUNTY-OTHER | C | 249 | WISE | 0 | 0 | 0 | 0 | 0 | 0 | N
307 | SUPPLEMENTAL WELLS | Supplemental wells | C | 5 | EXISTING SOURCE OR EXPANDED USE OF AN EXISTING SOURCE (SURFACE WATER OR GROUNDWATER) | 6 | GROUNDWATER | 6 | OTHER INFRASTRUCTURE |  | 966 | 1077 | TRINITY AQUIFER | C | 249 | WISE | 8 | TRINITY | 1 | GROUNDWATER | 1 | NO WATER QUALITY IMPROVEMENTS |  | 4854 | 1 | Supplemental wells | 1213 | IRRIGATION, WISE | C | WUG | IRRIGATION | 1004 | N/A |  | N | 2010 | 2010 | 3324 | 3324 | 3324 | 781 | 781 | 781 | 35000 | 30 | 1213 | IRRIGATION, WISE | C | WUG | IRRIGATION | 1004 | N/A | C | 249 | WISE | 0 | 0 | 0 | 0 | 0 | 0 | N
307 | SUPPLEMENTAL WELLS | Supplemental wells | C | 5 | EXISTING SOURCE OR EXPANDED USE OF AN EXISTING SOURCE (SURFACE WATER OR GROUNDWATER) | 6 | GROUNDWATER | 6 | OTHER INFRASTRUCTURE |  | 966 | 1077 | TRINITY AQUIFER | C | 249 | WISE | 8 | TRINITY | 1 | GROUNDWATER | 1 | NO WATER QUALITY IMPROVEMENTS |  | 4876 | 1 | Supplemental wells | 1580 | LIVESTOCK, WISE | C | WUG | LIVESTOCK | 1005 | N/A |  | N | 2010 | 2010 | 3324 | 3324 | 3324 | 781 | 781 | 781 | 35000 | 30 | 1580 | LIVESTOCK, WISE | C | WUG | LIVESTOCK | 1005 | N/A | C | 249 | WISE | 0 | 0 | 0 | 0 | 0 | 0 | N
307 | SUPPLEMENTAL WELLS | Supplemental wells | C | 5 | EXISTING SOURCE OR EXPANDED USE OF AN EXISTING SOURCE (SURFACE WATER OR GROUNDWATER) | 6 | GROUNDWATER | 6 | OTHER INFRASTRUCTURE |  | 966 | 1077 | TRINITY AQUIFER | C | 249 | WISE | 8 | TRINITY | 1 | GROUNDWATER | 1 | NO WATER QUALITY IMPROVEMENTS |  | 4902 | 1 | Supplemental wells | 2064 | MINING, WISE | C | WUG | MINING | 1003 | N/A |  | N | 2010 | 2010 | 4633 | 4633 | 4633 | 1073 | 1073 | 1073 | 49000 | 30 | 2064 | MINING, WISE | C | WUG | MINING | 1003 | N/A | C | 249 | WISE | 0 | 0 | 0 | 0 | 0 | 0 | N
307 | SUPPLEMENTAL WELLS | Supplemental wells | C | 5 | EXISTING SOURCE OR EXPANDED USE OF AN EXISTING SOURCE (SURFACE WATER OR GROUNDWATER) | 6 | GROUNDWATER | 6 | OTHER INFRASTRUCTURE |  | 966 | 1077 | TRINITY AQUIFER | C | 249 | WISE | 8 | TRINITY | 1 | GROUNDWATER | 1 | NO WATER QUALITY IMPROVEMENTS |  | 4906 | 1 | Supplemental wells | 2113 | NEW FAIRVIEW | C | WUG | MUNICIPAL | 1047 | CITY |  | N | 2010 | 2010 | 29926 | 59852 | 59852 | 65440 | 41103 | 71028 | 1340000 | 30 | 2113 | NEW FAIRVIEW | C | WUG | MUNICIPAL | 1047 | CITY | C | 249 | WISE | 0 | 0 | 0 | 0 | 0 | 0 | N
307 | SUPPLEMENTAL WELLS | Supplemental wells | C | 5 | EXISTING SOURCE OR EXPANDED USE OF AN EXISTING SOURCE (SURFACE WATER OR GROUNDWATER) | 6 | GROUNDWATER | 6 | OTHER INFRASTRUCTURE |  | 966 | 1077 | TRINITY AQUIFER | C | 249 | WISE | 8 | TRINITY | 1 | GROUNDWATER | 1 | NO WATER QUALITY IMPROVEMENTS |  | 4907 | 1 | Supplemental wells | 2118 | NEWARK | C | WUG | MUNICIPAL | 920 | CITY |  | N | 2010 | 2010 | 35790 | 71580 | 107371 | 114319 | 121268 | 128216 | 2382000 | 30 | 2118 | NEWARK | C | WUG | MUNICIPAL | 920 | CITY | C | 249 | WISE | 0 | 0 | 0 | 0 | 0 | 0 | N
307 | SUPPLEMENTAL WELLS | Supplemental wells | C | 5 | EXISTING SOURCE OR EXPANDED USE OF AN EXISTING SOURCE (SURFACE WATER OR GROUNDWATER) | 6 | GROUNDWATER | 6 | OTHER INFRASTRUCTURE |  | 966 | 1077 | TRINITY AQUIFER | C | 249 | WISE | 8 | TRINITY | 1 | GROUNDWATER | 1 | NO WATER QUALITY IMPROVEMENTS |  | 4919 | 1 | Supplemental wells | 2260 | RHOME | C | WUG | MUNICIPAL | 946 | CITY |  | N | 2010 | 2010 | 35509 | 35509 | 71017 | 42393 | 77902 | 49278 | 1182000 | 30 | 2260 | RHOME | C | WUG | MUNICIPAL | 946 | CITY | C | 249 | WISE | 0 | 0 | 0 | 0 | 0 | 0 | N
307 | SUPPLEMENTAL WELLS | Supplemental wells | C | 5 | EXISTING SOURCE OR EXPANDED USE OF AN EXISTING SOURCE (SURFACE WATER OR GROUNDWATER) | 6 | GROUNDWATER | 6 | OTHER INFRASTRUCTURE |  | 967 | 1030 | WOODBINE AQUIFER | C | 43 | COLLIN | 8 | TRINITY | 1 | GROUNDWATER | 1 | NO WATER QUALITY IMPROVEMENTS |  | 4527 | 1 | Supplemental wells | 187 | ANNA | C | WUG | MUNICIPAL | 813 | CITY |  | N | 2010 | 2010 | 56160 | 56160 | 56160 | 11699 | 11699 | 11699 | 612000 | 30 | 187 | ANNA | C | WUG | MUNICIPAL | 813 | CITY | C | 43 | COLLIN | 0 | 0 | 0 | 0 | 0 | 0 | N
307 | SUPPLEMENTAL WELLS | Supplemental wells | C | 5 | EXISTING SOURCE OR EXPANDED USE OF AN EXISTING SOURCE (SURFACE WATER OR GROUNDWATER) | 6 | GROUNDWATER | 6 | OTHER INFRASTRUCTURE |  | 967 | 1030 | WOODBINE AQUIFER | C | 43 | COLLIN | 8 | TRINITY | 1 | GROUNDWATER | 1 | NO WATER QUALITY IMPROVEMENTS |  | 4805 | 1 | Supplemental wells | 267 | BLUE RIDGE | C | WUG | MUNICIPAL | 829 | CITY |  | N | 2010 | 2010 | 70559 | 70559 | 141117 | 85613 | 85613 | 30110 | 1528000 | 30 | 267 | BLUE RIDGE | C | WUG | MUNICIPAL | 829 | CITY | C | 43 | COLLIN | 0 | 0 | 0 | 0 | 0 | 0 | N
307 | SUPPLEMENTAL WELLS | Supplemental wells | C | 5 | EXISTING SOURCE OR EXPANDED USE OF AN EXISTING SOURCE (SURFACE WATER OR GROUNDWATER) | 6 | GROUNDWATER | 6 | OTHER INFRASTRUCTURE |  | 967 | 1030 | WOODBINE AQUIFER | C | 43 | COLLIN | 8 | TRINITY | 1 | GROUNDWATER | 1 | NO WATER QUALITY IMPROVEMENTS |  | 4811 | 1 | Supplemental wells | 338 | CELINA | C | WUG | MUNICIPAL | 103 | CITY |  | N | 2010 | 2010 | 0 | 0 | 0 | 0 | 0 | 0 | 0 | 0 | 338 | CELINA | C | WUG | MUNICIPAL | 103 | CITY | C | 43 | COLLIN | 0 | 0 | 0 | 0 | 0 | 0 | N
307 | SUPPLEMENTAL WELLS | Supplemental wells | C | 5 | EXISTING SOURCE OR EXPANDED USE OF AN EXISTING SOURCE (SURFACE WATER OR GROUNDWATER) | 6 | GROUNDWATER | 6 | OTHER INFRASTRUCTURE |  | 967 | 1030 | WOODBINE AQUIFER | C | 43 | COLLIN | 8 | TRINITY | 1 | GROUNDWATER | 1 | NO WATER QUALITY IMPROVEMENTS |  | 4648 | 1 | Supplemental wells | 454 | COUNTY-OTHER, COLLIN | C | WUG | MUNICIPAL | 757 | COUNTY-OTHER |  | N | 2010 | 2010 | 27281 | 27281 | 27281 | 5668 | 5668 | 5668 | 297500 | 30 | 454 | COUNTY-OTHER, COLLIN | C | WUG | MUNICIPAL | 757 | COUNTY-OTHER | C | 43 | COLLIN | 0 | 0 | 0 | 0 | 0 | 0 | N
307 | SUPPLEMENTAL WELLS | Supplemental wells | C | 5 | EXISTING SOURCE OR EXPANDED USE OF AN EXISTING SOURCE (SURFACE WATER OR GROUNDWATER) | 6 | GROUNDWATER | 6 | OTHER INFRASTRUCTURE |  | 967 | 1030 | WOODBINE AQUIFER | C | 43 | COLLIN | 8 | TRINITY | 1 | GROUNDWATER | 1 | NO WATER QUALITY IMPROVEMENTS |  | 4880 | 1 | Supplemental wells | 1650 | MANUFACTURING, COLLIN | C | WUG | MANUFACTURING | 1001 | N/A |  | N | 2010 | 2010 | 46131 | 46131 | 46131 | 9371 | 9371 | 9371 | 506000 | 30 | 1650 | MANUFACTURING, COLLIN | C | WUG | MANUFACTURING | 1001 | N/A | C | 43 | COLLIN | 0 | 0 | 0 | 0 | 0 | 0 | N
307 | SUPPLEMENTAL WELLS | Supplemental wells | C | 5 | EXISTING SOURCE OR EXPANDED USE OF AN EXISTING SOURCE (SURFACE WATER OR GROUNDWATER) | 6 | GROUNDWATER | 6 | OTHER INFRASTRUCTURE |  | 967 | 1030 | WOODBINE AQUIFER | C | 43 | COLLIN | 8 | TRINITY | 1 | GROUNDWATER | 1 | NO WATER QUALITY IMPROVEMENTS |  | 4890 | 1 | Supplemental wells | 1824 | MELISSA | C | WUG | MUNICIPAL | 914 | CITY |  | N | 2010 | 2010 | 61175 | 61175 | 61175 | 74039 | 74039 | 74039 | 1330000 | 30 | 1824 | MELISSA | C | WUG | MUNICIPAL | 914 | CITY | C | 43 | COLLIN | 0 | 0 | 0 | 0 | 0 | 0 | N
307 | SUPPLEMENTAL WELLS | Supplemental wells | C | 5 | EXISTING SOURCE OR EXPANDED USE OF AN EXISTING SOURCE (SURFACE WATER OR GROUNDWATER) | 6 | GROUNDWATER | 6 | OTHER INFRASTRUCTURE |  | 967 | 1030 | WOODBINE AQUIFER | C | 43 | COLLIN | 8 | TRINITY | 1 | GROUNDWATER | 1 | NO WATER QUALITY IMPROVEMENTS |  | 4916 | 1 | Supplemental wells | 2239 | PROSPER | C | WUG | MUNICIPAL | 799 | CITY |  | N | 2010 | 2010 | 70544 | 141087 | 211631 | 226681 | 241730 | 256780 | 4583166 | 30 | 2239 | PROSPER | C | WUG | MUNICIPAL | 799 | CITY | C | 43 | COLLIN | 0 | 0 | 0 | 0 | 0 | 0 | N
307 | SUPPLEMENTAL WELLS | Supplemental wells | C | 5 | EXISTING SOURCE OR EXPANDED USE OF AN EXISTING SOURCE (SURFACE WATER OR GROUNDWATER) | 6 | GROUNDWATER | 6 | OTHER INFRASTRUCTURE |  | 967 | 1030 | WOODBINE AQUIFER | C | 43 | COLLIN | 8 | TRINITY | 1 | GROUNDWATER | 1 | NO WATER QUALITY IMPROVEMENTS |  | 4792 | 1 | Supplemental wells | 2376 | SOUTH GRAYSON WSC | C | WUG | MUNICIPAL | 4336 | UTILITY |  | N | 2010 | 2010 | 70559 | 141117 | 211676 | 226730 | 241785 | 186281 | 3820000 | 30 | 2376 | SOUTH GRAYSON WSC | C | WUG | MUNICIPAL | 4336 | UTILITY | C | 43 | COLLIN | 0 | 0 | 0 | 0 | 0 | 0 | N
307 | SUPPLEMENTAL WELLS | Supplemental wells | C | 5 | EXISTING SOURCE OR EXPANDED USE OF AN EXISTING SOURCE (SURFACE WATER OR GROUNDWATER) | 6 | GROUNDWATER | 6 | OTHER INFRASTRUCTURE |  | 967 | 1030 | WOODBINE AQUIFER | C | 43 | COLLIN | 8 | TRINITY | 1 | GROUNDWATER | 1 | NO WATER QUALITY IMPROVEMENTS |  | 4938 | 1 | Supplemental wells | 2606 | WESTON | C | WUG | MUNICIPAL | 1069 | CITY |  | N | 2010 | 2010 | 53508 | 53508 | 107017 | 64590 | 64590 | 22163 | 1168000 | 30 | 2606 | WESTON | C | WUG | MUNICIPAL | 1069 | CITY | C | 43 | COLLIN | 0 | 0 | 0 | 0 | 0 | 0 | N
307 | SUPPLEMENTAL WELLS | Supplemental wells | C | 5 | EXISTING SOURCE OR EXPANDED USE OF AN EXISTING SOURCE (SURFACE WATER OR GROUNDWATER) | 6 | GROUNDWATER | 6 | OTHER INFRASTRUCTURE |  | 985 | 1036 | WOODBINE AQUIFER | C | 57 | DALLAS | 8 | TRINITY | 1 | GROUNDWATER | 1 | NO WATER QUALITY IMPROVEMENTS |  | 4867 | 1 | Supplemental wells | 1388 | LIVESTOCK, DALLAS | C | WUG | LIVESTOCK | 1005 | N/A |  | N | 2010 | 2010 | 17616 | 17616 | 17616 | 4103 | 4103 | 4103 | 186000 | 30 | 1388 | LIVESTOCK, DALLAS | C | WUG | LIVESTOCK | 1005 | N/A | C | 57 | DALLAS | 0 | 0 | 0 | 0 | 0 | 0 | N
307 | SUPPLEMENTAL WELLS | Supplemental wells | C | 5 | EXISTING SOURCE OR EXPANDED USE OF AN EXISTING SOURCE (SURFACE WATER OR GROUNDWATER) | 6 | GROUNDWATER | 6 | OTHER INFRASTRUCTURE |  | 985 | 1036 | WOODBINE AQUIFER | C | 57 | DALLAS | 8 | TRINITY | 1 | GROUNDWATER | 1 | NO WATER QUALITY IMPROVEMENTS |  | 4121 | 1 | Supplemental wells | 1657 | MANUFACTURING, DALLAS | C | WUG | MANUFACTURING | 1001 | N/A |  | N | 2010 | 2010 | 64961 | 64961 | 64961 | 13743 | 13743 | 13743 | 705000 | 30 | 1657 | MANUFACTURING, DALLAS | C | WUG | MANUFACTURING | 1001 | N/A | C | 57 | DALLAS | 0 | 0 | 0 | 0 | 0 | 0 | N
307 | SUPPLEMENTAL WELLS | Supplemental wells | C | 5 | EXISTING SOURCE OR EXPANDED USE OF AN EXISTING SOURCE (SURFACE WATER OR GROUNDWATER) | 6 | GROUNDWATER | 6 | OTHER INFRASTRUCTURE |  | 985 | 1036 | WOODBINE AQUIFER | C | 57 | DALLAS | 8 | TRINITY | 1 | GROUNDWATER | 1 | NO WATER QUALITY IMPROVEMENTS |  | 4789 | 1 | Supplemental wells | 1893 | MINING, DALLAS | C | WUG | MINING | 1003 | N/A |  | N | 2010 | 2010 | 0 | 0 | 0 | 0 | 0 | 0 | 0 | 0 | 1893 | MINING, DALLAS | C | WUG | MINING | 1003 | N/A | C | 57 | DALLAS | 0 | 0 | 0 | 0 | 0 | 0 | N
307 | SUPPLEMENTAL WELLS | Supplemental wells | C | 5 | EXISTING SOURCE OR EXPANDED USE OF AN EXISTING SOURCE (SURFACE WATER OR GROUNDWATER) | 6 | GROUNDWATER | 6 | OTHER INFRASTRUCTURE |  | 977 | 1039 | WOODBINE AQUIFER | C | 61 | DENTON | 8 | TRINITY | 1 | GROUNDWATER | 1 | NO WATER QUALITY IMPROVEMENTS |  | 4653 | 1 | Supplemental wells | 472 | COUNTY-OTHER, DENTON | C | WUG | MUNICIPAL | 757 | COUNTY-OTHER |  | N | 2010 | 2010 | 10933 | 10933 | 10933 | 10933 | 10933 | 10933 | 577000 | 30 | 472 | COUNTY-OTHER, DENTON | C | WUG | MUNICIPAL | 757 | COUNTY-OTHER | C | 61 | DENTON | 0 | 0 | 0 | 0 | 0 | 0 | N
307 | SUPPLEMENTAL WELLS | Supplemental wells | C | 5 | EXISTING SOURCE OR EXPANDED USE OF AN EXISTING SOURCE (SURFACE WATER OR GROUNDWATER) | 6 | GROUNDWATER | 6 | OTHER INFRASTRUCTURE |  | 977 | 1039 | WOODBINE AQUIFER | C | 61 | DENTON | 8 | TRINITY | 1 | GROUNDWATER | 1 | NO WATER QUALITY IMPROVEMENTS |  | 4644 | 1 | Supplemental wells | 937 | HICKORY CREEK | C | WUG | MUNICIPAL | 704 | CITY |  | N | 2010 | 2010 | 0 | 0 | 0 | 0 | 0 | 0 | 0 | 0 | 937 | HICKORY CREEK | C | WUG | MUNICIPAL | 704 | CITY | C | 61 | DENTON | 0 | 0 | 0 | 0 | 0 | 0 | N
307 | SUPPLEMENTAL WELLS | Supplemental wells | C | 5 | EXISTING SOURCE OR EXPANDED USE OF AN EXISTING SOURCE (SURFACE WATER OR GROUNDWATER) | 6 | GROUNDWATER | 6 | OTHER INFRASTRUCTURE |  | 977 | 1039 | WOODBINE AQUIFER | C | 61 | DENTON | 8 | TRINITY | 1 | GROUNDWATER | 1 | NO WATER QUALITY IMPROVEMENTS |  | 4847 | 1 | Supplemental wells | 1037 | IRRIGATION, DENTON | C | WUG | IRRIGATION | 1004 | N/A |  | N | 2010 | 2010 | 10992 | 10992 | 10992 | 2564 | 2564 | 2564 | 116000 | 30 | 1037 | IRRIGATION, DENTON | C | WUG | IRRIGATION | 1004 | N/A | C | 61 | DENTON | 0 | 0 | 0 | 0 | 0 | 0 | N
307 | SUPPLEMENTAL WELLS | Supplemental wells | C | 5 | EXISTING SOURCE OR EXPANDED USE OF AN EXISTING SOURCE (SURFACE WATER OR GROUNDWATER) | 6 | GROUNDWATER | 6 | OTHER INFRASTRUCTURE |  | 977 | 1039 | WOODBINE AQUIFER | C | 61 | DENTON | 8 | TRINITY | 1 | GROUNDWATER | 1 | NO WATER QUALITY IMPROVEMENTS |  | 4015 | 1 | Supplemental wells | 83 | LAKE CITIES MUNICIPAL UTILITY AUTHORITY | C | WWP | WWP | N/A | N/A |  | N | 2010 | 2020 | 0 | 43988.09 | 43988.09 | 87976.18 | 52879.87 | 69878.73 | 1155000 | 30 | 937 | HICKORY CREEK | C | WUG | MUNICIPAL | 704 | CITY | C | 61 | DENTON | 0 | 0 | 0 | 0 | 0 | 0 | N
307 | SUPPLEMENTAL WELLS | Supplemental wells | C | 5 | EXISTING SOURCE OR EXPANDED USE OF AN EXISTING SOURCE (SURFACE WATER OR GROUNDWATER) | 6 | GROUNDWATER | 6 | OTHER INFRASTRUCTURE |  | 977 | 1039 | WOODBINE AQUIFER | C | 61 | DENTON | 8 | TRINITY | 1 | GROUNDWATER | 1 | NO WATER QUALITY IMPROVEMENTS |  | 4015 | 1 | Supplemental wells | 83 | LAKE CITIES MUNICIPAL UTILITY AUTHORITY | C | WWP | WWP | N/A | N/A |  | N | 2010 | 2020 | 0 | 43988.09 | 43988.09 | 87976.18 | 52879.87 | 69878.73 | 1155000 | 30 | 1292 | LAKE DALLAS | C | WUG | MUNICIPAL | 337 | CITY | C | 61 | DENTON | 0 | 0 | 0 | 0 | 0 | 0 | N
307 | SUPPLEMENTAL WELLS | Supplemental wells | C | 5 | EXISTING SOURCE OR EXPANDED USE OF AN EXISTING SOURCE (SURFACE WATER OR GROUNDWATER) | 6 | GROUNDWATER | 6 | OTHER INFRASTRUCTURE |  | 977 | 1039 | WOODBINE AQUIFER | C | 61 | DENTON | 8 | TRINITY | 1 | GROUNDWATER | 1 | NO WATER QUALITY IMPROVEMENTS |  | 4015 | 1 | Supplemental wells | 83 | LAKE CITIES MUNICIPAL UTILITY AUTHORITY | C | WWP | WWP | N/A | N/A |  | N | 2010 | 2020 | 0 | 43988.09 | 43988.09 | 87976.18 | 52879.87 | 69878.73 | 1155000 | 30 | 2348 | SHADY SHORES | C | WUG | MUNICIPAL | 803 | CITY | C | 61 | DENTON | 0 | 0 | 0 | 0 | 0 | 0 | N
307 | SUPPLEMENTAL WELLS | Supplemental wells | C | 5 | EXISTING SOURCE OR EXPANDED USE OF AN EXISTING SOURCE (SURFACE WATER OR GROUNDWATER) | 6 | GROUNDWATER | 6 | OTHER INFRASTRUCTURE |  | 977 | 1039 | WOODBINE AQUIFER | C | 61 | DENTON | 8 | TRINITY | 1 | GROUNDWATER | 1 | NO WATER QUALITY IMPROVEMENTS |  | 4864 | 1 | Supplemental wells | 1328 | LITTLE ELM | C | WUG | MUNICIPAL | 790 | CITY |  | N | 2010 | 2010 | 0 | 0 | 0 | 0 | 0 | 0 | 2004000 | 30 | 1328 | LITTLE ELM | C | WUG | MUNICIPAL | 790 | CITY | C | 61 | DENTON | 0 | 0 | 0 | 0 | 0 | 0 | N
307 | SUPPLEMENTAL WELLS | Supplemental wells | C | 5 | EXISTING SOURCE OR EXPANDED USE OF AN EXISTING SOURCE (SURFACE WATER OR GROUNDWATER) | 6 | GROUNDWATER | 6 | OTHER INFRASTRUCTURE |  | 977 | 1039 | WOODBINE AQUIFER | C | 61 | DENTON | 8 | TRINITY | 1 | GROUNDWATER | 1 | NO WATER QUALITY IMPROVEMENTS |  | 4405 | 1 | Supplemental wells | 1392 | LIVESTOCK, DENTON | C | WUG | LIVESTOCK | 1005 | N/A |  | N | 2010 | 2010 | 0 | 0 | 0 | 0 | 0 | 0 | 0 | 0 | 1392 | LIVESTOCK, DENTON | C | WUG | LIVESTOCK | 1005 | N/A | C | 61 | DENTON | 0 | 0 | 0 | 0 | 0 | 0 | N
307 | SUPPLEMENTAL WELLS | Supplemental wells | C | 5 | EXISTING SOURCE OR EXPANDED USE OF AN EXISTING SOURCE (SURFACE WATER OR GROUNDWATER) | 6 | GROUNDWATER | 6 | OTHER INFRASTRUCTURE |  | 977 | 1039 | WOODBINE AQUIFER | C | 61 | DENTON | 8 | TRINITY | 1 | GROUNDWATER | 1 | NO WATER QUALITY IMPROVEMENTS |  | 4909 | 1 | Supplemental wells | 2140 | NORTHLAKE | C | WUG | MUNICIPAL | 1020 | CITY |  | N | 2010 | 2010 | 47312 | 47312 | 47312 | 11020 | 11020 | 11020 | 500000 | 30 | 2140 | NORTHLAKE | C | WUG | MUNICIPAL | 1020 | CITY | C | 61 | DENTON | 0 | 0 | 0 | 0 | 0 | 0 | N
307 | SUPPLEMENTAL WELLS | Supplemental wells | C | 5 | EXISTING SOURCE OR EXPANDED USE OF AN EXISTING SOURCE (SURFACE WATER OR GROUNDWATER) | 6 | GROUNDWATER | 6 | OTHER INFRASTRUCTURE |  | 986 | 1042 | WOODBINE AQUIFER | C | 70 | ELLIS | 8 | TRINITY | 1 | GROUNDWATER | 1 | NO WATER QUALITY IMPROVEMENTS |  | 4798 | 1 | Supplemental wells | 219 | BARDWELL | C | WUG | MUNICIPAL | 999 | CITY |  | N | 2010 | 2010 | 53233 | 53233 | 53233 | 11024 | 11024 | 11024 | 581000 | 30 | 219 | BARDWELL | C | WUG | MUNICIPAL | 999 | CITY | C | 70 | ELLIS | 0 | 0 | 0 | 0 | 0 | 0 | N
307 | SUPPLEMENTAL WELLS | Supplemental wells | C | 5 | EXISTING SOURCE OR EXPANDED USE OF AN EXISTING SOURCE (SURFACE WATER OR GROUNDWATER) | 6 | GROUNDWATER | 6 | OTHER INFRASTRUCTURE |  | 986 | 1042 | WOODBINE AQUIFER | C | 70 | ELLIS | 8 | TRINITY | 1 | GROUNDWATER | 1 | NO WATER QUALITY IMPROVEMENTS |  | 4654 | 1 | Supplemental wells | 481 | COUNTY-OTHER, ELLIS | C | WUG | MUNICIPAL | 757 | COUNTY-OTHER |  | N | 2010 | 2010 | 54175 | 108350 | 108350 | 119590 | 76655 | 130830 | 2364000 | 30 | 481 | COUNTY-OTHER, ELLIS | C | WUG | MUNICIPAL | 757 | COUNTY-OTHER | C | 70 | ELLIS | 0 | 0 | 0 | 0 | 0 | 0 | N
307 | SUPPLEMENTAL WELLS | Supplemental wells | C | 5 | EXISTING SOURCE OR EXPANDED USE OF AN EXISTING SOURCE (SURFACE WATER OR GROUNDWATER) | 6 | GROUNDWATER | 6 | OTHER INFRASTRUCTURE |  | 986 | 1042 | WOODBINE AQUIFER | C | 70 | ELLIS | 8 | TRINITY | 1 | GROUNDWATER | 1 | NO WATER QUALITY IMPROVEMENTS |  | 4834 | 1 | Supplemental wells | 778 | FERRIS | C | WUG | MUNICIPAL | 201 | CITY |  | N | 2010 | 2010 | 59752 | 59752 | 59752 | 72283 | 72283 | 72283 | 1300000 | 30 | 778 | FERRIS | C | WUG | MUNICIPAL | 201 | CITY | C | 70 | ELLIS | 0 | 0 | 0 | 0 | 0 | 0 | N
307 | SUPPLEMENTAL WELLS | Supplemental wells | C | 5 | EXISTING SOURCE OR EXPANDED USE OF AN EXISTING SOURCE (SURFACE WATER OR GROUNDWATER) | 6 | GROUNDWATER | 6 | OTHER INFRASTRUCTURE |  | 986 | 1042 | WOODBINE AQUIFER | C | 70 | ELLIS | 8 | TRINITY | 1 | GROUNDWATER | 1 | NO WATER QUALITY IMPROVEMENTS |  | 4026 | 1 | Supplemental wells | 1220 | ITALY | C | WUG | MUNICIPAL | 299 | CITY |  | N | 2010 | 2010 | 44038 | 44038 | 44038 | 8876 | 8876 | 8876 | 484000 | 30 | 1220 | ITALY | C | WUG | MUNICIPAL | 299 | CITY | C | 70 | ELLIS | 0 | 0 | 0 | 0 | 0 | 0 | N
307 | SUPPLEMENTAL WELLS | Supplemental wells | C | 5 | EXISTING SOURCE OR EXPANDED USE OF AN EXISTING SOURCE (SURFACE WATER OR GROUNDWATER) | 6 | GROUNDWATER | 6 | OTHER INFRASTRUCTURE |  | 986 | 1042 | WOODBINE AQUIFER | C | 70 | ELLIS | 8 | TRINITY | 1 | GROUNDWATER | 1 | NO WATER QUALITY IMPROVEMENTS |  | 4868 | 1 | Supplemental wells | 1401 | LIVESTOCK, ELLIS | C | WUG | LIVESTOCK | 1005 | N/A |  | N | 2010 | 2010 | 18381 | 18381 | 18381 | 22668 | 22668 | 22668 | 388000 | 30 | 1401 | LIVESTOCK, ELLIS | C | WUG | LIVESTOCK | 1005 | N/A | C | 70 | ELLIS | 0 | 0 | 0 | 0 | 0 | 0 | N
307 | SUPPLEMENTAL WELLS | Supplemental wells | C | 5 | EXISTING SOURCE OR EXPANDED USE OF AN EXISTING SOURCE (SURFACE WATER OR GROUNDWATER) | 6 | GROUNDWATER | 6 | OTHER INFRASTRUCTURE |  | 986 | 1042 | WOODBINE AQUIFER | C | 70 | ELLIS | 8 | TRINITY | 1 | GROUNDWATER | 1 | NO WATER QUALITY IMPROVEMENTS |  | 4884 | 1 | Supplemental wells | 1664 | MANUFACTURING, ELLIS | C | WUG | MANUFACTURING | 1001 | N/A |  | N | 2010 | 2010 | 45744 | 91489 | 13233 | 146508 | 155783 | 119313 | 2510000 | 30 | 1664 | MANUFACTURING, ELLIS | C | WUG | MANUFACTURING | 1001 | N/A | C | 70 | ELLIS | 0 | 0 | 0 | 0 | 0 | 0 | N
307 | SUPPLEMENTAL WELLS | Supplemental wells | C | 5 | EXISTING SOURCE OR EXPANDED USE OF AN EXISTING SOURCE (SURFACE WATER OR GROUNDWATER) | 6 | GROUNDWATER | 6 | OTHER INFRASTRUCTURE |  | 986 | 1042 | WOODBINE AQUIFER | C | 70 | ELLIS | 8 | TRINITY | 1 | GROUNDWATER | 1 | NO WATER QUALITY IMPROVEMENTS |  | 4889 | 1 | Supplemental wells | 1813 | MAYPEARL | C | WUG | MUNICIPAL | 911 | CITY |  | N | 2010 | 2010 | 34089 | 34089 | 34089 | 40644 | 40644 | 40644 | 758000 | 30 | 1813 | MAYPEARL | C | WUG | MUNICIPAL | 911 | CITY | C | 70 | ELLIS | 0 | 0 | 0 | 0 | 0 | 0 | N
307 | SUPPLEMENTAL WELLS | Supplemental wells | C | 5 | EXISTING SOURCE OR EXPANDED USE OF AN EXISTING SOURCE (SURFACE WATER OR GROUNDWATER) | 6 | GROUNDWATER | 6 | OTHER INFRASTRUCTURE |  | 986 | 1042 | WOODBINE AQUIFER | C | 70 | ELLIS | 8 | TRINITY | 1 | GROUNDWATER | 1 | NO WATER QUALITY IMPROVEMENTS |  | 4891 | 1 | Supplemental wells | 1838 | MILFORD | C | WUG | MUNICIPAL | 916 | CITY |  | N | 2010 | 2020 | 0 | 43571 | 43571 | 87141 | 52342 | 52342 | 958000 | 30 | 1838 | MILFORD | C | WUG | MUNICIPAL | 916 | CITY | C | 70 | ELLIS | 0 | 0 | 0 | 0 | 0 | 0 | N
307 | SUPPLEMENTAL WELLS | Supplemental wells | C | 5 | EXISTING SOURCE OR EXPANDED USE OF AN EXISTING SOURCE (SURFACE WATER OR GROUNDWATER) | 6 | GROUNDWATER | 6 | OTHER INFRASTRUCTURE |  | 986 | 1042 | WOODBINE AQUIFER | C | 70 | ELLIS | 8 | TRINITY | 1 | GROUNDWATER | 1 | NO WATER QUALITY IMPROVEMENTS |  | 4894 | 1 | Supplemental wells | 1904 | MINING, ELLIS | C | WUG | MINING | 1003 | N/A |  | N | 2010 | 2010 | 18381 | 18381 | 18381 | 22668 | 22668 | 22668 | 388000 | 30 | 1904 | MINING, ELLIS | C | WUG | MINING | 1003 | N/A | C | 70 | ELLIS | 0 | 0 | 0 | 0 | 0 | 0 | N
307 | SUPPLEMENTAL WELLS | Supplemental wells | C | 5 | EXISTING SOURCE OR EXPANDED USE OF AN EXISTING SOURCE (SURFACE WATER OR GROUNDWATER) | 6 | GROUNDWATER | 6 | OTHER INFRASTRUCTURE |  | 986 | 1042 | WOODBINE AQUIFER | C | 70 | ELLIS | 8 | TRINITY | 1 | GROUNDWATER | 1 | NO WATER QUALITY IMPROVEMENTS |  | 4910 | 1 | Supplemental wells | 2172 | PALMER | C | WUG | MUNICIPAL | 731 | CITY |  | N | 2010 | 2010 | 52762 | 52762 | 52762 | 63678 | 63678 | 63678 | 1152000 | 30 | 2172 | PALMER | C | WUG | MUNICIPAL | 731 | CITY | C | 70 | ELLIS | 0 | 0 | 0 | 0 | 0 | 0 | N
307 | SUPPLEMENTAL WELLS | Supplemental wells | C | 5 | EXISTING SOURCE OR EXPANDED USE OF AN EXISTING SOURCE (SURFACE WATER OR GROUNDWATER) | 6 | GROUNDWATER | 6 | OTHER INFRASTRUCTURE |  | 986 | 1042 | WOODBINE AQUIFER | C | 70 | ELLIS | 8 | TRINITY | 1 | GROUNDWATER | 1 | NO WATER QUALITY IMPROVEMENTS |  | 4917 | 1 | Supplemental wells | 2255 | RED OAK | C | WUG | MUNICIPAL | 737 | CITY |  | N | 2010 | 2010 | 53423 | 53423 | 106845 | 64491 | 117914 | 75559 | 1749000 | 30 | 2255 | RED OAK | C | WUG | MUNICIPAL | 737 | CITY | C | 70 | ELLIS | 0 | 0 | 0 | 0 | 0 | 0 | N
307 | SUPPLEMENTAL WELLS | Supplemental wells | C | 5 | EXISTING SOURCE OR EXPANDED USE OF AN EXISTING SOURCE (SURFACE WATER OR GROUNDWATER) | 6 | GROUNDWATER | 6 | OTHER INFRASTRUCTURE |  | 984 | 1014 | WOODBINE AQUIFER | C | 74 | FANNIN | 2 | RED | 1 | GROUNDWATER | 1 | NO WATER QUALITY IMPROVEMENTS |  | 5231 | 1 | Supplemental wells | 485 | COUNTY-OTHER, FANNIN | C | WUG | MUNICIPAL | 757 | COUNTY-OTHER |  | N | 2010 | 2010 | 148409 | 296817 | 445226 | 477033 | 434672 | 466479 | 8828000 | 30 | 485 | COUNTY-OTHER, FANNIN | C | WUG | MUNICIPAL | 757 | COUNTY-OTHER | C | 74 | FANNIN | 0 | 0 | 0 | 0 | 0 | 0 | N
307 | SUPPLEMENTAL WELLS | Supplemental wells | C | 5 | EXISTING SOURCE OR EXPANDED USE OF AN EXISTING SOURCE (SURFACE WATER OR GROUNDWATER) | 6 | GROUNDWATER | 6 | OTHER INFRASTRUCTURE |  | 984 | 1014 | WOODBINE AQUIFER | C | 74 | FANNIN | 2 | RED | 1 | GROUNDWATER | 1 | NO WATER QUALITY IMPROVEMENTS |  | 5232 | 1 | Supplemental wells | 738 | ECTOR | C | WUG | MUNICIPAL | 1017 | CITY |  | N | 2010 | 2010 | 40252 | 40252 | 80504 | 48248 | 88500 | 56244 | 1332000 | 30 | 738 | ECTOR | C | WUG | MUNICIPAL | 1017 | CITY | C | 74 | FANNIN | 0 | 0 | 0 | 0 | 0 | 0 | N
307 | SUPPLEMENTAL WELLS | Supplemental wells | C | 5 | EXISTING SOURCE OR EXPANDED USE OF AN EXISTING SOURCE (SURFACE WATER OR GROUNDWATER) | 6 | GROUNDWATER | 6 | OTHER INFRASTRUCTURE |  | 984 | 1014 | WOODBINE AQUIFER | C | 74 | FANNIN | 2 | RED | 1 | GROUNDWATER | 1 | NO WATER QUALITY IMPROVEMENTS |  | 5233 | 1 | Supplemental wells | 957 | HONEY GROVE | C | WUG | MUNICIPAL | 283 | CITY |  | N | 2010 | 2010 | 85531 | 85531 | 85531 | 104079 | 104079 | 104079 | 1844000 | 30 | 957 | HONEY GROVE | C | WUG | MUNICIPAL | 283 | CITY | C | 74 | FANNIN | 0 | 0 | 0 | 0 | 0 | 0 | N
307 | SUPPLEMENTAL WELLS | Supplemental wells | C | 5 | EXISTING SOURCE OR EXPANDED USE OF AN EXISTING SOURCE (SURFACE WATER OR GROUNDWATER) | 6 | GROUNDWATER | 6 | OTHER INFRASTRUCTURE |  | 984 | 1014 | WOODBINE AQUIFER | C | 74 | FANNIN | 2 | RED | 1 | GROUNDWATER | 1 | NO WATER QUALITY IMPROVEMENTS |  | 5234 | 1 | Supplemental wells | 1315 | LEONARD | C | WUG | MUNICIPAL | 352 | CITY |  | N | 2010 | 2010 | 0 | 0 | 0 | 0 | 0 | 0 | 0 | 0 | 1315 | LEONARD | C | WUG | MUNICIPAL | 352 | CITY | C | 74 | FANNIN | 0 | 0 | 0 | 0 | 0 | 0 | N
307 | SUPPLEMENTAL WELLS | Supplemental wells | C | 5 | EXISTING SOURCE OR EXPANDED USE OF AN EXISTING SOURCE (SURFACE WATER OR GROUNDWATER) | 6 | GROUNDWATER | 6 | OTHER INFRASTRUCTURE |  | 984 | 1014 | WOODBINE AQUIFER | C | 74 | FANNIN | 2 | RED | 1 | GROUNDWATER | 1 | NO WATER QUALITY IMPROVEMENTS |  | 5235 | 1 | Supplemental wells | 1405 | LIVESTOCK, FANNIN | C | WUG | LIVESTOCK | 1005 | N/A |  | N | 2010 | 2010 | 25376 | 25376 | 50752 | 31282 | 56658 | 62564 | 1072000 | 30 | 1405 | LIVESTOCK, FANNIN | C | WUG | LIVESTOCK | 1005 | N/A | C | 74 | FANNIN | 0 | 0 | 0 | 0 | 0 | 0 | N
307 | SUPPLEMENTAL WELLS | Supplemental wells | C | 5 | EXISTING SOURCE OR EXPANDED USE OF AN EXISTING SOURCE (SURFACE WATER OR GROUNDWATER) | 6 | GROUNDWATER | 6 | OTHER INFRASTRUCTURE |  | 984 | 1014 | WOODBINE AQUIFER | C | 74 | FANNIN | 2 | RED | 1 | GROUNDWATER | 1 | NO WATER QUALITY IMPROVEMENTS |  | 5236 | 1 | Supplemental wells | 2137 | NORTH HUNT WSC | D | WUG | MUNICIPAL | 4282 | UTILITY |  | N | 2010 | 2010 | 0 | 0 | 0 | 0 | 0 | 0 | 0 | 0 | 2137 | NORTH HUNT WSC | D | WUG | MUNICIPAL | 4282 | UTILITY | C | 74 | FANNIN | 0 | 0 | 0 | 0 | 0 | 0 | N
307 | SUPPLEMENTAL WELLS | Supplemental wells | C | 5 | EXISTING SOURCE OR EXPANDED USE OF AN EXISTING SOURCE (SURFACE WATER OR GROUNDWATER) | 6 | GROUNDWATER | 6 | OTHER INFRASTRUCTURE |  | 984 | 1014 | WOODBINE AQUIFER | C | 74 | FANNIN | 2 | RED | 1 | GROUNDWATER | 1 | NO WATER QUALITY IMPROVEMENTS |  | 5237 | 1 | Supplemental wells | 2335 | SAVOY | C | WUG | MUNICIPAL | 957 | CITY |  | N | 2010 | 2020 | 0 | 41389 | 41389 | 82777 | 49650 | 91038 | 1368000 | 30 | 2335 | SAVOY | C | WUG | MUNICIPAL | 957 | CITY | C | 74 | FANNIN | 0 | 0 | 0 | 0 | 0 | 0 | N
307 | SUPPLEMENTAL WELLS | Supplemental wells | C | 5 | EXISTING SOURCE OR EXPANDED USE OF AN EXISTING SOURCE (SURFACE WATER OR GROUNDWATER) | 6 | GROUNDWATER | 6 | OTHER INFRASTRUCTURE |  | 984 | 1014 | WOODBINE AQUIFER | C | 74 | FANNIN | 2 | RED | 1 | GROUNDWATER | 1 | NO WATER QUALITY IMPROVEMENTS |  | 5238 | 1 | Supplemental wells | 2386 | SOUTHWEST FANNIN COUNTY SUD | C | WUG | MUNICIPAL | 4341 | UTILITY |  | N | 2010 | 2010 | 63168 | 189503 | 252671 | 329169 | 292662 | 305993 | 5488000 | 30 | 2386 | SOUTHWEST FANNIN COUNTY SUD | C | WUG | MUNICIPAL | 4341 | UTILITY | C | 74 | FANNIN | 0 | 0 | 0 | 0 | 0 | 0 | N
307 | SUPPLEMENTAL WELLS | Supplemental wells | C | 5 | EXISTING SOURCE OR EXPANDED USE OF AN EXISTING SOURCE (SURFACE WATER OR GROUNDWATER) | 6 | GROUNDWATER | 6 | OTHER INFRASTRUCTURE |  | 984 | 1014 | WOODBINE AQUIFER | C | 74 | FANNIN | 2 | RED | 1 | GROUNDWATER | 1 | NO WATER QUALITY IMPROVEMENTS |  | 5239 | 1 | Supplemental wells | 2420 | STEAM ELECTRIC POWER, FANNIN | C | WUG | STEAM ELECTRIC | 1002 | N/A |  | N | 2010 | 2020 | 0 | 54368 | 54368 | 108735 | 65655 | 65655 | 1186000 | 30 | 2420 | STEAM ELECTRIC POWER, FANNIN | C | WUG | STEAM ELECTRIC | 1002 | N/A | C | 74 | FANNIN | 0 | 0 | 0 | 0 | 0 | 0 | N
307 | SUPPLEMENTAL WELLS | Supplemental wells | C | 5 | EXISTING SOURCE OR EXPANDED USE OF AN EXISTING SOURCE (SURFACE WATER OR GROUNDWATER) | 6 | GROUNDWATER | 6 | OTHER INFRASTRUCTURE |  | 1076 | 1043 | WOODBINE AQUIFER | C | 74 | FANNIN | 8 | TRINITY | 1 | GROUNDWATER | 1 | NO WATER QUALITY IMPROVEMENTS |  | 5234 | 1 | Supplemental wells | 1315 | LEONARD | C | WUG | MUNICIPAL | 352 | CITY |  | N | 2010 | 2010 | 75290 | 75290 | 150580 | 91444 | 166734 | 107598 | 2442000 | 30 | 1315 | LEONARD | C | WUG | MUNICIPAL | 352 | CITY | C | 74 | FANNIN | 0 | 0 | 0 | 0 | 0 | 0 | N
307 | SUPPLEMENTAL WELLS | Supplemental wells | C | 5 | EXISTING SOURCE OR EXPANDED USE OF AN EXISTING SOURCE (SURFACE WATER OR GROUNDWATER) | 6 | GROUNDWATER | 6 | OTHER INFRASTRUCTURE |  | 1076 | 1043 | WOODBINE AQUIFER | C | 74 | FANNIN | 8 | TRINITY | 1 | GROUNDWATER | 1 | NO WATER QUALITY IMPROVEMENTS |  | 4931 | 1 | Supplemental wells | 2539 | TRENTON | C | WUG | MUNICIPAL | 978 | CITY |  | N | 2010 | 2020 | 0 | 56253 | 56253 | 112506 | 67972 | 67972 | 1226000 | 30 | 2539 | TRENTON | C | WUG | MUNICIPAL | 978 | CITY | C | 74 | FANNIN | 0 | 0 | 0 | 0 | 0 | 0 | N
307 | SUPPLEMENTAL WELLS | Supplemental wells | C | 5 | EXISTING SOURCE OR EXPANDED USE OF AN EXISTING SOURCE (SURFACE WATER OR GROUNDWATER) | 6 | GROUNDWATER | 6 | OTHER INFRASTRUCTURE |  | 981 | 1018 | WOODBINE AQUIFER | C | 91 | GRAYSON | 2 | RED | 1 | GROUNDWATER | 1 | NO WATER QUALITY IMPROVEMENTS |  | 5241 | 1 | Supplemental wells | 238 | BELLS | C | WUG | MUNICIPAL | 824 | CITY | ONLINE DATE: 2030 | N | 2010 | 2030 | 0 | 0 | 39391 | 39391 | 39391 | 7789 | 435000 | 30 | 238 | BELLS | C | WUG | MUNICIPAL | 824 | CITY | C | 91 | GRAYSON | 0 | 0 | 0 | 0 | 0 | 0 | N
307 | SUPPLEMENTAL WELLS | Supplemental wells | C | 5 | EXISTING SOURCE OR EXPANDED USE OF AN EXISTING SOURCE (SURFACE WATER OR GROUNDWATER) | 6 | GROUNDWATER | 6 | OTHER INFRASTRUCTURE |  | 981 | 1018 | WOODBINE AQUIFER | C | 91 | GRAYSON | 2 | RED | 1 | GROUNDWATER | 1 | NO WATER QUALITY IMPROVEMENTS |  | 5242 | 1 | Supplemental wells | 706 | DENISON | C | WUG | MUNICIPAL | 158 | CITY |  | N | 2010 | 2020 | 0 | 39404 | 78807 | 118211 | 126012 | 94410 | 1740000 | 30 | 706 | DENISON | C | WUG | MUNICIPAL | 158 | CITY | C | 91 | GRAYSON | 0 | 0 | 0 | 0 | 0 | 0 | N
307 | SUPPLEMENTAL WELLS | Supplemental wells | C | 5 | EXISTING SOURCE OR EXPANDED USE OF AN EXISTING SOURCE (SURFACE WATER OR GROUNDWATER) | 6 | GROUNDWATER | 6 | OTHER INFRASTRUCTURE |  | 981 | 1018 | WOODBINE AQUIFER | C | 91 | GRAYSON | 2 | RED | 1 | GROUNDWATER | 1 | NO WATER QUALITY IMPROVEMENTS |  | 5243 | 1 | Supplemental wells | 960 | HOWE | C | WUG | MUNICIPAL | 286 | CITY |  | N | 2010 | 2010 | 70377 | 70377 | 140755 | 85396 | 155774 | 100415 | 2286000 | 30 | 960 | HOWE | C | WUG | MUNICIPAL | 286 | CITY | C | 91 | GRAYSON | 0 | 0 | 0 | 0 | 0 | 0 | N
307 | SUPPLEMENTAL WELLS | Supplemental wells | C | 5 | EXISTING SOURCE OR EXPANDED USE OF AN EXISTING SOURCE (SURFACE WATER OR GROUNDWATER) | 6 | GROUNDWATER | 6 | OTHER INFRASTRUCTURE |  | 981 | 1018 | WOODBINE AQUIFER | C | 91 | GRAYSON | 2 | RED | 1 | GROUNDWATER | 1 | NO WATER QUALITY IMPROVEMENTS |  | 5244 | 1 | Supplemental wells | 1066 | IRRIGATION, GRAYSON | C | WUG | IRRIGATION | 1004 | N/A |  | N | 2010 | 2010 | 0 | 0 | 0 | 0 | 0 | 0 | 0 | 0 | 1066 | IRRIGATION, GRAYSON | C | WUG | IRRIGATION | 1004 | N/A | C | 91 | GRAYSON | 0 | 0 | 0 | 0 | 0 | 0 | N
307 | SUPPLEMENTAL WELLS | Supplemental wells | C | 5 | EXISTING SOURCE OR EXPANDED USE OF AN EXISTING SOURCE (SURFACE WATER OR GROUNDWATER) | 6 | GROUNDWATER | 6 | OTHER INFRASTRUCTURE |  | 981 | 1018 | WOODBINE AQUIFER | C | 91 | GRAYSON | 2 | RED | 1 | GROUNDWATER | 1 | NO WATER QUALITY IMPROVEMENTS |  | 5245 | 1 | Supplemental wells | 1678 | MANUFACTURING, GRAYSON | C | WUG | MANUFACTURING | 1001 | N/A |  | N | 2010 | 2010 | 236951 | 426468 | 615985 | 616833 | 655458 | 694083 | 12982000 | 30 | 1678 | MANUFACTURING, GRAYSON | C | WUG | MANUFACTURING | 1001 | N/A | C | 91 | GRAYSON | 0 | 0 | 0 | 0 | 0 | 0 | N
307 | SUPPLEMENTAL WELLS | Supplemental wells | C | 5 | EXISTING SOURCE OR EXPANDED USE OF AN EXISTING SOURCE (SURFACE WATER OR GROUNDWATER) | 6 | GROUNDWATER | 6 | OTHER INFRASTRUCTURE |  | 981 | 1018 | WOODBINE AQUIFER | C | 91 | GRAYSON | 2 | RED | 1 | GROUNDWATER | 1 | NO WATER QUALITY IMPROVEMENTS |  | 5246 | 1 | Supplemental wells | 2231 | POTTSBORO | C | WUG | MUNICIPAL | 797 | CITY |  | N | 2010 | 2010 | 33712 | 33712 | 67423 | 40180 | 73892 | 46648 | 1125000 | 30 | 2231 | POTTSBORO | C | WUG | MUNICIPAL | 797 | CITY | C | 91 | GRAYSON | 0 | 0 | 0 | 0 | 0 | 0 | N
307 | SUPPLEMENTAL WELLS | Supplemental wells | C | 5 | EXISTING SOURCE OR EXPANDED USE OF AN EXISTING SOURCE (SURFACE WATER OR GROUNDWATER) | 6 | GROUNDWATER | 6 | OTHER INFRASTRUCTURE |  | 981 | 1018 | WOODBINE AQUIFER | C | 91 | GRAYSON | 2 | RED | 1 | GROUNDWATER | 1 | NO WATER QUALITY IMPROVEMENTS |  | 5247 | 1 | Supplemental wells | 2355 | SHERMAN | C | BOTH | MUNICIPAL | 556 | CITY |  | N | 2010 | 2010 | 257036 | 449849 | 706884 | 697007 | 801989 | 792111 | 14649000 | 30 | 2355 | SHERMAN | C | BOTH | MUNICIPAL | 556 | CITY | C | 91 | GRAYSON | 0 | 0 | 0 | 0 | 0 | 0 | N
307 | SUPPLEMENTAL WELLS | Supplemental wells | C | 5 | EXISTING SOURCE OR EXPANDED USE OF AN EXISTING SOURCE (SURFACE WATER OR GROUNDWATER) | 6 | GROUNDWATER | 6 | OTHER INFRASTRUCTURE |  | 981 | 1018 | WOODBINE AQUIFER | C | 91 | GRAYSON | 2 | RED | 1 | GROUNDWATER | 1 | NO WATER QUALITY IMPROVEMENTS |  | 5248 | 1 | Supplemental wells | 2384 | SOUTHMAYD | C | WUG | MUNICIPAL | 961 | CITY |  | N | 2010 | 2010 | 34757 | 34757 | 34757 | 6715 | 41472 | 41472 | 772000 | 30 | 2384 | SOUTHMAYD | C | WUG | MUNICIPAL | 961 | CITY | C | 91 | GRAYSON | 0 | 0 | 0 | 0 | 0 | 0 | N
307 | SUPPLEMENTAL WELLS | Supplemental wells | C | 5 | EXISTING SOURCE OR EXPANDED USE OF AN EXISTING SOURCE (SURFACE WATER OR GROUNDWATER) | 6 | GROUNDWATER | 6 | OTHER INFRASTRUCTURE |  | 981 | 1018 | WOODBINE AQUIFER | C | 91 | GRAYSON | 2 | RED | 1 | GROUNDWATER | 1 | NO WATER QUALITY IMPROVEMENTS |  | 5249 | 1 | Supplemental wells | 2386 | SOUTHWEST FANNIN COUNTY SUD | C | WUG | MUNICIPAL | 4341 | UTILITY |  | N | 2010 | 2010 | 103700 | 155520 | 207330 | 176840 | 187530 | 198230 | 3963000 | 30 | 2386 | SOUTHWEST FANNIN COUNTY SUD | C | WUG | MUNICIPAL | 4341 | UTILITY | C | 91 | GRAYSON | 0 | 0 | 0 | 0 | 0 | 0 | N
307 | SUPPLEMENTAL WELLS | Supplemental wells | C | 5 | EXISTING SOURCE OR EXPANDED USE OF AN EXISTING SOURCE (SURFACE WATER OR GROUNDWATER) | 6 | GROUNDWATER | 6 | OTHER INFRASTRUCTURE |  | 981 | 1018 | WOODBINE AQUIFER | C | 91 | GRAYSON | 2 | RED | 1 | GROUNDWATER | 1 | NO WATER QUALITY IMPROVEMENTS |  | 5250 | 1 | Supplemental wells | 2530 | TOM BEAN | C | WUG | MUNICIPAL | 976 | CITY |  | N | 2010 | 2010 | 0 | 0 | 0 | 0 | 0 | 0 | 0 | 0 | 2530 | TOM BEAN | C | WUG | MUNICIPAL | 976 | CITY | C | 91 | GRAYSON | 0 | 0 | 0 | 0 | 0 | 0 | N
307 | SUPPLEMENTAL WELLS | Supplemental wells | C | 5 | EXISTING SOURCE OR EXPANDED USE OF AN EXISTING SOURCE (SURFACE WATER OR GROUNDWATER) | 6 | GROUNDWATER | 6 | OTHER INFRASTRUCTURE |  | 981 | 1018 | WOODBINE AQUIFER | C | 91 | GRAYSON | 2 | RED | 1 | GROUNDWATER | 1 | NO WATER QUALITY IMPROVEMENTS |  | 5251 | 1 | Supplemental wells | 2618 | WHITEWRIGHT | C | WUG | MUNICIPAL | 652 | CITY |  | N | 2010 | 2010 | 101994 | 256470 | 309025 | 330016 | 259939 | 320233 | 6181000 | 30 | 2618 | WHITEWRIGHT | C | WUG | MUNICIPAL | 652 | CITY | C | 91 | GRAYSON | 0 | 0 | 0 | 0 | 0 | 0 | N
307 | SUPPLEMENTAL WELLS | Supplemental wells | C | 5 | EXISTING SOURCE OR EXPANDED USE OF AN EXISTING SOURCE (SURFACE WATER OR GROUNDWATER) | 6 | GROUNDWATER | 6 | OTHER INFRASTRUCTURE |  | 1033 | 1048 | WOODBINE AQUIFER | C | 91 | GRAYSON | 8 | TRINITY | 1 | GROUNDWATER | 1 | NO WATER QUALITY IMPROVEMENTS |  | 4655 | 1 | Supplemental wells | 502 | COUNTY-OTHER, GRAYSON | C | WUG | MUNICIPAL | 757 | COUNTY-OTHER |  | N | 2010 | 2010 | 257036 | 449849 | 706884 | 697007 | 801989 | 792111 | 14649000 | 30 | 502 | COUNTY-OTHER, GRAYSON | C | WUG | MUNICIPAL | 757 | COUNTY-OTHER | C | 91 | GRAYSON | 0 | 0 | 0 | 0 | 0 | 0 | N
307 | SUPPLEMENTAL WELLS | Supplemental wells | C | 5 | EXISTING SOURCE OR EXPANDED USE OF AN EXISTING SOURCE (SURFACE WATER OR GROUNDWATER) | 6 | GROUNDWATER | 6 | OTHER INFRASTRUCTURE |  | 1033 | 1048 | WOODBINE AQUIFER | C | 91 | GRAYSON | 8 | TRINITY | 1 | GROUNDWATER | 1 | NO WATER QUALITY IMPROVEMENTS |  | 4850 | 1 | Supplemental wells | 1066 | IRRIGATION, GRAYSON | C | WUG | IRRIGATION | 1004 | N/A |  | N | 2010 | 2010 | 174461 | 329587 | 484712 | 506018 | 542144 | 578270 | 10032000 | 30 | 1066 | IRRIGATION, GRAYSON | C | WUG | IRRIGATION | 1004 | N/A | C | 91 | GRAYSON | 0 | 0 | 0 | 0 | 0 | 0 | N
307 | SUPPLEMENTAL WELLS | Supplemental wells | C | 5 | EXISTING SOURCE OR EXPANDED USE OF AN EXISTING SOURCE (SURFACE WATER OR GROUNDWATER) | 6 | GROUNDWATER | 6 | OTHER INFRASTRUCTURE |  | 1033 | 1048 | WOODBINE AQUIFER | C | 91 | GRAYSON | 8 | TRINITY | 1 | GROUNDWATER | 1 | NO WATER QUALITY IMPROVEMENTS |  | 4869 | 1 | Supplemental wells | 1422 | LIVESTOCK, GRAYSON | C | WUG | LIVESTOCK | 1005 | N/A |  | N | 2010 | 2010 | 19409 | 38818 | 58226 | 62742 | 67258 | 52365 | 1025000 | 30 | 1422 | LIVESTOCK, GRAYSON | C | WUG | LIVESTOCK | 1005 | N/A | C | 91 | GRAYSON | 0 | 0 | 0 | 0 | 0 | 0 | N
307 | SUPPLEMENTAL WELLS | Supplemental wells | C | 5 | EXISTING SOURCE OR EXPANDED USE OF AN EXISTING SOURCE (SURFACE WATER OR GROUNDWATER) | 6 | GROUNDWATER | 6 | OTHER INFRASTRUCTURE |  | 1033 | 1048 | WOODBINE AQUIFER | C | 91 | GRAYSON | 8 | TRINITY | 1 | GROUNDWATER | 1 | NO WATER QUALITY IMPROVEMENTS |  | 4878 | 1 | Supplemental wells | 1606 | LUELLA WSC | C | WUG | MUNICIPAL | 4239 | UTILITY |  | N | 2010 | 2010 | 110420 | 165629 | 220839 | 188580 | 200055 | 211530 | 4214000 | 30 | 1606 | LUELLA WSC | C | WUG | MUNICIPAL | 4239 | UTILITY | C | 91 | GRAYSON | 0 | 0 | 0 | 0 | 0 | 0 | N
307 | SUPPLEMENTAL WELLS | Supplemental wells | C | 5 | EXISTING SOURCE OR EXPANDED USE OF AN EXISTING SOURCE (SURFACE WATER OR GROUNDWATER) | 6 | GROUNDWATER | 6 | OTHER INFRASTRUCTURE |  | 1033 | 1048 | WOODBINE AQUIFER | C | 91 | GRAYSON | 8 | TRINITY | 1 | GROUNDWATER | 1 | NO WATER QUALITY IMPROVEMENTS |  | 4790 | 1 | Supplemental wells | 1923 | MINING, GRAYSON | C | WUG | MINING | 1003 | N/A |  | N | 2010 | 2010 | 19409 | 38818 | 58226 | 62742 | 67258 | 52365 | 1025000 | 30 | 1923 | MINING, GRAYSON | C | WUG | MINING | 1003 | N/A | C | 91 | GRAYSON | 0 | 0 | 0 | 0 | 0 | 0 | N
307 | SUPPLEMENTAL WELLS | Supplemental wells | C | 5 | EXISTING SOURCE OR EXPANDED USE OF AN EXISTING SOURCE (SURFACE WATER OR GROUNDWATER) | 6 | GROUNDWATER | 6 | OTHER INFRASTRUCTURE |  | 1033 | 1048 | WOODBINE AQUIFER | C | 91 | GRAYSON | 8 | TRINITY | 1 | GROUNDWATER | 1 | NO WATER QUALITY IMPROVEMENTS |  | 4792 | 1 | Supplemental wells | 2376 | SOUTH GRAYSON WSC | C | WUG | MUNICIPAL | 4336 | UTILITY |  | N | 2010 | 2010 | 59388 | 118777 | 178165 | 190623 | 143691 | 156149 | 3230000 | 30 | 2376 | SOUTH GRAYSON WSC | C | WUG | MUNICIPAL | 4336 | UTILITY | C | 91 | GRAYSON | 0 | 0 | 0 | 0 | 0 | 0 | N
307 | SUPPLEMENTAL WELLS | Supplemental wells | C | 5 | EXISTING SOURCE OR EXPANDED USE OF AN EXISTING SOURCE (SURFACE WATER OR GROUNDWATER) | 6 | GROUNDWATER | 6 | OTHER INFRASTRUCTURE |  | 1033 | 1048 | WOODBINE AQUIFER | C | 91 | GRAYSON | 8 | TRINITY | 1 | GROUNDWATER | 1 | NO WATER QUALITY IMPROVEMENTS |  | 4930 | 1 | Supplemental wells | 2530 | TOM BEAN | C | WUG | MUNICIPAL | 976 | CITY |  | N | 2010 | 2010 | 54832 | 54832 | 54832 | 66221 | 66221 | 66221 | 1196000 | 30 | 2530 | TOM BEAN | C | WUG | MUNICIPAL | 976 | CITY | C | 91 | GRAYSON | 0 | 0 | 0 | 0 | 0 | 0 | N
307 | SUPPLEMENTAL WELLS | Supplemental wells | C | 5 | EXISTING SOURCE OR EXPANDED USE OF AN EXISTING SOURCE (SURFACE WATER OR GROUNDWATER) | 6 | GROUNDWATER | 6 | OTHER INFRASTRUCTURE |  | 1033 | 1048 | WOODBINE AQUIFER | C | 91 | GRAYSON | 8 | TRINITY | 1 | GROUNDWATER | 1 | NO WATER QUALITY IMPROVEMENTS |  | 4936 | 1 | Supplemental wells | 2562 | VAN ALSTYNE | C | WUG | MUNICIPAL | 619 | CITY | online date = 2020 | N | 2010 | 2030 | 0 | 0 | 52940 | 52940 | 52940 | 10949 | 578000 | 30 | 2562 | VAN ALSTYNE | C | WUG | MUNICIPAL | 619 | CITY | C | 91 | GRAYSON | 0 | 0 | 0 | 0 | 0 | 0 | N
307 | SUPPLEMENTAL WELLS | Supplemental wells | C | 5 | EXISTING SOURCE OR EXPANDED USE OF AN EXISTING SOURCE (SURFACE WATER OR GROUNDWATER) | 6 | GROUNDWATER | 6 | OTHER INFRASTRUCTURE |  | 1013 | 1064 | WOODBINE AQUIFER | C | 175 | NAVARRO | 8 | TRINITY | 1 | GROUNDWATER | 1 | NO WATER QUALITY IMPROVEMENTS |  | 4822 | 1 | Supplemental wells | 586 | COUNTY-OTHER, NAVARRO | C | WUG | MUNICIPAL | 757 | COUNTY-OTHER |  | N | 2010 | 2020 | 0 | 10501 | 10501 | 10501 | 10501 | 10501 | 558000 | 30 | 586 | COUNTY-OTHER, NAVARRO | C | WUG | MUNICIPAL | 757 | COUNTY-OTHER | C | 175 | NAVARRO | 0 | 0 | 0 | 0 | 0 | 0 | N
307 | SUPPLEMENTAL WELLS | Supplemental wells | C | 5 | EXISTING SOURCE OR EXPANDED USE OF AN EXISTING SOURCE (SURFACE WATER OR GROUNDWATER) | 6 | GROUNDWATER | 6 | OTHER INFRASTRUCTURE |  | 1013 | 1064 | WOODBINE AQUIFER | C | 175 | NAVARRO | 8 | TRINITY | 1 | GROUNDWATER | 1 | NO WATER QUALITY IMPROVEMENTS |  | 4836 | 1 | Supplemental wells | 821 | FROST | C | WUG | MUNICIPAL | 868 | CITY |  | N | 2010 | 2010 | 52839 | 51039 | 51039 | 10501 | 10501 | 10501 | 558000 | 30 | 821 | FROST | C | WUG | MUNICIPAL | 868 | CITY | C | 175 | NAVARRO | 0 | 0 | 0 | 0 | 0 | 0 | N
860 | SURFACE WATER ACQUISITION, TREATMENT AND ASR | Surface water acquisition, treatment and aquifer storage and recovery | J | 1 | AQUIFER STORAGE AND RECOVERY | 10 | OTHER - ASR | 4 | PIPELINE AND WATER TREATMENT PLANT |  | 2351 | 646 | MEDINA RIVER COMBINED RUN-OF-RIVER | J | 10 | BANDERA | 19 | SAN ANTONIO | 0 | SURFACE WATER | 1 | NO WATER QUALITY IMPROVEMENTS |  | 3325 | 1 | Surface water acquisition, treatment and aquifer storage and recovery | 217 | BANDERA | J | WUG | MUNICIPAL | 36 | CITY |  | N | 2020 | 2020 | 0 | 1039375 | 1039375 | 1449875 | 592875 | 1003375 | 19654900 | 40 | 217 | BANDERA | J | WUG | MUNICIPAL | 36 | CITY | J | 10 | BANDERA | 0 | 500 | 500 | 1000 | 1000 | 1500 | N
869 | SURFACE WATER ACQUISITION, TREATMENT AND ASR | Surface water acquisition, treatment and aquifer storage and recovery | J | 1 | AQUIFER STORAGE AND RECOVERY | 10 | OTHER - ASR | 5 | PIPELINE, WATER TREATMENT PLANT, AND OTHER |  | 2359 | 4125 | UPPER GUADALUPE RIVER COMBINED RUN-OF-RIVER | J | 133 | KERR | 18 | GUADALUPE | 0 | SURFACE WATER | 1 | NO WATER QUALITY IMPROVEMENTS |  | 6077 | 1 | Surface water acquisition, treatment and aquifer storage and recovery | 544 | COUNTY-OTHER, KERR | J | WUG | MUNICIPAL | 757 | COUNTY-OTHER |  | N | 2020 | 2020 | 0 | 1592000 | 1592000 | 1592000 | 357000 | 357000 | 17005100 | 40 | 544 | COUNTY-OTHER, KERR | J | WUG | MUNICIPAL | 757 | COUNTY-OTHER | J | 133 | KERR | 0 | 1124 | 1124 | 1124 | 1124 | 1124 | N
870 | SURFACE WATER STORAGE | Surface water storage | J | 6 | NEW SURFACE WATER OR NEW GROUNDWATER SOURCE | 5 | OTHER SURFACE WATER | 2 | PIPELINE | The arbitrary location of the proposed off-channel site is on the north bank of the Guadalupe River approximately 2 miles upstream of the community of Center Point. Because there have been no design studies for this project, we have no dimensions; but assumed a storage capacity of 2,000 acre feet for this lined storage tank. Tank will capture excess flows and will have firm yield only during non-DOR conditions = 1,121 AFY; plan on injecting into ASR to be available later during DOR. As discus | 2360 | 4125 | UPPER GUADALUPE RIVER COMBINED RUN-OF-RIVER | J | 133 | KERR | 18 | GUADALUPE | 0 | SURFACE WATER | 1 | NO WATER QUALITY IMPROVEMENTS |  | 6078 | 1 | Surface water storage | 544 | COUNTY-OTHER, KERR | J | WUG | MUNICIPAL | 757 | COUNTY-OTHER |  | N | 2020 | 2020 | 0 | 651000 | 651000 | 651000 | 651000 | 651000 | 7050000 | 20 | 544 | COUNTY-OTHER, KERR | J | WUG | MUNICIPAL | 757 | COUNTY-OTHER | J | 133 | KERR | 0 | 1121 | 1121 | 1121 | 1121 | 1121 | N
859 | TAILWATER REUSE | Tailwater reuse | E | 8 | REUSE | 7 | REUSE | 1 | NO INFRASTRUCTURE |  | 2388 | 1183 | BONE SPRING-VICTORIO PEAK AQUIFER | E | 115 | HUDSPETH | 23 | RIO GRANDE | 1 | GROUNDWATER | 1 | NO WATER QUALITY IMPROVEMENTS |  | 6004 | 1 | Tailwater reuse | 1089 | IRRIGATION, HUDSPETH | E | WUG | IRRIGATION | 1004 | N/A |  | N | 2020 | 2020 | 0 | 194063 | 194063 | 194063 | 194063 | 194063 | 0 | 0 | 1089 | IRRIGATION, HUDSPETH | E | WUG | IRRIGATION | 1004 | N/A | E | 115 | HUDSPETH | 0 | 589 | 589 | 589 | 589 | 589 | N
857 | TAILWATER REUSE | Tailwater reuse | E | 8 | REUSE | 7 | REUSE | 1 | NO INFRASTRUCTURE |  | 2385 | 268 | UPPER RIO GRANDE COMBINED RUN-OF-RIVER | E | 71 | EL PASO | 23 | RIO GRANDE | 0 | SURFACE WATER | 1 | NO WATER QUALITY IMPROVEMENTS |  | 6010 | 1 | Tailwater reuse | 1047 | IRRIGATION, EL PASO | E | WUG | IRRIGATION | 1004 | N/A |  | N | 2020 | 2020 | 0 | 910800 | 910800 | 910800 | 910800 | 910800 | 0 | 0 | 1047 | IRRIGATION, EL PASO | E | WUG | IRRIGATION | 1004 | N/A | E | 71 | EL PASO | 0 | 1723 | 1723 | 1723 | 1723 | 1723 | N
786 | TEMPORARY DROUGHT PERIOD USE OF GULF COAST AQUIFER | Temporary drought period use of Gulf Coast Aquifer | K | 5 | EXISTING SOURCE OR EXPANDED USE OF AN EXISTING SOURCE (SURFACE WATER OR GROUNDWATER) | 6 | GROUNDWATER | 1 | NO INFRASTRUCTURE |  | 2165 | 1594 | GULF COAST AQUIFER | K | 161 | MATAGORDA | 14 | COLORADO | 1 | GROUNDWATER | 1 | NO WATER QUALITY IMPROVEMENTS |  | 3307 | 1 | Temporary drought period use of Gulf Coast Aquifer | 1729 | MANUFACTURING, MATAGORDA | K | WUG | MANUFACTURING | 1001 | N/A |  | N | 2060 | 2060 | 0 | 0 | 0 | 0 | 0 | 1758 | 0 | 0 | 1729 | MANUFACTURING, MATAGORDA | K | WUG | MANUFACTURING | 1001 | N/A | K | 161 | MATAGORDA | 0 | 0 | 0 | 0 | 0 | 47 | N
787 | TEMPORARY DROUGHT PERIOD USE OF QUEEN CITY AQUIFER | Temporary drought period use of Queen City Aquifer | K | 5 | EXISTING SOURCE OR EXPANDED USE OF AN EXISTING SOURCE (SURFACE WATER OR GROUNDWATER) | 6 | GROUNDWATER | 1 | NO INFRASTRUCTURE |  | 2288 | 1544 | QUEEN CITY AQUIFER | K | 11 | BASTROP | 12 | BRAZOS | 1 | GROUNDWATER | 1 | NO WATER QUALITY IMPROVEMENTS |  | 2261 | 1 | Temporary drought period use of Queen City Aquifer | 989 | IRRIGATION, BASTROP | K | WUG | IRRIGATION | 1004 | N/A |  | N | 2010 | 2010 | 417 | 199 | 0 | 0 | 0 | 0 | 0 | 0 | 989 | IRRIGATION, BASTROP | K | WUG | IRRIGATION | 1004 | N/A | K | 11 | BASTROP | 21 | 10 | 0 | 0 | 0 | 0 | N
308 | TOLEDO BEND PROJECT | Toledo Bend project (Region I entities responsible for 20 percent of cost) | C | 5 | EXISTING SOURCE OR EXPANDED USE OF AN EXISTING SOURCE (SURFACE WATER OR GROUNDWATER) | 5 | OTHER SURFACE WATER | 2 | PIPELINE |  | 1242 | 566 | TOLEDO BEND LAKE/RESERVOIR | I | 999 | RESERVOIR | 5 | SABINE | 0 | SURFACE WATER | 1 | NO WATER QUALITY IMPROVEMENTS |  | 5305 | 1 | Toledo Bend project | 108 | NORTH TEXAS MWD | C | WWP | WWP | N/A | N/A | This cost is for Phase I | Y | 2050 | 2050 | 0 | 0 | 0 | 0 | 146038000 | 146038000 | 929822000 | 30 | 164 | ABLES SPRINGS WSC | C | WUG | MUNICIPAL | 4001 | UTILITY | C | 129 | KAUFMAN | 0 | 0 | 0 | 0 | 308 | 358 | N
308 | TOLEDO BEND PROJECT | Toledo Bend project (Region I entities responsible for 20 percent of cost) | C | 5 | EXISTING SOURCE OR EXPANDED USE OF AN EXISTING SOURCE (SURFACE WATER OR GROUNDWATER) | 5 | OTHER SURFACE WATER | 2 | PIPELINE |  | 1242 | 566 | TOLEDO BEND LAKE/RESERVOIR | I | 999 | RESERVOIR | 5 | SABINE | 0 | SURFACE WATER | 1 | NO WATER QUALITY IMPROVEMENTS |  | 5305 | 1 | Toledo Bend project | 108 | NORTH TEXAS MWD | C | WWP | WWP | N/A | N/A | This cost is for Phase I | Y | 2050 | 2050 | 0 | 0 | 0 | 0 | 146038000 | 146038000 | 929822000 | 30 | 173 | ALLEN | C | WUG | MUNICIPAL | 8 | CITY | C | 43 | COLLIN | 0 | 0 | 0 | 0 | 1844 | 1852 | N
308 | TOLEDO BEND PROJECT | Toledo Bend project (Region I entities responsible for 20 percent of cost) | C | 5 | EXISTING SOURCE OR EXPANDED USE OF AN EXISTING SOURCE (SURFACE WATER OR GROUNDWATER) | 5 | OTHER SURFACE WATER | 2 | PIPELINE |  | 1242 | 566 | TOLEDO BEND LAKE/RESERVOIR | I | 999 | RESERVOIR | 5 | SABINE | 0 | SURFACE WATER | 1 | NO WATER QUALITY IMPROVEMENTS |  | 5305 | 1 | Toledo Bend project | 108 | NORTH TEXAS MWD | C | WWP | WWP | N/A | N/A | This cost is for Phase I | Y | 2050 | 2050 | 0 | 0 | 0 | 0 | 146038000 | 146038000 | 929822000 | 30 | 187 | ANNA | C | WUG | MUNICIPAL | 813 | CITY | C | 43 | COLLIN | 0 | 0 | 0 | 0 | 497 | 842 | N
308 | TOLEDO BEND PROJECT | Toledo Bend project (Region I entities responsible for 20 percent of cost) | C | 5 | EXISTING SOURCE OR EXPANDED USE OF AN EXISTING SOURCE (SURFACE WATER OR GROUNDWATER) | 5 | OTHER SURFACE WATER | 2 | PIPELINE |  | 1242 | 566 | TOLEDO BEND LAKE/RESERVOIR | I | 999 | RESERVOIR | 5 | SABINE | 0 | SURFACE WATER | 1 | NO WATER QUALITY IMPROVEMENTS |  | 5305 | 1 | Toledo Bend project | 108 | NORTH TEXAS MWD | C | WWP | WWP | N/A | N/A | This cost is for Phase I | Y | 2050 | 2050 | 0 | 0 | 0 | 0 | 146038000 | 146038000 | 929822000 | 30 | 260 | BLACKLAND WSC | C | WUG | MUNICIPAL | 4024 | UTILITY | C | 199 | ROCKWALL | 0 | 0 | 0 | 0 | 88 | 107 | N
308 | TOLEDO BEND PROJECT | Toledo Bend project (Region I entities responsible for 20 percent of cost) | C | 5 | EXISTING SOURCE OR EXPANDED USE OF AN EXISTING SOURCE (SURFACE WATER OR GROUNDWATER) | 5 | OTHER SURFACE WATER | 2 | PIPELINE |  | 1242 | 566 | TOLEDO BEND LAKE/RESERVOIR | I | 999 | RESERVOIR | 5 | SABINE | 0 | SURFACE WATER | 1 | NO WATER QUALITY IMPROVEMENTS |  | 5305 | 1 | Toledo Bend project | 108 | NORTH TEXAS MWD | C | WWP | WWP | N/A | N/A | This cost is for Phase I | Y | 2050 | 2050 | 0 | 0 | 0 | 0 | 146038000 | 146038000 | 929822000 | 30 | 267 | BLUE RIDGE | C | WUG | MUNICIPAL | 829 | CITY | C | 43 | COLLIN | 0 | 0 | 0 | 0 | 442 | 456 | N
308 | TOLEDO BEND PROJECT | Toledo Bend project (Region I entities responsible for 20 percent of cost) | C | 5 | EXISTING SOURCE OR EXPANDED USE OF AN EXISTING SOURCE (SURFACE WATER OR GROUNDWATER) | 5 | OTHER SURFACE WATER | 2 | PIPELINE |  | 1242 | 566 | TOLEDO BEND LAKE/RESERVOIR | I | 999 | RESERVOIR | 5 | SABINE | 0 | SURFACE WATER | 1 | NO WATER QUALITY IMPROVEMENTS |  | 5305 | 1 | Toledo Bend project | 108 | NORTH TEXAS MWD | C | WWP | WWP | N/A | N/A | This cost is for Phase I | Y | 2010 | 2050 | 0 | 0 | 0 | 0 | 146038000 | 146038000 | 929822000 | 30 | 272 | BONHAM | C | WUG | MUNICIPAL | 65 | CITY | C | 74 | FANNIN | 0 | 0 | 0 | 0 | 0 | 0 | N
308 | TOLEDO BEND PROJECT | Toledo Bend project (Region I entities responsible for 20 percent of cost) | C | 5 | EXISTING SOURCE OR EXPANDED USE OF AN EXISTING SOURCE (SURFACE WATER OR GROUNDWATER) | 5 | OTHER SURFACE WATER | 2 | PIPELINE |  | 1242 | 566 | TOLEDO BEND LAKE/RESERVOIR | I | 999 | RESERVOIR | 5 | SABINE | 0 | SURFACE WATER | 1 | NO WATER QUALITY IMPROVEMENTS |  | 5305 | 1 | Toledo Bend project | 108 | NORTH TEXAS MWD | C | WWP | WWP | N/A | N/A | This cost is for Phase I | Y | 2050 | 2050 | 0 | 0 | 0 | 0 | 146038000 | 146038000 | 929822000 | 30 | 317 | CADDO BASIN SUD | D | WUG | MUNICIPAL | 4041 | UTILITY | C | 43 | COLLIN | 0 | 0 | 0 | 0 | 271 | 390 | N
308 | TOLEDO BEND PROJECT | Toledo Bend project (Region I entities responsible for 20 percent of cost) | C | 5 | EXISTING SOURCE OR EXPANDED USE OF AN EXISTING SOURCE (SURFACE WATER OR GROUNDWATER) | 5 | OTHER SURFACE WATER | 2 | PIPELINE |  | 1242 | 566 | TOLEDO BEND LAKE/RESERVOIR | I | 999 | RESERVOIR | 5 | SABINE | 0 | SURFACE WATER | 1 | NO WATER QUALITY IMPROVEMENTS |  | 5305 | 1 | Toledo Bend project | 108 | NORTH TEXAS MWD | C | WWP | WWP | N/A | N/A | This cost is for Phase I | Y | 2050 | 2050 | 0 | 0 | 0 | 0 | 146038000 | 146038000 | 929822000 | 30 | 23 | CASH SUD | D | BOTH | MUNICIPAL | 4045 | UTILITY | C | 199 | ROCKWALL | 0 | 0 | 0 | 0 | 51 | 75 | N
308 | TOLEDO BEND PROJECT | Toledo Bend project (Region I entities responsible for 20 percent of cost) | C | 5 | EXISTING SOURCE OR EXPANDED USE OF AN EXISTING SOURCE (SURFACE WATER OR GROUNDWATER) | 5 | OTHER SURFACE WATER | 2 | PIPELINE |  | 1242 | 566 | TOLEDO BEND LAKE/RESERVOIR | I | 999 | RESERVOIR | 5 | SABINE | 0 | SURFACE WATER | 1 | NO WATER QUALITY IMPROVEMENTS |  | 5305 | 1 | Toledo Bend project | 108 | NORTH TEXAS MWD | C | WWP | WWP | N/A | N/A | This cost is for Phase I | Y | 2050 | 2050 | 0 | 0 | 0 | 0 | 146038000 | 146038000 | 929822000 | 30 | 23 | CASH SUD | D | BOTH | MUNICIPAL | 4045 | UTILITY | D | 116 | HUNT | 0 | 0 | 0 | 0 | 248 | 225 | N
308 | TOLEDO BEND PROJECT | Toledo Bend project (Region I entities responsible for 20 percent of cost) | C | 5 | EXISTING SOURCE OR EXPANDED USE OF AN EXISTING SOURCE (SURFACE WATER OR GROUNDWATER) | 5 | OTHER SURFACE WATER | 2 | PIPELINE |  | 1242 | 566 | TOLEDO BEND LAKE/RESERVOIR | I | 999 | RESERVOIR | 5 | SABINE | 0 | SURFACE WATER | 1 | NO WATER QUALITY IMPROVEMENTS |  | 5305 | 1 | Toledo Bend project | 108 | NORTH TEXAS MWD | C | WWP | WWP | N/A | N/A | This cost is for Phase I | Y | 2050 | 2050 | 0 | 0 | 0 | 0 | 146038000 | 146038000 | 929822000 | 30 | 338 | CELINA | C | WUG | MUNICIPAL | 103 | CITY | C | 43 | COLLIN | 0 | 0 | 0 | 0 | 311 | 311 | N
308 | TOLEDO BEND PROJECT | Toledo Bend project (Region I entities responsible for 20 percent of cost) | C | 5 | EXISTING SOURCE OR EXPANDED USE OF AN EXISTING SOURCE (SURFACE WATER OR GROUNDWATER) | 5 | OTHER SURFACE WATER | 2 | PIPELINE |  | 1242 | 566 | TOLEDO BEND LAKE/RESERVOIR | I | 999 | RESERVOIR | 5 | SABINE | 0 | SURFACE WATER | 1 | NO WATER QUALITY IMPROVEMENTS |  | 5305 | 1 | Toledo Bend project | 108 | NORTH TEXAS MWD | C | WWP | WWP | N/A | N/A | This cost is for Phase I | Y | 2050 | 2050 | 0 | 0 | 0 | 0 | 146038000 | 146038000 | 929822000 | 30 | 338 | CELINA | C | WUG | MUNICIPAL | 103 | CITY | C | 61 | DENTON | 0 | 0 | 0 | 0 | 38 | 38 | N
308 | TOLEDO BEND PROJECT | Toledo Bend project (Region I entities responsible for 20 percent of cost) | C | 5 | EXISTING SOURCE OR EXPANDED USE OF AN EXISTING SOURCE (SURFACE WATER OR GROUNDWATER) | 5 | OTHER SURFACE WATER | 2 | PIPELINE |  | 1242 | 566 | TOLEDO BEND LAKE/RESERVOIR | I | 999 | RESERVOIR | 5 | SABINE | 0 | SURFACE WATER | 1 | NO WATER QUALITY IMPROVEMENTS |  | 5305 | 1 | Toledo Bend project | 108 | NORTH TEXAS MWD | C | WWP | WWP | N/A | N/A | This cost is for Phase I | Y | 2050 | 2050 | 0 | 0 | 0 | 0 | 146038000 | 146038000 | 929822000 | 30 | 380 | COLLEGE MOUND WSC | C | WUG | MUNICIPAL | 4065 | UTILITY | C | 129 | KAUFMAN | 0 | 0 | 0 | 0 | 159 | 193 | N
308 | TOLEDO BEND PROJECT | Toledo Bend project (Region I entities responsible for 20 percent of cost) | C | 5 | EXISTING SOURCE OR EXPANDED USE OF AN EXISTING SOURCE (SURFACE WATER OR GROUNDWATER) | 5 | OTHER SURFACE WATER | 2 | PIPELINE |  | 1242 | 566 | TOLEDO BEND LAKE/RESERVOIR | I | 999 | RESERVOIR | 5 | SABINE | 0 | SURFACE WATER | 1 | NO WATER QUALITY IMPROVEMENTS |  | 5305 | 1 | Toledo Bend project | 108 | NORTH TEXAS MWD | C | WWP | WWP | N/A | N/A | This cost is for Phase I | Y | 2010 | 2050 | 0 | 0 | 0 | 0 | 146038000 | 146038000 | 929822000 | 30 | 454 | COUNTY-OTHER, COLLIN | C | WUG | MUNICIPAL | 757 | COUNTY-OTHER | C | 43 | COLLIN | 0 | 0 | 0 | 0 | 19 | 18 | N
308 | TOLEDO BEND PROJECT | Toledo Bend project (Region I entities responsible for 20 percent of cost) | C | 5 | EXISTING SOURCE OR EXPANDED USE OF AN EXISTING SOURCE (SURFACE WATER OR GROUNDWATER) | 5 | OTHER SURFACE WATER | 2 | PIPELINE |  | 1242 | 566 | TOLEDO BEND LAKE/RESERVOIR | I | 999 | RESERVOIR | 5 | SABINE | 0 | SURFACE WATER | 1 | NO WATER QUALITY IMPROVEMENTS |  | 5305 | 1 | Toledo Bend project | 108 | NORTH TEXAS MWD | C | WWP | WWP | N/A | N/A | This cost is for Phase I | Y | 2050 | 2050 | 0 | 0 | 0 | 0 | 146038000 | 146038000 | 929822000 | 30 | 527 | COUNTY-OTHER, HUNT | D | WUG | MUNICIPAL | 757 | COUNTY-OTHER | D | 116 | HUNT | 0 | 0 | 0 | 0 | 27 | 41 | N
308 | TOLEDO BEND PROJECT | Toledo Bend project (Region I entities responsible for 20 percent of cost) | C | 5 | EXISTING SOURCE OR EXPANDED USE OF AN EXISTING SOURCE (SURFACE WATER OR GROUNDWATER) | 5 | OTHER SURFACE WATER | 2 | PIPELINE |  | 1242 | 566 | TOLEDO BEND LAKE/RESERVOIR | I | 999 | RESERVOIR | 5 | SABINE | 0 | SURFACE WATER | 1 | NO WATER QUALITY IMPROVEMENTS |  | 5305 | 1 | Toledo Bend project | 108 | NORTH TEXAS MWD | C | WWP | WWP | N/A | N/A | This cost is for Phase I | Y | 2050 | 2050 | 0 | 0 | 0 | 0 | 146038000 | 146038000 | 929822000 | 30 | 540 | COUNTY-OTHER, KAUFMAN | C | WUG | MUNICIPAL | 757 | COUNTY-OTHER | C | 129 | KAUFMAN | 0 | 0 | 0 | 0 | 104 | 104 | N
308 | TOLEDO BEND PROJECT | Toledo Bend project (Region I entities responsible for 20 percent of cost) | C | 5 | EXISTING SOURCE OR EXPANDED USE OF AN EXISTING SOURCE (SURFACE WATER OR GROUNDWATER) | 5 | OTHER SURFACE WATER | 2 | PIPELINE |  | 1242 | 566 | TOLEDO BEND LAKE/RESERVOIR | I | 999 | RESERVOIR | 5 | SABINE | 0 | SURFACE WATER | 1 | NO WATER QUALITY IMPROVEMENTS |  | 5305 | 1 | Toledo Bend project | 108 | NORTH TEXAS MWD | C | WWP | WWP | N/A | N/A | This cost is for Phase I | Y | 2050 | 2050 | 0 | 0 | 0 | 0 | 146038000 | 146038000 | 929822000 | 30 | 610 | COUNTY-OTHER, ROCKWALL | C | WUG | MUNICIPAL | 757 | COUNTY-OTHER | C | 199 | ROCKWALL | 0 | 0 | 0 | 0 | 30 | 30 | N
308 | TOLEDO BEND PROJECT | Toledo Bend project (Region I entities responsible for 20 percent of cost) | C | 5 | EXISTING SOURCE OR EXPANDED USE OF AN EXISTING SOURCE (SURFACE WATER OR GROUNDWATER) | 5 | OTHER SURFACE WATER | 2 | PIPELINE |  | 1242 | 566 | TOLEDO BEND LAKE/RESERVOIR | I | 999 | RESERVOIR | 5 | SABINE | 0 | SURFACE WATER | 1 | NO WATER QUALITY IMPROVEMENTS |  | 5305 | 1 | Toledo Bend project | 108 | NORTH TEXAS MWD | C | WWP | WWP | N/A | N/A | This cost is for Phase I | Y | 2050 | 2050 | 0 | 0 | 0 | 0 | 146038000 | 146038000 | 929822000 | 30 | 667 | CRANDALL | C | WUG | MUNICIPAL | 767 | CITY | C | 129 | KAUFMAN | 0 | 0 | 0 | 0 | 54 | 55 | N
308 | TOLEDO BEND PROJECT | Toledo Bend project (Region I entities responsible for 20 percent of cost) | C | 5 | EXISTING SOURCE OR EXPANDED USE OF AN EXISTING SOURCE (SURFACE WATER OR GROUNDWATER) | 5 | OTHER SURFACE WATER | 2 | PIPELINE |  | 1242 | 566 | TOLEDO BEND LAKE/RESERVOIR | I | 999 | RESERVOIR | 5 | SABINE | 0 | SURFACE WATER | 1 | NO WATER QUALITY IMPROVEMENTS |  | 5305 | 1 | Toledo Bend project | 108 | NORTH TEXAS MWD | C | WWP | WWP | N/A | N/A | This cost is for Phase I | Y | 2050 | 2050 | 0 | 0 | 0 | 0 | 146038000 | 146038000 | 929822000 | 30 | 685 | CULLEOKA WSC | C | WUG | MUNICIPAL | 4083 | UTILITY | C | 43 | COLLIN | 0 | 0 | 0 | 0 | 155 | 180 | N
308 | TOLEDO BEND PROJECT | Toledo Bend project (Region I entities responsible for 20 percent of cost) | C | 5 | EXISTING SOURCE OR EXPANDED USE OF AN EXISTING SOURCE (SURFACE WATER OR GROUNDWATER) | 5 | OTHER SURFACE WATER | 2 | PIPELINE |  | 1242 | 566 | TOLEDO BEND LAKE/RESERVOIR | I | 999 | RESERVOIR | 5 | SABINE | 0 | SURFACE WATER | 1 | NO WATER QUALITY IMPROVEMENTS |  | 5305 | 1 | Toledo Bend project | 108 | NORTH TEXAS MWD | C | WWP | WWP | N/A | N/A | This cost is for Phase I | Y | 2050 | 2050 | 0 | 0 | 0 | 0 | 146038000 | 146038000 | 929822000 | 30 | 696 | DANVILLE WSC | C | WUG | MUNICIPAL | 4086 | UTILITY | C | 43 | COLLIN | 0 | 0 | 0 | 0 | 133 | 154 | N
308 | TOLEDO BEND PROJECT | Toledo Bend project (Region I entities responsible for 20 percent of cost) | C | 5 | EXISTING SOURCE OR EXPANDED USE OF AN EXISTING SOURCE (SURFACE WATER OR GROUNDWATER) | 5 | OTHER SURFACE WATER | 2 | PIPELINE |  | 1242 | 566 | TOLEDO BEND LAKE/RESERVOIR | I | 999 | RESERVOIR | 5 | SABINE | 0 | SURFACE WATER | 1 | NO WATER QUALITY IMPROVEMENTS |  | 5305 | 1 | Toledo Bend project | 108 | NORTH TEXAS MWD | C | WWP | WWP | N/A | N/A | This cost is for Phase I | Y | 2050 | 2050 | 0 | 0 | 0 | 0 | 146038000 | 146038000 | 929822000 | 30 | 730 | EAST FORK SUD | C | WUG | MUNICIPAL | 4096 | UTILITY | C | 43 | COLLIN | 0 | 0 | 0 | 0 | 119 | 132 | N
308 | TOLEDO BEND PROJECT | Toledo Bend project (Region I entities responsible for 20 percent of cost) | C | 5 | EXISTING SOURCE OR EXPANDED USE OF AN EXISTING SOURCE (SURFACE WATER OR GROUNDWATER) | 5 | OTHER SURFACE WATER | 2 | PIPELINE |  | 1242 | 566 | TOLEDO BEND LAKE/RESERVOIR | I | 999 | RESERVOIR | 5 | SABINE | 0 | SURFACE WATER | 1 | NO WATER QUALITY IMPROVEMENTS |  | 5305 | 1 | Toledo Bend project | 108 | NORTH TEXAS MWD | C | WWP | WWP | N/A | N/A | This cost is for Phase I | Y | 2050 | 2050 | 0 | 0 | 0 | 0 | 146038000 | 146038000 | 929822000 | 30 | 730 | EAST FORK SUD | C | WUG | MUNICIPAL | 4096 | UTILITY | C | 57 | DALLAS | 0 | 0 | 0 | 0 | 9 | 10 | N
308 | TOLEDO BEND PROJECT | Toledo Bend project (Region I entities responsible for 20 percent of cost) | C | 5 | EXISTING SOURCE OR EXPANDED USE OF AN EXISTING SOURCE (SURFACE WATER OR GROUNDWATER) | 5 | OTHER SURFACE WATER | 2 | PIPELINE |  | 1242 | 566 | TOLEDO BEND LAKE/RESERVOIR | I | 999 | RESERVOIR | 5 | SABINE | 0 | SURFACE WATER | 1 | NO WATER QUALITY IMPROVEMENTS |  | 5305 | 1 | Toledo Bend project | 108 | NORTH TEXAS MWD | C | WWP | WWP | N/A | N/A | This cost is for Phase I | Y | 2050 | 2050 | 0 | 0 | 0 | 0 | 146038000 | 146038000 | 929822000 | 30 | 730 | EAST FORK SUD | C | WUG | MUNICIPAL | 4096 | UTILITY | C | 199 | ROCKWALL | 0 | 0 | 0 | 0 | 1 | 1 | N
308 | TOLEDO BEND PROJECT | Toledo Bend project (Region I entities responsible for 20 percent of cost) | C | 5 | EXISTING SOURCE OR EXPANDED USE OF AN EXISTING SOURCE (SURFACE WATER OR GROUNDWATER) | 5 | OTHER SURFACE WATER | 2 | PIPELINE |  | 1242 | 566 | TOLEDO BEND LAKE/RESERVOIR | I | 999 | RESERVOIR | 5 | SABINE | 0 | SURFACE WATER | 1 | NO WATER QUALITY IMPROVEMENTS |  | 5305 | 1 | Toledo Bend project | 108 | NORTH TEXAS MWD | C | WWP | WWP | N/A | N/A | This cost is for Phase I | Y | 2050 | 2050 | 0 | 0 | 0 | 0 | 146038000 | 146038000 | 929822000 | 30 | 769 | FAIRVIEW | C | WUG | MUNICIPAL | 772 | CITY | C | 43 | COLLIN | 0 | 0 | 0 | 0 | 431 | 434 | N
308 | TOLEDO BEND PROJECT | Toledo Bend project (Region I entities responsible for 20 percent of cost) | C | 5 | EXISTING SOURCE OR EXPANDED USE OF AN EXISTING SOURCE (SURFACE WATER OR GROUNDWATER) | 5 | OTHER SURFACE WATER | 2 | PIPELINE |  | 1242 | 566 | TOLEDO BEND LAKE/RESERVOIR | I | 999 | RESERVOIR | 5 | SABINE | 0 | SURFACE WATER | 1 | NO WATER QUALITY IMPROVEMENTS |  | 5305 | 1 | Toledo Bend project | 108 | NORTH TEXAS MWD | C | WWP | WWP | N/A | N/A | This cost is for Phase I | Y | 2050 | 2050 | 0 | 0 | 0 | 0 | 146038000 | 146038000 | 929822000 | 30 | 774 | FARMERSVILLE | C | WUG | MUNICIPAL | 199 | CITY | C | 43 | COLLIN | 0 | 0 | 0 | 0 | 257 | 351 | N
308 | TOLEDO BEND PROJECT | Toledo Bend project (Region I entities responsible for 20 percent of cost) | C | 5 | EXISTING SOURCE OR EXPANDED USE OF AN EXISTING SOURCE (SURFACE WATER OR GROUNDWATER) | 5 | OTHER SURFACE WATER | 2 | PIPELINE |  | 1242 | 566 | TOLEDO BEND LAKE/RESERVOIR | I | 999 | RESERVOIR | 5 | SABINE | 0 | SURFACE WATER | 1 | NO WATER QUALITY IMPROVEMENTS |  | 5305 | 1 | Toledo Bend project | 108 | NORTH TEXAS MWD | C | WWP | WWP | N/A | N/A | This cost is for Phase I | Y | 2050 | 2050 | 0 | 0 | 0 | 0 | 146038000 | 146038000 | 929822000 | 30 | 2679 | FATE | C | WUG | MUNICIPAL | 1084 | CITY | C | 199 | ROCKWALL | 0 | 0 | 0 | 0 | 464 | 496 | N
308 | TOLEDO BEND PROJECT | Toledo Bend project (Region I entities responsible for 20 percent of cost) | C | 5 | EXISTING SOURCE OR EXPANDED USE OF AN EXISTING SOURCE (SURFACE WATER OR GROUNDWATER) | 5 | OTHER SURFACE WATER | 2 | PIPELINE |  | 1242 | 566 | TOLEDO BEND LAKE/RESERVOIR | I | 999 | RESERVOIR | 5 | SABINE | 0 | SURFACE WATER | 1 | NO WATER QUALITY IMPROVEMENTS |  | 5305 | 1 | Toledo Bend project | 108 | NORTH TEXAS MWD | C | WWP | WWP | N/A | N/A | This cost is for Phase I | Y | 2050 | 2050 | 0 | 0 | 0 | 0 | 146038000 | 146038000 | 929822000 | 30 | 52 | FORNEY | C | BOTH | MUNICIPAL | 207 | CITY | C | 129 | KAUFMAN | 0 | 0 | 0 | 0 | 435 | 479 | N
308 | TOLEDO BEND PROJECT | Toledo Bend project (Region I entities responsible for 20 percent of cost) | C | 5 | EXISTING SOURCE OR EXPANDED USE OF AN EXISTING SOURCE (SURFACE WATER OR GROUNDWATER) | 5 | OTHER SURFACE WATER | 2 | PIPELINE |  | 1242 | 566 | TOLEDO BEND LAKE/RESERVOIR | I | 999 | RESERVOIR | 5 | SABINE | 0 | SURFACE WATER | 1 | NO WATER QUALITY IMPROVEMENTS |  | 5305 | 1 | Toledo Bend project | 108 | NORTH TEXAS MWD | C | WWP | WWP | N/A | N/A | This cost is for Phase I | Y | 2050 | 2050 | 0 | 0 | 0 | 0 | 146038000 | 146038000 | 929822000 | 30 | 788 | FORNEY LAKE WSC | C | WUG | MUNICIPAL | 4115 | UTILITY | C | 129 | KAUFMAN | 0 | 0 | 0 | 0 | 111 | 139 | N
308 | TOLEDO BEND PROJECT | Toledo Bend project (Region I entities responsible for 20 percent of cost) | C | 5 | EXISTING SOURCE OR EXPANDED USE OF AN EXISTING SOURCE (SURFACE WATER OR GROUNDWATER) | 5 | OTHER SURFACE WATER | 2 | PIPELINE |  | 1242 | 566 | TOLEDO BEND LAKE/RESERVOIR | I | 999 | RESERVOIR | 5 | SABINE | 0 | SURFACE WATER | 1 | NO WATER QUALITY IMPROVEMENTS |  | 5305 | 1 | Toledo Bend project | 108 | NORTH TEXAS MWD | C | WWP | WWP | N/A | N/A | This cost is for Phase I | Y | 2050 | 2050 | 0 | 0 | 0 | 0 | 146038000 | 146038000 | 929822000 | 30 | 788 | FORNEY LAKE WSC | C | WUG | MUNICIPAL | 4115 | UTILITY | C | 199 | ROCKWALL | 0 | 0 | 0 | 0 | 111 | 139 | N
308 | TOLEDO BEND PROJECT | Toledo Bend project (Region I entities responsible for 20 percent of cost) | C | 5 | EXISTING SOURCE OR EXPANDED USE OF AN EXISTING SOURCE (SURFACE WATER OR GROUNDWATER) | 5 | OTHER SURFACE WATER | 2 | PIPELINE |  | 1242 | 566 | TOLEDO BEND LAKE/RESERVOIR | I | 999 | RESERVOIR | 5 | SABINE | 0 | SURFACE WATER | 1 | NO WATER QUALITY IMPROVEMENTS |  | 5305 | 1 | Toledo Bend project | 108 | NORTH TEXAS MWD | C | WWP | WWP | N/A | N/A | This cost is for Phase I | Y | 2050 | 2050 | 0 | 0 | 0 | 0 | 146038000 | 146038000 | 929822000 | 30 | 819 | FRISCO | C | WUG | MUNICIPAL | 221 | CITY | C | 43 | COLLIN | 0 | 0 | 0 | 0 | 2635 | 2707 | N
308 | TOLEDO BEND PROJECT | Toledo Bend project (Region I entities responsible for 20 percent of cost) | C | 5 | EXISTING SOURCE OR EXPANDED USE OF AN EXISTING SOURCE (SURFACE WATER OR GROUNDWATER) | 5 | OTHER SURFACE WATER | 2 | PIPELINE |  | 1242 | 566 | TOLEDO BEND LAKE/RESERVOIR | I | 999 | RESERVOIR | 5 | SABINE | 0 | SURFACE WATER | 1 | NO WATER QUALITY IMPROVEMENTS |  | 5305 | 1 | Toledo Bend project | 108 | NORTH TEXAS MWD | C | WWP | WWP | N/A | N/A | This cost is for Phase I | Y | 2050 | 2050 | 0 | 0 | 0 | 0 | 146038000 | 146038000 | 929822000 | 30 | 819 | FRISCO | C | WUG | MUNICIPAL | 221 | CITY | C | 61 | DENTON | 0 | 0 | 0 | 0 | 1658 | 1704 | N
308 | TOLEDO BEND PROJECT | Toledo Bend project (Region I entities responsible for 20 percent of cost) | C | 5 | EXISTING SOURCE OR EXPANDED USE OF AN EXISTING SOURCE (SURFACE WATER OR GROUNDWATER) | 5 | OTHER SURFACE WATER | 2 | PIPELINE |  | 1242 | 566 | TOLEDO BEND LAKE/RESERVOIR | I | 999 | RESERVOIR | 5 | SABINE | 0 | SURFACE WATER | 1 | NO WATER QUALITY IMPROVEMENTS |  | 5305 | 1 | Toledo Bend project | 108 | NORTH TEXAS MWD | C | WWP | WWP | N/A | N/A | This cost is for Phase I | Y | 2050 | 2050 | 0 | 0 | 0 | 0 | 146038000 | 146038000 | 929822000 | 30 | 60 | GARLAND | C | BOTH | MUNICIPAL | 230 | CITY | C | 57 | DALLAS | 0 | 0 | 0 | 0 | 2650 | 2676 | N
308 | TOLEDO BEND PROJECT | Toledo Bend project (Region I entities responsible for 20 percent of cost) | C | 5 | EXISTING SOURCE OR EXPANDED USE OF AN EXISTING SOURCE (SURFACE WATER OR GROUNDWATER) | 5 | OTHER SURFACE WATER | 2 | PIPELINE |  | 1242 | 566 | TOLEDO BEND LAKE/RESERVOIR | I | 999 | RESERVOIR | 5 | SABINE | 0 | SURFACE WATER | 1 | NO WATER QUALITY IMPROVEMENTS |  | 5305 | 1 | Toledo Bend project | 108 | NORTH TEXAS MWD | C | WWP | WWP | N/A | N/A | This cost is for Phase I | Y | 2050 | 2050 | 0 | 0 | 0 | 0 | 146038000 | 146038000 | 929822000 | 30 | 831 | GASTONIA-SCURRY SUD | C | WUG | MUNICIPAL | 4137 | UTILITY | C | 129 | KAUFMAN | 0 | 0 | 0 | 0 | 134 | 166 | N
308 | TOLEDO BEND PROJECT | Toledo Bend project (Region I entities responsible for 20 percent of cost) | C | 5 | EXISTING SOURCE OR EXPANDED USE OF AN EXISTING SOURCE (SURFACE WATER OR GROUNDWATER) | 5 | OTHER SURFACE WATER | 2 | PIPELINE |  | 1242 | 566 | TOLEDO BEND LAKE/RESERVOIR | I | 999 | RESERVOIR | 5 | SABINE | 0 | SURFACE WATER | 1 | NO WATER QUALITY IMPROVEMENTS |  | 5305 | 1 | Toledo Bend project | 108 | NORTH TEXAS MWD | C | WWP | WWP | N/A | N/A | This cost is for Phase I | Y | 2010 | 2050 | 0 | 0 | 0 | 0 | 146038000 | 146038000 | 929822000 | 30 | 873 | HACKBERRY | C | WUG | MUNICIPAL | 1023 | CITY | C | 61 | DENTON | 0 | 0 | 0 | 0 | 0 | 0 | N
308 | TOLEDO BEND PROJECT | Toledo Bend project (Region I entities responsible for 20 percent of cost) | C | 5 | EXISTING SOURCE OR EXPANDED USE OF AN EXISTING SOURCE (SURFACE WATER OR GROUNDWATER) | 5 | OTHER SURFACE WATER | 2 | PIPELINE |  | 1242 | 566 | TOLEDO BEND LAKE/RESERVOIR | I | 999 | RESERVOIR | 5 | SABINE | 0 | SURFACE WATER | 1 | NO WATER QUALITY IMPROVEMENTS |  | 5305 | 1 | Toledo Bend project | 108 | NORTH TEXAS MWD | C | WWP | WWP | N/A | N/A | This cost is for Phase I | Y | 2050 | 2050 | 0 | 0 | 0 | 0 | 146038000 | 146038000 | 929822000 | 30 | 925 | HEATH | C | WUG | MUNICIPAL | 702 | CITY | C | 199 | ROCKWALL | 0 | 0 | 0 | 0 | 353 | 425 | N
308 | TOLEDO BEND PROJECT | Toledo Bend project (Region I entities responsible for 20 percent of cost) | C | 5 | EXISTING SOURCE OR EXPANDED USE OF AN EXISTING SOURCE (SURFACE WATER OR GROUNDWATER) | 5 | OTHER SURFACE WATER | 2 | PIPELINE |  | 1242 | 566 | TOLEDO BEND LAKE/RESERVOIR | I | 999 | RESERVOIR | 5 | SABINE | 0 | SURFACE WATER | 1 | NO WATER QUALITY IMPROVEMENTS |  | 5305 | 1 | Toledo Bend project | 108 | NORTH TEXAS MWD | C | WWP | WWP | N/A | N/A | This cost is for Phase I | Y | 2050 | 2050 | 0 | 0 | 0 | 0 | 146038000 | 146038000 | 929822000 | 30 | 942 | HIGH POINT WSC | C | WUG | MUNICIPAL | 4205 | UTILITY | C | 129 | KAUFMAN | 0 | 0 | 0 | 0 | 57 | 69 | N
308 | TOLEDO BEND PROJECT | Toledo Bend project (Region I entities responsible for 20 percent of cost) | C | 5 | EXISTING SOURCE OR EXPANDED USE OF AN EXISTING SOURCE (SURFACE WATER OR GROUNDWATER) | 5 | OTHER SURFACE WATER | 2 | PIPELINE |  | 1242 | 566 | TOLEDO BEND LAKE/RESERVOIR | I | 999 | RESERVOIR | 5 | SABINE | 0 | SURFACE WATER | 1 | NO WATER QUALITY IMPROVEMENTS |  | 5305 | 1 | Toledo Bend project | 108 | NORTH TEXAS MWD | C | WWP | WWP | N/A | N/A | This cost is for Phase I | Y | 2050 | 2050 | 0 | 0 | 0 | 0 | 146038000 | 146038000 | 929822000 | 30 | 942 | HIGH POINT WSC | C | WUG | MUNICIPAL | 4205 | UTILITY | C | 199 | ROCKWALL | 0 | 0 | 0 | 0 | 6 | 8 | N
308 | TOLEDO BEND PROJECT | Toledo Bend project (Region I entities responsible for 20 percent of cost) | C | 5 | EXISTING SOURCE OR EXPANDED USE OF AN EXISTING SOURCE (SURFACE WATER OR GROUNDWATER) | 5 | OTHER SURFACE WATER | 2 | PIPELINE |  | 1242 | 566 | TOLEDO BEND LAKE/RESERVOIR | I | 999 | RESERVOIR | 5 | SABINE | 0 | SURFACE WATER | 1 | NO WATER QUALITY IMPROVEMENTS |  | 5305 | 1 | Toledo Bend project | 108 | NORTH TEXAS MWD | C | WWP | WWP | N/A | N/A | This cost is for Phase I | Y | 2050 | 2050 | 0 | 0 | 0 | 0 | 146038000 | 146038000 | 929822000 | 30 | 960 | HOWE | C | WUG | MUNICIPAL | 286 | CITY | C | 91 | GRAYSON | 0 | 0 | 0 | 0 | 79 | 90 | N
308 | TOLEDO BEND PROJECT | Toledo Bend project (Region I entities responsible for 20 percent of cost) | C | 5 | EXISTING SOURCE OR EXPANDED USE OF AN EXISTING SOURCE (SURFACE WATER OR GROUNDWATER) | 5 | OTHER SURFACE WATER | 2 | PIPELINE |  | 1242 | 566 | TOLEDO BEND LAKE/RESERVOIR | I | 999 | RESERVOIR | 5 | SABINE | 0 | SURFACE WATER | 1 | NO WATER QUALITY IMPROVEMENTS |  | 5305 | 1 | Toledo Bend project | 108 | NORTH TEXAS MWD | C | WWP | WWP | N/A | N/A | This cost is for Phase I | Y | 2010 | 2050 | 0 | 0 | 0 | 0 | 146038000 | 146038000 | 929822000 | 30 | 1020 | IRRIGATION, COLLIN | C | WUG | IRRIGATION | 1004 | N/A | C | 43 | COLLIN | 0 | 0 | 0 | 0 | 0 | 0 | N
308 | TOLEDO BEND PROJECT | Toledo Bend project (Region I entities responsible for 20 percent of cost) | C | 5 | EXISTING SOURCE OR EXPANDED USE OF AN EXISTING SOURCE (SURFACE WATER OR GROUNDWATER) | 5 | OTHER SURFACE WATER | 2 | PIPELINE |  | 1242 | 566 | TOLEDO BEND LAKE/RESERVOIR | I | 999 | RESERVOIR | 5 | SABINE | 0 | SURFACE WATER | 1 | NO WATER QUALITY IMPROVEMENTS |  | 5305 | 1 | Toledo Bend project | 108 | NORTH TEXAS MWD | C | WWP | WWP | N/A | N/A | This cost is for Phase I | Y | 2050 | 2050 | 0 | 0 | 0 | 0 | 146038000 | 146038000 | 929822000 | 30 | 1101 | IRRIGATION, KAUFMAN | C | WUG | IRRIGATION | 1004 | N/A | C | 129 | KAUFMAN | 0 | 0 | 0 | 0 | 127 | 127 | N
308 | TOLEDO BEND PROJECT | Toledo Bend project (Region I entities responsible for 20 percent of cost) | C | 5 | EXISTING SOURCE OR EXPANDED USE OF AN EXISTING SOURCE (SURFACE WATER OR GROUNDWATER) | 5 | OTHER SURFACE WATER | 2 | PIPELINE |  | 1242 | 566 | TOLEDO BEND LAKE/RESERVOIR | I | 999 | RESERVOIR | 5 | SABINE | 0 | SURFACE WATER | 1 | NO WATER QUALITY IMPROVEMENTS |  | 5305 | 1 | Toledo Bend project | 108 | NORTH TEXAS MWD | C | WWP | WWP | N/A | N/A | This cost is for Phase I | Y | 2010 | 2050 | 0 | 0 | 0 | 0 | 146038000 | 146038000 | 929822000 | 30 | 1165 | IRRIGATION, ROCKWALL | C | WUG | IRRIGATION | 1004 | N/A | C | 199 | ROCKWALL | 0 | 0 | 0 | 0 | 0 | 0 | N
308 | TOLEDO BEND PROJECT | Toledo Bend project (Region I entities responsible for 20 percent of cost) | C | 5 | EXISTING SOURCE OR EXPANDED USE OF AN EXISTING SOURCE (SURFACE WATER OR GROUNDWATER) | 5 | OTHER SURFACE WATER | 2 | PIPELINE |  | 1242 | 566 | TOLEDO BEND LAKE/RESERVOIR | I | 999 | RESERVOIR | 5 | SABINE | 0 | SURFACE WATER | 1 | NO WATER QUALITY IMPROVEMENTS |  | 5305 | 1 | Toledo Bend project | 108 | NORTH TEXAS MWD | C | WWP | WWP | N/A | N/A | This cost is for Phase I | Y | 2050 | 2050 | 0 | 0 | 0 | 0 | 146038000 | 146038000 | 929822000 | 30 | 1242 | JOSEPHINE | C | WUG | MUNICIPAL | 1031 | CITY | C | 43 | COLLIN | 0 | 0 | 0 | 0 | 41 | 47 | N
308 | TOLEDO BEND PROJECT | Toledo Bend project (Region I entities responsible for 20 percent of cost) | C | 5 | EXISTING SOURCE OR EXPANDED USE OF AN EXISTING SOURCE (SURFACE WATER OR GROUNDWATER) | 5 | OTHER SURFACE WATER | 2 | PIPELINE |  | 1242 | 566 | TOLEDO BEND LAKE/RESERVOIR | I | 999 | RESERVOIR | 5 | SABINE | 0 | SURFACE WATER | 1 | NO WATER QUALITY IMPROVEMENTS |  | 5305 | 1 | Toledo Bend project | 108 | NORTH TEXAS MWD | C | WWP | WWP | N/A | N/A | This cost is for Phase I | Y | 2050 | 2050 | 0 | 0 | 0 | 0 | 146038000 | 146038000 | 929822000 | 30 | 1249 | KAUFMAN | C | WUG | MUNICIPAL | 313 | CITY | C | 129 | KAUFMAN | 0 | 0 | 0 | 0 | 185 | 226 | N
308 | TOLEDO BEND PROJECT | Toledo Bend project (Region I entities responsible for 20 percent of cost) | C | 5 | EXISTING SOURCE OR EXPANDED USE OF AN EXISTING SOURCE (SURFACE WATER OR GROUNDWATER) | 5 | OTHER SURFACE WATER | 2 | PIPELINE |  | 1242 | 566 | TOLEDO BEND LAKE/RESERVOIR | I | 999 | RESERVOIR | 5 | SABINE | 0 | SURFACE WATER | 1 | NO WATER QUALITY IMPROVEMENTS |  | 5305 | 1 | Toledo Bend project | 108 | NORTH TEXAS MWD | C | WWP | WWP | N/A | N/A | This cost is for Phase I | Y | 2050 | 2050 | 0 | 0 | 0 | 0 | 146038000 | 146038000 | 929822000 | 30 | 1308 | LAVON WSC | C | WUG | MUNICIPAL | 4230 | UTILITY | C | 43 | COLLIN | 0 | 0 | 0 | 0 | 188 | 260 | N
308 | TOLEDO BEND PROJECT | Toledo Bend project (Region I entities responsible for 20 percent of cost) | C | 5 | EXISTING SOURCE OR EXPANDED USE OF AN EXISTING SOURCE (SURFACE WATER OR GROUNDWATER) | 5 | OTHER SURFACE WATER | 2 | PIPELINE |  | 1242 | 566 | TOLEDO BEND LAKE/RESERVOIR | I | 999 | RESERVOIR | 5 | SABINE | 0 | SURFACE WATER | 1 | NO WATER QUALITY IMPROVEMENTS |  | 5305 | 1 | Toledo Bend project | 108 | NORTH TEXAS MWD | C | WWP | WWP | N/A | N/A | This cost is for Phase I | Y | 2050 | 2050 | 0 | 0 | 0 | 0 | 146038000 | 146038000 | 929822000 | 30 | 1308 | LAVON WSC | C | WUG | MUNICIPAL | 4230 | UTILITY | C | 199 | ROCKWALL | 0 | 0 | 0 | 0 | 83 | 103 | N
308 | TOLEDO BEND PROJECT | Toledo Bend project (Region I entities responsible for 20 percent of cost) | C | 5 | EXISTING SOURCE OR EXPANDED USE OF AN EXISTING SOURCE (SURFACE WATER OR GROUNDWATER) | 5 | OTHER SURFACE WATER | 2 | PIPELINE |  | 1242 | 566 | TOLEDO BEND LAKE/RESERVOIR | I | 999 | RESERVOIR | 5 | SABINE | 0 | SURFACE WATER | 1 | NO WATER QUALITY IMPROVEMENTS |  | 5305 | 1 | Toledo Bend project | 108 | NORTH TEXAS MWD | C | WWP | WWP | N/A | N/A | This cost is for Phase I | Y | 2050 | 2050 | 0 | 0 | 0 | 0 | 146038000 | 146038000 | 929822000 | 30 | 1328 | LITTLE ELM | C | WUG | MUNICIPAL | 790 | CITY | C | 61 | DENTON | 0 | 0 | 0 | 0 | 478 | 481 | N
308 | TOLEDO BEND PROJECT | Toledo Bend project (Region I entities responsible for 20 percent of cost) | C | 5 | EXISTING SOURCE OR EXPANDED USE OF AN EXISTING SOURCE (SURFACE WATER OR GROUNDWATER) | 5 | OTHER SURFACE WATER | 2 | PIPELINE |  | 1242 | 566 | TOLEDO BEND LAKE/RESERVOIR | I | 999 | RESERVOIR | 5 | SABINE | 0 | SURFACE WATER | 1 | NO WATER QUALITY IMPROVEMENTS |  | 5305 | 1 | Toledo Bend project | 108 | NORTH TEXAS MWD | C | WWP | WWP | N/A | N/A | This cost is for Phase I | Y | 2050 | 2050 | 0 | 0 | 0 | 0 | 146038000 | 146038000 | 929822000 | 30 | 1604 | LOWRY CROSSING | C | WUG | MUNICIPAL | 1041 | CITY | C | 43 | COLLIN | 0 | 0 | 0 | 0 | 38 | 39 | N
308 | TOLEDO BEND PROJECT | Toledo Bend project (Region I entities responsible for 20 percent of cost) | C | 5 | EXISTING SOURCE OR EXPANDED USE OF AN EXISTING SOURCE (SURFACE WATER OR GROUNDWATER) | 5 | OTHER SURFACE WATER | 2 | PIPELINE |  | 1242 | 566 | TOLEDO BEND LAKE/RESERVOIR | I | 999 | RESERVOIR | 5 | SABINE | 0 | SURFACE WATER | 1 | NO WATER QUALITY IMPROVEMENTS |  | 5305 | 1 | Toledo Bend project | 108 | NORTH TEXAS MWD | C | WWP | WWP | N/A | N/A | This cost is for Phase I | Y | 2050 | 2050 | 0 | 0 | 0 | 0 | 146038000 | 146038000 | 929822000 | 30 | 1605 | LUCAS | C | WUG | MUNICIPAL | 718 | CITY | C | 43 | COLLIN | 0 | 0 | 0 | 0 | 249 | 341 | N
308 | TOLEDO BEND PROJECT | Toledo Bend project (Region I entities responsible for 20 percent of cost) | C | 5 | EXISTING SOURCE OR EXPANDED USE OF AN EXISTING SOURCE (SURFACE WATER OR GROUNDWATER) | 5 | OTHER SURFACE WATER | 2 | PIPELINE |  | 1242 | 566 | TOLEDO BEND LAKE/RESERVOIR | I | 999 | RESERVOIR | 5 | SABINE | 0 | SURFACE WATER | 1 | NO WATER QUALITY IMPROVEMENTS |  | 5305 | 1 | Toledo Bend project | 108 | NORTH TEXAS MWD | C | WWP | WWP | N/A | N/A | This cost is for Phase I | Y | 2050 | 2050 | 0 | 0 | 0 | 0 | 146038000 | 146038000 | 929822000 | 30 | 1650 | MANUFACTURING, COLLIN | C | WUG | MANUFACTURING | 1001 | N/A | C | 43 | COLLIN | 0 | 0 | 0 | 0 | 429 | 471 | N
308 | TOLEDO BEND PROJECT | Toledo Bend project (Region I entities responsible for 20 percent of cost) | C | 5 | EXISTING SOURCE OR EXPANDED USE OF AN EXISTING SOURCE (SURFACE WATER OR GROUNDWATER) | 5 | OTHER SURFACE WATER | 2 | PIPELINE |  | 1242 | 566 | TOLEDO BEND LAKE/RESERVOIR | I | 999 | RESERVOIR | 5 | SABINE | 0 | SURFACE WATER | 1 | NO WATER QUALITY IMPROVEMENTS |  | 5305 | 1 | Toledo Bend project | 108 | NORTH TEXAS MWD | C | WWP | WWP | N/A | N/A | This cost is for Phase I | Y | 2050 | 2050 | 0 | 0 | 0 | 0 | 146038000 | 146038000 | 929822000 | 30 | 1657 | MANUFACTURING, DALLAS | C | WUG | MANUFACTURING | 1001 | N/A | C | 57 | DALLAS | 0 | 0 | 0 | 0 | 710 | 719 | N
308 | TOLEDO BEND PROJECT | Toledo Bend project (Region I entities responsible for 20 percent of cost) | C | 5 | EXISTING SOURCE OR EXPANDED USE OF AN EXISTING SOURCE (SURFACE WATER OR GROUNDWATER) | 5 | OTHER SURFACE WATER | 2 | PIPELINE |  | 1242 | 566 | TOLEDO BEND LAKE/RESERVOIR | I | 999 | RESERVOIR | 5 | SABINE | 0 | SURFACE WATER | 1 | NO WATER QUALITY IMPROVEMENTS |  | 5305 | 1 | Toledo Bend project | 108 | NORTH TEXAS MWD | C | WWP | WWP | N/A | N/A | This cost is for Phase I | Y | 2010 | 2050 | 0 | 0 | 0 | 0 | 146038000 | 146038000 | 929822000 | 30 | 1660 | MANUFACTURING, DENTON | C | WUG | MANUFACTURING | 1001 | N/A | C | 61 | DENTON | 0 | 0 | 0 | 0 | 0 | 0 | N
308 | TOLEDO BEND PROJECT | Toledo Bend project (Region I entities responsible for 20 percent of cost) | C | 5 | EXISTING SOURCE OR EXPANDED USE OF AN EXISTING SOURCE (SURFACE WATER OR GROUNDWATER) | 5 | OTHER SURFACE WATER | 2 | PIPELINE |  | 1242 | 566 | TOLEDO BEND LAKE/RESERVOIR | I | 999 | RESERVOIR | 5 | SABINE | 0 | SURFACE WATER | 1 | NO WATER QUALITY IMPROVEMENTS |  | 5305 | 1 | Toledo Bend project | 108 | NORTH TEXAS MWD | C | WWP | WWP | N/A | N/A | This cost is for Phase I | Y | 2010 | 2050 | 0 | 0 | 0 | 0 | 146038000 | 146038000 | 929822000 | 30 | 1668 | MANUFACTURING, FANNIN | C | WUG | MANUFACTURING | 1001 | N/A | C | 74 | FANNIN | 0 | 0 | 0 | 0 | 0 | 0 | N
308 | TOLEDO BEND PROJECT | Toledo Bend project (Region I entities responsible for 20 percent of cost) | C | 5 | EXISTING SOURCE OR EXPANDED USE OF AN EXISTING SOURCE (SURFACE WATER OR GROUNDWATER) | 5 | OTHER SURFACE WATER | 2 | PIPELINE |  | 1242 | 566 | TOLEDO BEND LAKE/RESERVOIR | I | 999 | RESERVOIR | 5 | SABINE | 0 | SURFACE WATER | 1 | NO WATER QUALITY IMPROVEMENTS |  | 5305 | 1 | Toledo Bend project | 108 | NORTH TEXAS MWD | C | WWP | WWP | N/A | N/A | This cost is for Phase I | Y | 2010 | 2050 | 0 | 0 | 0 | 0 | 146038000 | 146038000 | 929822000 | 30 | 1678 | MANUFACTURING, GRAYSON | C | WUG | MANUFACTURING | 1001 | N/A | C | 91 | GRAYSON | 0 | 0 | 0 | 0 | 0 | 0 | N
308 | TOLEDO BEND PROJECT | Toledo Bend project (Region I entities responsible for 20 percent of cost) | C | 5 | EXISTING SOURCE OR EXPANDED USE OF AN EXISTING SOURCE (SURFACE WATER OR GROUNDWATER) | 5 | OTHER SURFACE WATER | 2 | PIPELINE |  | 1242 | 566 | TOLEDO BEND LAKE/RESERVOIR | I | 999 | RESERVOIR | 5 | SABINE | 0 | SURFACE WATER | 1 | NO WATER QUALITY IMPROVEMENTS |  | 5305 | 1 | Toledo Bend project | 108 | NORTH TEXAS MWD | C | WWP | WWP | N/A | N/A | This cost is for Phase I | Y | 2050 | 2050 | 0 | 0 | 0 | 0 | 146038000 | 146038000 | 929822000 | 30 | 1709 | MANUFACTURING, KAUFMAN | C | WUG | MANUFACTURING | 1001 | N/A | C | 129 | KAUFMAN | 0 | 0 | 0 | 0 | 80 | 86 | N
308 | TOLEDO BEND PROJECT | Toledo Bend project (Region I entities responsible for 20 percent of cost) | C | 5 | EXISTING SOURCE OR EXPANDED USE OF AN EXISTING SOURCE (SURFACE WATER OR GROUNDWATER) | 5 | OTHER SURFACE WATER | 2 | PIPELINE |  | 1242 | 566 | TOLEDO BEND LAKE/RESERVOIR | I | 999 | RESERVOIR | 5 | SABINE | 0 | SURFACE WATER | 1 | NO WATER QUALITY IMPROVEMENTS |  | 5305 | 1 | Toledo Bend project | 108 | NORTH TEXAS MWD | C | WWP | WWP | N/A | N/A | This cost is for Phase I | Y | 2010 | 2050 | 0 | 0 | 0 | 0 | 146038000 | 146038000 | 929822000 | 30 | 1758 | MANUFACTURING, ROCKWALL | C | WUG | MANUFACTURING | 1001 | N/A | C | 199 | ROCKWALL | 0 | 0 | 0 | 0 | 0 | 0 | N
308 | TOLEDO BEND PROJECT | Toledo Bend project (Region I entities responsible for 20 percent of cost) | C | 5 | EXISTING SOURCE OR EXPANDED USE OF AN EXISTING SOURCE (SURFACE WATER OR GROUNDWATER) | 5 | OTHER SURFACE WATER | 2 | PIPELINE |  | 1242 | 566 | TOLEDO BEND LAKE/RESERVOIR | I | 999 | RESERVOIR | 5 | SABINE | 0 | SURFACE WATER | 1 | NO WATER QUALITY IMPROVEMENTS |  | 5305 | 1 | Toledo Bend project | 108 | NORTH TEXAS MWD | C | WWP | WWP | N/A | N/A | This cost is for Phase I | Y | 2050 | 2050 | 0 | 0 | 0 | 0 | 146038000 | 146038000 | 929822000 | 30 | 1817 | MCKINNEY | C | WUG | MUNICIPAL | 379 | CITY | C | 43 | COLLIN | 0 | 0 | 0 | 0 | 5939 | 6040 | N
308 | TOLEDO BEND PROJECT | Toledo Bend project (Region I entities responsible for 20 percent of cost) | C | 5 | EXISTING SOURCE OR EXPANDED USE OF AN EXISTING SOURCE (SURFACE WATER OR GROUNDWATER) | 5 | OTHER SURFACE WATER | 2 | PIPELINE |  | 1242 | 566 | TOLEDO BEND LAKE/RESERVOIR | I | 999 | RESERVOIR | 5 | SABINE | 0 | SURFACE WATER | 1 | NO WATER QUALITY IMPROVEMENTS |  | 5305 | 1 | Toledo Bend project | 108 | NORTH TEXAS MWD | C | WWP | WWP | N/A | N/A | This cost is for Phase I | Y | 2050 | 2050 | 0 | 0 | 0 | 0 | 146038000 | 146038000 | 929822000 | 30 | 1819 | MCLENDON-CHISHOLM | C | WUG | MUNICIPAL | 1042 | CITY | C | 199 | ROCKWALL | 0 | 0 | 0 | 0 | 30 | 35 | N
308 | TOLEDO BEND PROJECT | Toledo Bend project (Region I entities responsible for 20 percent of cost) | C | 5 | EXISTING SOURCE OR EXPANDED USE OF AN EXISTING SOURCE (SURFACE WATER OR GROUNDWATER) | 5 | OTHER SURFACE WATER | 2 | PIPELINE |  | 1242 | 566 | TOLEDO BEND LAKE/RESERVOIR | I | 999 | RESERVOIR | 5 | SABINE | 0 | SURFACE WATER | 1 | NO WATER QUALITY IMPROVEMENTS |  | 5305 | 1 | Toledo Bend project | 108 | NORTH TEXAS MWD | C | WWP | WWP | N/A | N/A | This cost is for Phase I | Y | 2050 | 2050 | 0 | 0 | 0 | 0 | 146038000 | 146038000 | 929822000 | 30 | 1824 | MELISSA | C | WUG | MUNICIPAL | 914 | CITY | C | 43 | COLLIN | 0 | 0 | 0 | 0 | 1080 | 1184 | N
308 | TOLEDO BEND PROJECT | Toledo Bend project (Region I entities responsible for 20 percent of cost) | C | 5 | EXISTING SOURCE OR EXPANDED USE OF AN EXISTING SOURCE (SURFACE WATER OR GROUNDWATER) | 5 | OTHER SURFACE WATER | 2 | PIPELINE |  | 1242 | 566 | TOLEDO BEND LAKE/RESERVOIR | I | 999 | RESERVOIR | 5 | SABINE | 0 | SURFACE WATER | 1 | NO WATER QUALITY IMPROVEMENTS |  | 5305 | 1 | Toledo Bend project | 108 | NORTH TEXAS MWD | C | WWP | WWP | N/A | N/A | This cost is for Phase I | Y | 2050 | 2050 | 0 | 0 | 0 | 0 | 146038000 | 146038000 | 929822000 | 30 | 1832 | MESQUITE | C | WUG | MUNICIPAL | 401 | CITY | C | 57 | DALLAS | 0 | 0 | 0 | 0 | 2272 | 2285 | N
308 | TOLEDO BEND PROJECT | Toledo Bend project (Region I entities responsible for 20 percent of cost) | C | 5 | EXISTING SOURCE OR EXPANDED USE OF AN EXISTING SOURCE (SURFACE WATER OR GROUNDWATER) | 5 | OTHER SURFACE WATER | 2 | PIPELINE |  | 1242 | 566 | TOLEDO BEND LAKE/RESERVOIR | I | 999 | RESERVOIR | 5 | SABINE | 0 | SURFACE WATER | 1 | NO WATER QUALITY IMPROVEMENTS |  | 5305 | 1 | Toledo Bend project | 108 | NORTH TEXAS MWD | C | WWP | WWP | N/A | N/A | This cost is for Phase I | Y | 2010 | 2050 | 0 | 0 | 0 | 0 | 146038000 | 146038000 | 929822000 | 30 | 1832 | MESQUITE | C | WUG | MUNICIPAL | 401 | CITY | C | 129 | KAUFMAN | 0 | 0 | 0 | 0 | 0 | 0 | N
308 | TOLEDO BEND PROJECT | Toledo Bend project (Region I entities responsible for 20 percent of cost) | C | 5 | EXISTING SOURCE OR EXPANDED USE OF AN EXISTING SOURCE (SURFACE WATER OR GROUNDWATER) | 5 | OTHER SURFACE WATER | 2 | PIPELINE |  | 1242 | 566 | TOLEDO BEND LAKE/RESERVOIR | I | 999 | RESERVOIR | 5 | SABINE | 0 | SURFACE WATER | 1 | NO WATER QUALITY IMPROVEMENTS |  | 5305 | 1 | Toledo Bend project | 108 | NORTH TEXAS MWD | C | WWP | WWP | N/A | N/A | This cost is for Phase I | Y | 2010 | 2050 | 0 | 0 | 0 | 0 | 146038000 | 146038000 | 929822000 | 30 | 1841 | MILLIGAN WSC | C | WUG | MUNICIPAL | 4257 | UTILITY | C | 43 | COLLIN | 0 | 0 | 0 | 0 | 0 | 0 | N
308 | TOLEDO BEND PROJECT | Toledo Bend project (Region I entities responsible for 20 percent of cost) | C | 5 | EXISTING SOURCE OR EXPANDED USE OF AN EXISTING SOURCE (SURFACE WATER OR GROUNDWATER) | 5 | OTHER SURFACE WATER | 2 | PIPELINE |  | 1242 | 566 | TOLEDO BEND LAKE/RESERVOIR | I | 999 | RESERVOIR | 5 | SABINE | 0 | SURFACE WATER | 1 | NO WATER QUALITY IMPROVEMENTS |  | 5305 | 1 | Toledo Bend project | 108 | NORTH TEXAS MWD | C | WWP | WWP | N/A | N/A | This cost is for Phase I | Y | 2010 | 2050 | 0 | 0 | 0 | 0 | 146038000 | 146038000 | 929822000 | 30 | 1882 | MINING, COLLIN | C | WUG | MINING | 1003 | N/A | C | 43 | COLLIN | 0 | 0 | 0 | 0 | 0 | 0 | N
308 | TOLEDO BEND PROJECT | Toledo Bend project (Region I entities responsible for 20 percent of cost) | C | 5 | EXISTING SOURCE OR EXPANDED USE OF AN EXISTING SOURCE (SURFACE WATER OR GROUNDWATER) | 5 | OTHER SURFACE WATER | 2 | PIPELINE |  | 1242 | 566 | TOLEDO BEND LAKE/RESERVOIR | I | 999 | RESERVOIR | 5 | SABINE | 0 | SURFACE WATER | 1 | NO WATER QUALITY IMPROVEMENTS |  | 5305 | 1 | Toledo Bend project | 108 | NORTH TEXAS MWD | C | WWP | WWP | N/A | N/A | This cost is for Phase I | Y | 2050 | 2050 | 0 | 0 | 0 | 0 | 146038000 | 146038000 | 929822000 | 30 | 2091 | MT ZION WSC | C | WUG | MUNICIPAL | 4270 | UTILITY | C | 199 | ROCKWALL | 0 | 0 | 0 | 0 | 29 | 29 | N
308 | TOLEDO BEND PROJECT | Toledo Bend project (Region I entities responsible for 20 percent of cost) | C | 5 | EXISTING SOURCE OR EXPANDED USE OF AN EXISTING SOURCE (SURFACE WATER OR GROUNDWATER) | 5 | OTHER SURFACE WATER | 2 | PIPELINE |  | 1242 | 566 | TOLEDO BEND LAKE/RESERVOIR | I | 999 | RESERVOIR | 5 | SABINE | 0 | SURFACE WATER | 1 | NO WATER QUALITY IMPROVEMENTS |  | 5305 | 1 | Toledo Bend project | 108 | NORTH TEXAS MWD | C | WWP | WWP | N/A | N/A | This cost is for Phase I | Y | 2050 | 2050 | 0 | 0 | 0 | 0 | 146038000 | 146038000 | 929822000 | 30 | 2096 | MURPHY | C | WUG | MUNICIPAL | 724 | CITY | C | 43 | COLLIN | 0 | 0 | 0 | 0 | 599 | 599 | N
308 | TOLEDO BEND PROJECT | Toledo Bend project (Region I entities responsible for 20 percent of cost) | C | 5 | EXISTING SOURCE OR EXPANDED USE OF AN EXISTING SOURCE (SURFACE WATER OR GROUNDWATER) | 5 | OTHER SURFACE WATER | 2 | PIPELINE |  | 1242 | 566 | TOLEDO BEND LAKE/RESERVOIR | I | 999 | RESERVOIR | 5 | SABINE | 0 | SURFACE WATER | 1 | NO WATER QUALITY IMPROVEMENTS |  | 5305 | 1 | Toledo Bend project | 108 | NORTH TEXAS MWD | C | WWP | WWP | N/A | N/A | This cost is for Phase I | Y | 2050 | 2050 | 0 | 0 | 0 | 0 | 146038000 | 146038000 | 929822000 | 30 | 2107 | NEVADA | C | WUG | MUNICIPAL | 1045 | CITY | C | 43 | COLLIN | 0 | 0 | 0 | 0 | 149 | 372 | N
308 | TOLEDO BEND PROJECT | Toledo Bend project (Region I entities responsible for 20 percent of cost) | C | 5 | EXISTING SOURCE OR EXPANDED USE OF AN EXISTING SOURCE (SURFACE WATER OR GROUNDWATER) | 5 | OTHER SURFACE WATER | 2 | PIPELINE |  | 1242 | 566 | TOLEDO BEND LAKE/RESERVOIR | I | 999 | RESERVOIR | 5 | SABINE | 0 | SURFACE WATER | 1 | NO WATER QUALITY IMPROVEMENTS |  | 5305 | 1 | Toledo Bend project | 108 | NORTH TEXAS MWD | C | WWP | WWP | N/A | N/A | This cost is for Phase I | Y | 2050 | 2050 | 0 | 0 | 0 | 0 | 146038000 | 146038000 | 929822000 | 30 | 2114 | NEW HOPE | C | WUG | MUNICIPAL | 923 | CITY | C | 43 | COLLIN | 0 | 0 | 0 | 0 | 100 | 222 | N
308 | TOLEDO BEND PROJECT | Toledo Bend project (Region I entities responsible for 20 percent of cost) | C | 5 | EXISTING SOURCE OR EXPANDED USE OF AN EXISTING SOURCE (SURFACE WATER OR GROUNDWATER) | 5 | OTHER SURFACE WATER | 2 | PIPELINE |  | 1242 | 566 | TOLEDO BEND LAKE/RESERVOIR | I | 999 | RESERVOIR | 5 | SABINE | 0 | SURFACE WATER | 1 | NO WATER QUALITY IMPROVEMENTS |  | 5305 | 1 | Toledo Bend project | 108 | NORTH TEXAS MWD | C | WWP | WWP | N/A | N/A | This cost is for Phase I | Y | 2050 | 2050 | 0 | 0 | 0 | 0 | 146038000 | 146038000 | 929822000 | 30 | 2133 | NORTH COLLIN WSC | C | WUG | MUNICIPAL | 4278 | UTILITY | C | 43 | COLLIN | 0 | 0 | 0 | 0 | 117 | 134 | N
308 | TOLEDO BEND PROJECT | Toledo Bend project (Region I entities responsible for 20 percent of cost) | C | 5 | EXISTING SOURCE OR EXPANDED USE OF AN EXISTING SOURCE (SURFACE WATER OR GROUNDWATER) | 5 | OTHER SURFACE WATER | 2 | PIPELINE |  | 1242 | 566 | TOLEDO BEND LAKE/RESERVOIR | I | 999 | RESERVOIR | 5 | SABINE | 0 | SURFACE WATER | 1 | NO WATER QUALITY IMPROVEMENTS |  | 5305 | 1 | Toledo Bend project | 108 | NORTH TEXAS MWD | C | WWP | WWP | N/A | N/A | This cost is for Phase I | Y | 2050 | 2050 | 0 | 0 | 0 | 0 | 146038000 | 146038000 | 929822000 | 30 | 108 | NORTH TEXAS MWD - FUTURE CUSTOMER/SURPLUS SUPPLY | C | WWP | MUNICIPAL | N/A | N/A | C | 43 | COLLIN | 0 | 0 | 0 | 0 | 153201 | 148988 | N
308 | TOLEDO BEND PROJECT | Toledo Bend project (Region I entities responsible for 20 percent of cost) | C | 5 | EXISTING SOURCE OR EXPANDED USE OF AN EXISTING SOURCE (SURFACE WATER OR GROUNDWATER) | 5 | OTHER SURFACE WATER | 2 | PIPELINE |  | 1242 | 566 | TOLEDO BEND LAKE/RESERVOIR | I | 999 | RESERVOIR | 5 | SABINE | 0 | SURFACE WATER | 1 | NO WATER QUALITY IMPROVEMENTS |  | 5305 | 1 | Toledo Bend project | 108 | NORTH TEXAS MWD | C | WWP | WWP | N/A | N/A | This cost is for Phase I | Y | 2010 | 2050 | 0 | 0 | 0 | 0 | 146038000 | 146038000 | 929822000 | 30 | 2145 | OAK GROVE | C | WUG | MUNICIPAL | 928 | CITY | C | 129 | KAUFMAN | 0 | 0 | 0 | 0 | 0 | 0 | N
308 | TOLEDO BEND PROJECT | Toledo Bend project (Region I entities responsible for 20 percent of cost) | C | 5 | EXISTING SOURCE OR EXPANDED USE OF AN EXISTING SOURCE (SURFACE WATER OR GROUNDWATER) | 5 | OTHER SURFACE WATER | 2 | PIPELINE |  | 1242 | 566 | TOLEDO BEND LAKE/RESERVOIR | I | 999 | RESERVOIR | 5 | SABINE | 0 | SURFACE WATER | 1 | NO WATER QUALITY IMPROVEMENTS |  | 5305 | 1 | Toledo Bend project | 108 | NORTH TEXAS MWD | C | WWP | WWP | N/A | N/A | This cost is for Phase I | Y | 2050 | 2050 | 0 | 0 | 0 | 0 | 146038000 | 146038000 | 929822000 | 30 | 2179 | PARKER | C | WUG | MUNICIPAL | 733 | CITY | C | 43 | COLLIN | 0 | 0 | 0 | 0 | 1000 | 1368 | N
308 | TOLEDO BEND PROJECT | Toledo Bend project (Region I entities responsible for 20 percent of cost) | C | 5 | EXISTING SOURCE OR EXPANDED USE OF AN EXISTING SOURCE (SURFACE WATER OR GROUNDWATER) | 5 | OTHER SURFACE WATER | 2 | PIPELINE |  | 1242 | 566 | TOLEDO BEND LAKE/RESERVOIR | I | 999 | RESERVOIR | 5 | SABINE | 0 | SURFACE WATER | 1 | NO WATER QUALITY IMPROVEMENTS |  | 5305 | 1 | Toledo Bend project | 108 | NORTH TEXAS MWD | C | WWP | WWP | N/A | N/A | This cost is for Phase I | Y | 2050 | 2050 | 0 | 0 | 0 | 0 | 146038000 | 146038000 | 929822000 | 30 | 2208 | PLANO | C | WUG | MUNICIPAL | 472 | CITY | C | 43 | COLLIN | 0 | 0 | 0 | 0 | 5333 | 5351 | N
308 | TOLEDO BEND PROJECT | Toledo Bend project (Region I entities responsible for 20 percent of cost) | C | 5 | EXISTING SOURCE OR EXPANDED USE OF AN EXISTING SOURCE (SURFACE WATER OR GROUNDWATER) | 5 | OTHER SURFACE WATER | 2 | PIPELINE |  | 1242 | 566 | TOLEDO BEND LAKE/RESERVOIR | I | 999 | RESERVOIR | 5 | SABINE | 0 | SURFACE WATER | 1 | NO WATER QUALITY IMPROVEMENTS |  | 5305 | 1 | Toledo Bend project | 108 | NORTH TEXAS MWD | C | WWP | WWP | N/A | N/A | This cost is for Phase I | Y | 2050 | 2050 | 0 | 0 | 0 | 0 | 146038000 | 146038000 | 929822000 | 30 | 2208 | PLANO | C | WUG | MUNICIPAL | 472 | CITY | C | 61 | DENTON | 0 | 0 | 0 | 0 | 153 | 153 | N
308 | TOLEDO BEND PROJECT | Toledo Bend project (Region I entities responsible for 20 percent of cost) | C | 5 | EXISTING SOURCE OR EXPANDED USE OF AN EXISTING SOURCE (SURFACE WATER OR GROUNDWATER) | 5 | OTHER SURFACE WATER | 2 | PIPELINE |  | 1242 | 566 | TOLEDO BEND LAKE/RESERVOIR | I | 999 | RESERVOIR | 5 | SABINE | 0 | SURFACE WATER | 1 | NO WATER QUALITY IMPROVEMENTS |  | 5305 | 1 | Toledo Bend project | 108 | NORTH TEXAS MWD | C | WWP | WWP | N/A | N/A | This cost is for Phase I | Y | 2050 | 2050 | 0 | 0 | 0 | 0 | 146038000 | 146038000 | 929822000 | 30 | 2681 | POST OAK BEND CITY | C | WUG | MUNICIPAL | 1086 | CITY | C | 129 | KAUFMAN | 0 | 0 | 0 | 0 | 44 | 73 | N
308 | TOLEDO BEND PROJECT | Toledo Bend project (Region I entities responsible for 20 percent of cost) | C | 5 | EXISTING SOURCE OR EXPANDED USE OF AN EXISTING SOURCE (SURFACE WATER OR GROUNDWATER) | 5 | OTHER SURFACE WATER | 2 | PIPELINE |  | 1242 | 566 | TOLEDO BEND LAKE/RESERVOIR | I | 999 | RESERVOIR | 5 | SABINE | 0 | SURFACE WATER | 1 | NO WATER QUALITY IMPROVEMENTS |  | 5305 | 1 | Toledo Bend project | 108 | NORTH TEXAS MWD | C | WWP | WWP | N/A | N/A | This cost is for Phase I | Y | 2050 | 2050 | 0 | 0 | 0 | 0 | 146038000 | 146038000 | 929822000 | 30 | 2236 | PRINCETON | C | BOTH | MUNICIPAL | 487 | CITY | C | 43 | COLLIN | 0 | 0 | 0 | 0 | 761 | 1141 | N
308 | TOLEDO BEND PROJECT | Toledo Bend project (Region I entities responsible for 20 percent of cost) | C | 5 | EXISTING SOURCE OR EXPANDED USE OF AN EXISTING SOURCE (SURFACE WATER OR GROUNDWATER) | 5 | OTHER SURFACE WATER | 2 | PIPELINE |  | 1242 | 566 | TOLEDO BEND LAKE/RESERVOIR | I | 999 | RESERVOIR | 5 | SABINE | 0 | SURFACE WATER | 1 | NO WATER QUALITY IMPROVEMENTS |  | 5305 | 1 | Toledo Bend project | 108 | NORTH TEXAS MWD | C | WWP | WWP | N/A | N/A | This cost is for Phase I | Y | 2050 | 2050 | 0 | 0 | 0 | 0 | 146038000 | 146038000 | 929822000 | 30 | 2239 | PROSPER | C | WUG | MUNICIPAL | 799 | CITY | C | 43 | COLLIN | 0 | 0 | 0 | 0 | 571 | 605 | N
308 | TOLEDO BEND PROJECT | Toledo Bend project (Region I entities responsible for 20 percent of cost) | C | 5 | EXISTING SOURCE OR EXPANDED USE OF AN EXISTING SOURCE (SURFACE WATER OR GROUNDWATER) | 5 | OTHER SURFACE WATER | 2 | PIPELINE |  | 1242 | 566 | TOLEDO BEND LAKE/RESERVOIR | I | 999 | RESERVOIR | 5 | SABINE | 0 | SURFACE WATER | 1 | NO WATER QUALITY IMPROVEMENTS |  | 5305 | 1 | Toledo Bend project | 108 | NORTH TEXAS MWD | C | WWP | WWP | N/A | N/A | This cost is for Phase I | Y | 2050 | 2050 | 0 | 0 | 0 | 0 | 146038000 | 146038000 | 929822000 | 30 | 2239 | PROSPER | C | WUG | MUNICIPAL | 799 | CITY | C | 61 | DENTON | 0 | 0 | 0 | 0 | 279 | 302 | N
308 | TOLEDO BEND PROJECT | Toledo Bend project (Region I entities responsible for 20 percent of cost) | C | 5 | EXISTING SOURCE OR EXPANDED USE OF AN EXISTING SOURCE (SURFACE WATER OR GROUNDWATER) | 5 | OTHER SURFACE WATER | 2 | PIPELINE |  | 1242 | 566 | TOLEDO BEND LAKE/RESERVOIR | I | 999 | RESERVOIR | 5 | SABINE | 0 | SURFACE WATER | 1 | NO WATER QUALITY IMPROVEMENTS |  | 5305 | 1 | Toledo Bend project | 108 | NORTH TEXAS MWD | C | WWP | WWP | N/A | N/A | This cost is for Phase I | Y | 2050 | 2050 | 0 | 0 | 0 | 0 | 146038000 | 146038000 | 929822000 | 30 | 2245 | R-C-H WSC | C | WUG | MUNICIPAL | 4313 | UTILITY | C | 199 | ROCKWALL | 0 | 0 | 0 | 0 | 62 | 62 | N
308 | TOLEDO BEND PROJECT | Toledo Bend project (Region I entities responsible for 20 percent of cost) | C | 5 | EXISTING SOURCE OR EXPANDED USE OF AN EXISTING SOURCE (SURFACE WATER OR GROUNDWATER) | 5 | OTHER SURFACE WATER | 2 | PIPELINE |  | 1242 | 566 | TOLEDO BEND LAKE/RESERVOIR | I | 999 | RESERVOIR | 5 | SABINE | 0 | SURFACE WATER | 1 | NO WATER QUALITY IMPROVEMENTS |  | 5305 | 1 | Toledo Bend project | 108 | NORTH TEXAS MWD | C | WWP | WWP | N/A | N/A | This cost is for Phase I | Y | 2050 | 2050 | 0 | 0 | 0 | 0 | 146038000 | 146038000 | 929822000 | 30 | 2264 | RICHARDSON | C | WUG | MUNICIPAL | 498 | CITY | C | 43 | COLLIN | 0 | 0 | 0 | 0 | 701 | 704 | N
308 | TOLEDO BEND PROJECT | Toledo Bend project (Region I entities responsible for 20 percent of cost) | C | 5 | EXISTING SOURCE OR EXPANDED USE OF AN EXISTING SOURCE (SURFACE WATER OR GROUNDWATER) | 5 | OTHER SURFACE WATER | 2 | PIPELINE |  | 1242 | 566 | TOLEDO BEND LAKE/RESERVOIR | I | 999 | RESERVOIR | 5 | SABINE | 0 | SURFACE WATER | 1 | NO WATER QUALITY IMPROVEMENTS |  | 5305 | 1 | Toledo Bend project | 108 | NORTH TEXAS MWD | C | WWP | WWP | N/A | N/A | This cost is for Phase I | Y | 2050 | 2050 | 0 | 0 | 0 | 0 | 146038000 | 146038000 | 929822000 | 30 | 2264 | RICHARDSON | C | WUG | MUNICIPAL | 498 | CITY | C | 57 | DALLAS | 0 | 0 | 0 | 0 | 1692 | 1697 | N
308 | TOLEDO BEND PROJECT | Toledo Bend project (Region I entities responsible for 20 percent of cost) | C | 5 | EXISTING SOURCE OR EXPANDED USE OF AN EXISTING SOURCE (SURFACE WATER OR GROUNDWATER) | 5 | OTHER SURFACE WATER | 2 | PIPELINE |  | 1242 | 566 | TOLEDO BEND LAKE/RESERVOIR | I | 999 | RESERVOIR | 5 | SABINE | 0 | SURFACE WATER | 1 | NO WATER QUALITY IMPROVEMENTS |  | 5305 | 1 | Toledo Bend project | 108 | NORTH TEXAS MWD | C | WWP | WWP | N/A | N/A | This cost is for Phase I | Y | 2050 | 2050 | 0 | 0 | 0 | 0 | 146038000 | 146038000 | 929822000 | 30 | 122 | ROCKWALL | C | BOTH | MUNICIPAL | 513 | CITY | C | 199 | ROCKWALL | 0 | 0 | 0 | 0 | 1811 | 1811 | N
308 | TOLEDO BEND PROJECT | Toledo Bend project (Region I entities responsible for 20 percent of cost) | C | 5 | EXISTING SOURCE OR EXPANDED USE OF AN EXISTING SOURCE (SURFACE WATER OR GROUNDWATER) | 5 | OTHER SURFACE WATER | 2 | PIPELINE |  | 1242 | 566 | TOLEDO BEND LAKE/RESERVOIR | I | 999 | RESERVOIR | 5 | SABINE | 0 | SURFACE WATER | 1 | NO WATER QUALITY IMPROVEMENTS |  | 5305 | 1 | Toledo Bend project | 108 | NORTH TEXAS MWD | C | WWP | WWP | N/A | N/A | This cost is for Phase I | Y | 2050 | 2050 | 0 | 0 | 0 | 0 | 146038000 | 146038000 | 929822000 | 30 | 2302 | ROWLETT | C | WUG | MUNICIPAL | 521 | CITY | C | 57 | DALLAS | 0 | 0 | 0 | 0 | 1114 | 1181 | N
308 | TOLEDO BEND PROJECT | Toledo Bend project (Region I entities responsible for 20 percent of cost) | C | 5 | EXISTING SOURCE OR EXPANDED USE OF AN EXISTING SOURCE (SURFACE WATER OR GROUNDWATER) | 5 | OTHER SURFACE WATER | 2 | PIPELINE |  | 1242 | 566 | TOLEDO BEND LAKE/RESERVOIR | I | 999 | RESERVOIR | 5 | SABINE | 0 | SURFACE WATER | 1 | NO WATER QUALITY IMPROVEMENTS |  | 5305 | 1 | Toledo Bend project | 108 | NORTH TEXAS MWD | C | WWP | WWP | N/A | N/A | This cost is for Phase I | Y | 2050 | 2050 | 0 | 0 | 0 | 0 | 146038000 | 146038000 | 929822000 | 30 | 2302 | ROWLETT | C | WUG | MUNICIPAL | 521 | CITY | C | 199 | ROCKWALL | 0 | 0 | 0 | 0 | 100 | 100 | N
308 | TOLEDO BEND PROJECT | Toledo Bend project (Region I entities responsible for 20 percent of cost) | C | 5 | EXISTING SOURCE OR EXPANDED USE OF AN EXISTING SOURCE (SURFACE WATER OR GROUNDWATER) | 5 | OTHER SURFACE WATER | 2 | PIPELINE |  | 1242 | 566 | TOLEDO BEND LAKE/RESERVOIR | I | 999 | RESERVOIR | 5 | SABINE | 0 | SURFACE WATER | 1 | NO WATER QUALITY IMPROVEMENTS |  | 5305 | 1 | Toledo Bend project | 108 | NORTH TEXAS MWD | C | WWP | WWP | N/A | N/A | This cost is for Phase I | Y | 2050 | 2050 | 0 | 0 | 0 | 0 | 146038000 | 146038000 | 929822000 | 30 | 2304 | ROYSE CITY | C | WUG | MUNICIPAL | 522 | CITY | C | 43 | COLLIN | 0 | 0 | 0 | 0 | 231 | 298 | N
308 | TOLEDO BEND PROJECT | Toledo Bend project (Region I entities responsible for 20 percent of cost) | C | 5 | EXISTING SOURCE OR EXPANDED USE OF AN EXISTING SOURCE (SURFACE WATER OR GROUNDWATER) | 5 | OTHER SURFACE WATER | 2 | PIPELINE |  | 1242 | 566 | TOLEDO BEND LAKE/RESERVOIR | I | 999 | RESERVOIR | 5 | SABINE | 0 | SURFACE WATER | 1 | NO WATER QUALITY IMPROVEMENTS |  | 5305 | 1 | Toledo Bend project | 108 | NORTH TEXAS MWD | C | WWP | WWP | N/A | N/A | This cost is for Phase I | Y | 2050 | 2050 | 0 | 0 | 0 | 0 | 146038000 | 146038000 | 929822000 | 30 | 2304 | ROYSE CITY | C | WUG | MUNICIPAL | 522 | CITY | C | 199 | ROCKWALL | 0 | 0 | 0 | 0 | 428 | 498 | N
308 | TOLEDO BEND PROJECT | Toledo Bend project (Region I entities responsible for 20 percent of cost) | C | 5 | EXISTING SOURCE OR EXPANDED USE OF AN EXISTING SOURCE (SURFACE WATER OR GROUNDWATER) | 5 | OTHER SURFACE WATER | 2 | PIPELINE |  | 1242 | 566 | TOLEDO BEND LAKE/RESERVOIR | I | 999 | RESERVOIR | 5 | SABINE | 0 | SURFACE WATER | 1 | NO WATER QUALITY IMPROVEMENTS |  | 5305 | 1 | Toledo Bend project | 108 | NORTH TEXAS MWD | C | WWP | WWP | N/A | N/A | This cost is for Phase I | Y | 2050 | 2050 | 0 | 0 | 0 | 0 | 146038000 | 146038000 | 929822000 | 30 | 2311 | SACHSE | C | WUG | MUNICIPAL | 742 | CITY | C | 43 | COLLIN | 0 | 0 | 0 | 0 | 90 | 90 | N
308 | TOLEDO BEND PROJECT | Toledo Bend project (Region I entities responsible for 20 percent of cost) | C | 5 | EXISTING SOURCE OR EXPANDED USE OF AN EXISTING SOURCE (SURFACE WATER OR GROUNDWATER) | 5 | OTHER SURFACE WATER | 2 | PIPELINE |  | 1242 | 566 | TOLEDO BEND LAKE/RESERVOIR | I | 999 | RESERVOIR | 5 | SABINE | 0 | SURFACE WATER | 1 | NO WATER QUALITY IMPROVEMENTS |  | 5305 | 1 | Toledo Bend project | 108 | NORTH TEXAS MWD | C | WWP | WWP | N/A | N/A | This cost is for Phase I | Y | 2050 | 2050 | 0 | 0 | 0 | 0 | 146038000 | 146038000 | 929822000 | 30 | 2311 | SACHSE | C | WUG | MUNICIPAL | 742 | CITY | C | 57 | DALLAS | 0 | 0 | 0 | 0 | 288 | 290 | N
308 | TOLEDO BEND PROJECT | Toledo Bend project (Region I entities responsible for 20 percent of cost) | C | 5 | EXISTING SOURCE OR EXPANDED USE OF AN EXISTING SOURCE (SURFACE WATER OR GROUNDWATER) | 5 | OTHER SURFACE WATER | 2 | PIPELINE |  | 1242 | 566 | TOLEDO BEND LAKE/RESERVOIR | I | 999 | RESERVOIR | 5 | SABINE | 0 | SURFACE WATER | 1 | NO WATER QUALITY IMPROVEMENTS |  | 5305 | 1 | Toledo Bend project | 108 | NORTH TEXAS MWD | C | WWP | WWP | N/A | N/A | This cost is for Phase I | Y | 2050 | 2050 | 0 | 0 | 0 | 0 | 146038000 | 146038000 | 929822000 | 30 | 2314 | SAINT PAUL | C | WUG | MUNICIPAL | 1072 | CITY | C | 43 | COLLIN | 0 | 0 | 0 | 0 | 122 | 128 | N
308 | TOLEDO BEND PROJECT | Toledo Bend project (Region I entities responsible for 20 percent of cost) | C | 5 | EXISTING SOURCE OR EXPANDED USE OF AN EXISTING SOURCE (SURFACE WATER OR GROUNDWATER) | 5 | OTHER SURFACE WATER | 2 | PIPELINE |  | 1242 | 566 | TOLEDO BEND LAKE/RESERVOIR | I | 999 | RESERVOIR | 5 | SABINE | 0 | SURFACE WATER | 1 | NO WATER QUALITY IMPROVEMENTS |  | 5305 | 1 | Toledo Bend project | 108 | NORTH TEXAS MWD | C | WWP | WWP | N/A | N/A | This cost is for Phase I | Y | 2010 | 2050 | 0 | 0 | 0 | 0 | 146038000 | 146038000 | 929822000 | 30 | 2683 | SCURRY | C | WUG | MUNICIPAL | 1088 | CITY | C | 129 | KAUFMAN | 0 | 0 | 0 | 0 | 0 | 0 | N
308 | TOLEDO BEND PROJECT | Toledo Bend project (Region I entities responsible for 20 percent of cost) | C | 5 | EXISTING SOURCE OR EXPANDED USE OF AN EXISTING SOURCE (SURFACE WATER OR GROUNDWATER) | 5 | OTHER SURFACE WATER | 2 | PIPELINE |  | 1242 | 566 | TOLEDO BEND LAKE/RESERVOIR | I | 999 | RESERVOIR | 5 | SABINE | 0 | SURFACE WATER | 1 | NO WATER QUALITY IMPROVEMENTS |  | 5305 | 1 | Toledo Bend project | 108 | NORTH TEXAS MWD | C | WWP | WWP | N/A | N/A | This cost is for Phase I | Y | 2050 | 2050 | 0 | 0 | 0 | 0 | 146038000 | 146038000 | 929822000 | 30 | 2376 | SOUTH GRAYSON WSC | C | WUG | MUNICIPAL | 4336 | UTILITY | C | 91 | GRAYSON | 0 | 0 | 0 | 0 | 19 | 17 | N
308 | TOLEDO BEND PROJECT | Toledo Bend project (Region I entities responsible for 20 percent of cost) | C | 5 | EXISTING SOURCE OR EXPANDED USE OF AN EXISTING SOURCE (SURFACE WATER OR GROUNDWATER) | 5 | OTHER SURFACE WATER | 2 | PIPELINE |  | 1242 | 566 | TOLEDO BEND LAKE/RESERVOIR | I | 999 | RESERVOIR | 5 | SABINE | 0 | SURFACE WATER | 1 | NO WATER QUALITY IMPROVEMENTS |  | 5305 | 1 | Toledo Bend project | 108 | NORTH TEXAS MWD | C | WWP | WWP | N/A | N/A | This cost is for Phase I | Y | 2050 | 2050 | 0 | 0 | 0 | 0 | 146038000 | 146038000 | 929822000 | 30 | 2413 | STEAM ELECTRIC POWER, COLLIN | C | WUG | STEAM ELECTRIC | 1002 | N/A | C | 43 | COLLIN | 0 | 0 | 0 | 0 | 320 | 367 | N
308 | TOLEDO BEND PROJECT | Toledo Bend project (Region I entities responsible for 20 percent of cost) | C | 5 | EXISTING SOURCE OR EXPANDED USE OF AN EXISTING SOURCE (SURFACE WATER OR GROUNDWATER) | 5 | OTHER SURFACE WATER | 2 | PIPELINE |  | 1242 | 566 | TOLEDO BEND LAKE/RESERVOIR | I | 999 | RESERVOIR | 5 | SABINE | 0 | SURFACE WATER | 1 | NO WATER QUALITY IMPROVEMENTS |  | 5305 | 1 | Toledo Bend project | 108 | NORTH TEXAS MWD | C | WWP | WWP | N/A | N/A | This cost is for Phase I | Y | 2010 | 2050 | 0 | 0 | 0 | 0 | 146038000 | 146038000 | 929822000 | 30 | 2415 | STEAM ELECTRIC POWER, DALLAS | C | WUG | STEAM ELECTRIC | 1002 | N/A | C | 57 | DALLAS | 0 | 0 | 0 | 0 | 0 | 0 | N
308 | TOLEDO BEND PROJECT | Toledo Bend project (Region I entities responsible for 20 percent of cost) | C | 5 | EXISTING SOURCE OR EXPANDED USE OF AN EXISTING SOURCE (SURFACE WATER OR GROUNDWATER) | 5 | OTHER SURFACE WATER | 2 | PIPELINE |  | 1242 | 566 | TOLEDO BEND LAKE/RESERVOIR | I | 999 | RESERVOIR | 5 | SABINE | 0 | SURFACE WATER | 1 | NO WATER QUALITY IMPROVEMENTS |  | 5305 | 1 | Toledo Bend project | 108 | NORTH TEXAS MWD | C | WWP | WWP | N/A | N/A | This cost is for Phase I | Y | 2050 | 2050 | 0 | 0 | 0 | 0 | 146038000 | 146038000 | 929822000 | 30 | 2443 | STEAM ELECTRIC POWER, KAUFMAN | C | WUG | STEAM ELECTRIC | 1002 | N/A | C | 129 | KAUFMAN | 0 | 0 | 0 | 0 | 96 | 96 | N
308 | TOLEDO BEND PROJECT | Toledo Bend project (Region I entities responsible for 20 percent of cost) | C | 5 | EXISTING SOURCE OR EXPANDED USE OF AN EXISTING SOURCE (SURFACE WATER OR GROUNDWATER) | 5 | OTHER SURFACE WATER | 2 | PIPELINE |  | 1242 | 566 | TOLEDO BEND LAKE/RESERVOIR | I | 999 | RESERVOIR | 5 | SABINE | 0 | SURFACE WATER | 1 | NO WATER QUALITY IMPROVEMENTS |  | 5305 | 1 | Toledo Bend project | 108 | NORTH TEXAS MWD | C | WWP | WWP | N/A | N/A | This cost is for Phase I | Y | 2050 | 2050 | 0 | 0 | 0 | 0 | 146038000 | 146038000 | 929822000 | 30 | 2498 | SUNNYVALE | C | WUG | MUNICIPAL | 749 | CITY | C | 57 | DALLAS | 0 | 0 | 0 | 0 | 319 | 326 | N
308 | TOLEDO BEND PROJECT | Toledo Bend project (Region I entities responsible for 20 percent of cost) | C | 5 | EXISTING SOURCE OR EXPANDED USE OF AN EXISTING SOURCE (SURFACE WATER OR GROUNDWATER) | 5 | OTHER SURFACE WATER | 2 | PIPELINE |  | 1242 | 566 | TOLEDO BEND LAKE/RESERVOIR | I | 999 | RESERVOIR | 5 | SABINE | 0 | SURFACE WATER | 1 | NO WATER QUALITY IMPROVEMENTS |  | 5305 | 1 | Toledo Bend project | 108 | NORTH TEXAS MWD | C | WWP | WWP | N/A | N/A | This cost is for Phase I | Y | 2050 | 2050 | 0 | 0 | 0 | 0 | 146038000 | 146038000 | 929822000 | 30 | 2507 | TALTY | C | WUG | MUNICIPAL | 1065 | CITY | C | 129 | KAUFMAN | 0 | 0 | 0 | 0 | 280 | 356 | N
308 | TOLEDO BEND PROJECT | Toledo Bend project (Region I entities responsible for 20 percent of cost) | C | 5 | EXISTING SOURCE OR EXPANDED USE OF AN EXISTING SOURCE (SURFACE WATER OR GROUNDWATER) | 5 | OTHER SURFACE WATER | 2 | PIPELINE |  | 1242 | 566 | TOLEDO BEND LAKE/RESERVOIR | I | 999 | RESERVOIR | 5 | SABINE | 0 | SURFACE WATER | 1 | NO WATER QUALITY IMPROVEMENTS |  | 5305 | 1 | Toledo Bend project | 108 | NORTH TEXAS MWD | C | WWP | WWP | N/A | N/A | This cost is for Phase I | Y | 2050 | 2050 | 0 | 0 | 0 | 0 | 146038000 | 146038000 | 929822000 | 30 | 139 | TERRELL | C | BOTH | MUNICIPAL | 599 | CITY | C | 129 | KAUFMAN | 0 | 0 | 0 | 0 | 1452 | 1653 | N
308 | TOLEDO BEND PROJECT | Toledo Bend project (Region I entities responsible for 20 percent of cost) | C | 5 | EXISTING SOURCE OR EXPANDED USE OF AN EXISTING SOURCE (SURFACE WATER OR GROUNDWATER) | 5 | OTHER SURFACE WATER | 2 | PIPELINE |  | 1242 | 566 | TOLEDO BEND LAKE/RESERVOIR | I | 999 | RESERVOIR | 5 | SABINE | 0 | SURFACE WATER | 1 | NO WATER QUALITY IMPROVEMENTS |  | 5305 | 1 | Toledo Bend project | 108 | NORTH TEXAS MWD | C | WWP | WWP | N/A | N/A | This cost is for Phase I | Y | 2050 | 2050 | 0 | 0 | 0 | 0 | 146038000 | 146038000 | 929822000 | 30 | 2518 | THE COLONY | C | WUG | MUNICIPAL | 752 | CITY | C | 61 | DENTON | 0 | 0 | 0 | 0 | 67 | 68 | N
308 | TOLEDO BEND PROJECT | Toledo Bend project (Region I entities responsible for 20 percent of cost) | C | 5 | EXISTING SOURCE OR EXPANDED USE OF AN EXISTING SOURCE (SURFACE WATER OR GROUNDWATER) | 5 | OTHER SURFACE WATER | 2 | PIPELINE |  | 1242 | 566 | TOLEDO BEND LAKE/RESERVOIR | I | 999 | RESERVOIR | 5 | SABINE | 0 | SURFACE WATER | 1 | NO WATER QUALITY IMPROVEMENTS |  | 5305 | 1 | Toledo Bend project | 108 | NORTH TEXAS MWD | C | WWP | WWP | N/A | N/A | This cost is for Phase I | Y | 2050 | 2050 | 0 | 0 | 0 | 0 | 146038000 | 146038000 | 929822000 | 30 | 2562 | VAN ALSTYNE | C | WUG | MUNICIPAL | 619 | CITY | C | 91 | GRAYSON | 0 | 0 | 0 | 0 | 192 | 201 | N
308 | TOLEDO BEND PROJECT | Toledo Bend project (Region I entities responsible for 20 percent of cost) | C | 5 | EXISTING SOURCE OR EXPANDED USE OF AN EXISTING SOURCE (SURFACE WATER OR GROUNDWATER) | 5 | OTHER SURFACE WATER | 2 | PIPELINE |  | 1242 | 566 | TOLEDO BEND LAKE/RESERVOIR | I | 999 | RESERVOIR | 5 | SABINE | 0 | SURFACE WATER | 1 | NO WATER QUALITY IMPROVEMENTS |  | 5305 | 1 | Toledo Bend project | 108 | NORTH TEXAS MWD | C | WWP | WWP | N/A | N/A | This cost is for Phase I | Y | 2050 | 2050 | 0 | 0 | 0 | 0 | 146038000 | 146038000 | 929822000 | 30 | 2606 | WESTON | C | WUG | MUNICIPAL | 1069 | CITY | C | 43 | COLLIN | 0 | 0 | 0 | 0 | 1321 | 2068 | N
308 | TOLEDO BEND PROJECT | Toledo Bend project (Region I entities responsible for 20 percent of cost) | C | 5 | EXISTING SOURCE OR EXPANDED USE OF AN EXISTING SOURCE (SURFACE WATER OR GROUNDWATER) | 5 | OTHER SURFACE WATER | 2 | PIPELINE |  | 1242 | 566 | TOLEDO BEND LAKE/RESERVOIR | I | 999 | RESERVOIR | 5 | SABINE | 0 | SURFACE WATER | 1 | NO WATER QUALITY IMPROVEMENTS |  | 5305 | 1 | Toledo Bend project | 108 | NORTH TEXAS MWD | C | WWP | WWP | N/A | N/A | This cost is for Phase I | Y | 2050 | 2050 | 0 | 0 | 0 | 0 | 146038000 | 146038000 | 929822000 | 30 | 2650 | WYLIE | C | WUG | MUNICIPAL | 669 | CITY | C | 43 | COLLIN | 0 | 0 | 0 | 0 | 709 | 720 | N
308 | TOLEDO BEND PROJECT | Toledo Bend project (Region I entities responsible for 20 percent of cost) | C | 5 | EXISTING SOURCE OR EXPANDED USE OF AN EXISTING SOURCE (SURFACE WATER OR GROUNDWATER) | 5 | OTHER SURFACE WATER | 2 | PIPELINE |  | 1242 | 566 | TOLEDO BEND LAKE/RESERVOIR | I | 999 | RESERVOIR | 5 | SABINE | 0 | SURFACE WATER | 1 | NO WATER QUALITY IMPROVEMENTS |  | 5305 | 1 | Toledo Bend project | 108 | NORTH TEXAS MWD | C | WWP | WWP | N/A | N/A | This cost is for Phase I | Y | 2050 | 2050 | 0 | 0 | 0 | 0 | 146038000 | 146038000 | 929822000 | 30 | 2650 | WYLIE | C | WUG | MUNICIPAL | 669 | CITY | C | 57 | DALLAS | 0 | 0 | 0 | 0 | 12 | 13 | N
308 | TOLEDO BEND PROJECT | Toledo Bend project (Region I entities responsible for 20 percent of cost) | C | 5 | EXISTING SOURCE OR EXPANDED USE OF AN EXISTING SOURCE (SURFACE WATER OR GROUNDWATER) | 5 | OTHER SURFACE WATER | 2 | PIPELINE |  | 1242 | 566 | TOLEDO BEND LAKE/RESERVOIR | I | 999 | RESERVOIR | 5 | SABINE | 0 | SURFACE WATER | 1 | NO WATER QUALITY IMPROVEMENTS |  | 5305 | 1 | Toledo Bend project | 108 | NORTH TEXAS MWD | C | WWP | WWP | N/A | N/A | This cost is for Phase I | Y | 2050 | 2050 | 0 | 0 | 0 | 0 | 146038000 | 146038000 | 929822000 | 30 | 2650 | WYLIE | C | WUG | MUNICIPAL | 669 | CITY | C | 199 | ROCKWALL | 0 | 0 | 0 | 0 | 20 | 20 | N
308 | TOLEDO BEND PROJECT | Toledo Bend project (Region I entities responsible for 20 percent of cost) | C | 5 | EXISTING SOURCE OR EXPANDED USE OF AN EXISTING SOURCE (SURFACE WATER OR GROUNDWATER) | 5 | OTHER SURFACE WATER | 2 | PIPELINE |  | 1242 | 566 | TOLEDO BEND LAKE/RESERVOIR | I | 999 | RESERVOIR | 5 | SABINE | 0 | SURFACE WATER | 1 | NO WATER QUALITY IMPROVEMENTS |  | 5305 | 1 | Toledo Bend project | 124 | SABINE RIVER AUTHORITY | I | WWP | WWP | N/A | N/A |  | Y | 2010 | 2050 | 0 | 0 | 0 | 0 | 59751911 | 59751911 | 475648000 | 30 | 164 | ABLES SPRINGS WSC | C | WUG | MUNICIPAL | 4001 | UTILITY | C | 129 | KAUFMAN | 0 | 0 | 0 | 0 | 0 | 0 | N
308 | TOLEDO BEND PROJECT | Toledo Bend project (Region I entities responsible for 20 percent of cost) | C | 5 | EXISTING SOURCE OR EXPANDED USE OF AN EXISTING SOURCE (SURFACE WATER OR GROUNDWATER) | 5 | OTHER SURFACE WATER | 2 | PIPELINE |  | 1242 | 566 | TOLEDO BEND LAKE/RESERVOIR | I | 999 | RESERVOIR | 5 | SABINE | 0 | SURFACE WATER | 1 | NO WATER QUALITY IMPROVEMENTS |  | 5305 | 1 | Toledo Bend project | 124 | SABINE RIVER AUTHORITY | I | WWP | WWP | N/A | N/A |  | Y | 2050 | 2050 | 0 | 0 | 0 | 0 | 59751911 | 59751911 | 475648000 | 30 | 124 | SABINE RIVER AUTHORITY - FUTURE CUSTOMER/SURPLUS SUPPLY | I | WWP | MUNICIPAL | N/A | N/A | C | 129 | KAUFMAN | 0 | 0 | 0 | 0 | 100000 | 100000 | N
308 | TOLEDO BEND PROJECT | Toledo Bend project (Region I entities responsible for 20 percent of cost) | C | 5 | EXISTING SOURCE OR EXPANDED USE OF AN EXISTING SOURCE (SURFACE WATER OR GROUNDWATER) | 5 | OTHER SURFACE WATER | 2 | PIPELINE |  | 1242 | 566 | TOLEDO BEND LAKE/RESERVOIR | I | 999 | RESERVOIR | 5 | SABINE | 0 | SURFACE WATER | 1 | NO WATER QUALITY IMPROVEMENTS |  | 5305 | 1 | Toledo Bend project | 138 | TARRANT REGIONAL WD | C | WWP | WWP | N/A | N/A |  | Y | 2050 | 2050 | 0 | 0 | 0 | 0 | 223424000 | 223424000 | 1000766000 | 30 | 178 | ALVARADO | G | WUG | MUNICIPAL | 12 | CITY | G | 126 | JOHNSON | 0 | 0 | 0 | 0 | 107 | 154 | N
308 | TOLEDO BEND PROJECT | Toledo Bend project (Region I entities responsible for 20 percent of cost) | C | 5 | EXISTING SOURCE OR EXPANDED USE OF AN EXISTING SOURCE (SURFACE WATER OR GROUNDWATER) | 5 | OTHER SURFACE WATER | 2 | PIPELINE |  | 1242 | 566 | TOLEDO BEND LAKE/RESERVOIR | I | 999 | RESERVOIR | 5 | SABINE | 0 | SURFACE WATER | 1 | NO WATER QUALITY IMPROVEMENTS |  | 5305 | 1 | Toledo Bend project | 138 | TARRANT REGIONAL WD | C | WWP | WWP | N/A | N/A |  | Y | 2050 | 2050 | 0 | 0 | 0 | 0 | 223424000 | 223424000 | 1000766000 | 30 | 188 | ANNETTA | C | WUG | MUNICIPAL | 814 | CITY | C | 184 | PARKER | 0 | 0 | 0 | 0 | 22 | 37 | N
308 | TOLEDO BEND PROJECT | Toledo Bend project (Region I entities responsible for 20 percent of cost) | C | 5 | EXISTING SOURCE OR EXPANDED USE OF AN EXISTING SOURCE (SURFACE WATER OR GROUNDWATER) | 5 | OTHER SURFACE WATER | 2 | PIPELINE |  | 1242 | 566 | TOLEDO BEND LAKE/RESERVOIR | I | 999 | RESERVOIR | 5 | SABINE | 0 | SURFACE WATER | 1 | NO WATER QUALITY IMPROVEMENTS |  | 5305 | 1 | Toledo Bend project | 138 | TARRANT REGIONAL WD | C | WWP | WWP | N/A | N/A |  | Y | 2050 | 2050 | 0 | 0 | 0 | 0 | 223424000 | 223424000 | 1000766000 | 30 | 200 | ARLINGTON | C | BOTH | MUNICIPAL | 25 | CITY | C | 220 | TARRANT | 0 | 0 | 0 | 0 | 12627 | 15314 | N
308 | TOLEDO BEND PROJECT | Toledo Bend project (Region I entities responsible for 20 percent of cost) | C | 5 | EXISTING SOURCE OR EXPANDED USE OF AN EXISTING SOURCE (SURFACE WATER OR GROUNDWATER) | 5 | OTHER SURFACE WATER | 2 | PIPELINE |  | 1242 | 566 | TOLEDO BEND LAKE/RESERVOIR | I | 999 | RESERVOIR | 5 | SABINE | 0 | SURFACE WATER | 1 | NO WATER QUALITY IMPROVEMENTS |  | 5305 | 1 | Toledo Bend project | 138 | TARRANT REGIONAL WD | C | WWP | WWP | N/A | N/A |  | Y | 2060 | 2060 | 0 | 0 | 0 | 0 | 223424000 | 223424000 | 1000766000 | 30 | 209 | AZLE | C | WUG | MUNICIPAL | 31 | CITY | C | 184 | PARKER | 0 | 0 | 0 | 0 | 0 | 12 | N
308 | TOLEDO BEND PROJECT | Toledo Bend project (Region I entities responsible for 20 percent of cost) | C | 5 | EXISTING SOURCE OR EXPANDED USE OF AN EXISTING SOURCE (SURFACE WATER OR GROUNDWATER) | 5 | OTHER SURFACE WATER | 2 | PIPELINE |  | 1242 | 566 | TOLEDO BEND LAKE/RESERVOIR | I | 999 | RESERVOIR | 5 | SABINE | 0 | SURFACE WATER | 1 | NO WATER QUALITY IMPROVEMENTS |  | 5305 | 1 | Toledo Bend project | 138 | TARRANT REGIONAL WD | C | WWP | WWP | N/A | N/A |  | Y | 2060 | 2060 | 0 | 0 | 0 | 0 | 223424000 | 223424000 | 1000766000 | 30 | 209 | AZLE | C | WUG | MUNICIPAL | 31 | CITY | C | 220 | TARRANT | 0 | 0 | 0 | 0 | 0 | 91 | N
308 | TOLEDO BEND PROJECT | Toledo Bend project (Region I entities responsible for 20 percent of cost) | C | 5 | EXISTING SOURCE OR EXPANDED USE OF AN EXISTING SOURCE (SURFACE WATER OR GROUNDWATER) | 5 | OTHER SURFACE WATER | 2 | PIPELINE |  | 1242 | 566 | TOLEDO BEND LAKE/RESERVOIR | I | 999 | RESERVOIR | 5 | SABINE | 0 | SURFACE WATER | 1 | NO WATER QUALITY IMPROVEMENTS |  | 5305 | 1 | Toledo Bend project | 138 | TARRANT REGIONAL WD | C | WWP | WWP | N/A | N/A |  | Y | 2060 | 2060 | 0 | 0 | 0 | 0 | 223424000 | 223424000 | 1000766000 | 30 | 232 | BEDFORD | C | WUG | MUNICIPAL | 44 | CITY | C | 220 | TARRANT | 0 | 0 | 0 | 0 | 0 | 185 | N
308 | TOLEDO BEND PROJECT | Toledo Bend project (Region I entities responsible for 20 percent of cost) | C | 5 | EXISTING SOURCE OR EXPANDED USE OF AN EXISTING SOURCE (SURFACE WATER OR GROUNDWATER) | 5 | OTHER SURFACE WATER | 2 | PIPELINE |  | 1242 | 566 | TOLEDO BEND LAKE/RESERVOIR | I | 999 | RESERVOIR | 5 | SABINE | 0 | SURFACE WATER | 1 | NO WATER QUALITY IMPROVEMENTS |  | 5305 | 1 | Toledo Bend project | 138 | TARRANT REGIONAL WD | C | WWP | WWP | N/A | N/A |  | Y | 2060 | 2060 | 0 | 0 | 0 | 0 | 223424000 | 223424000 | 1000766000 | 30 | 242 | BENBROOK | C | WUG | MUNICIPAL | 51 | CITY | C | 220 | TARRANT | 0 | 0 | 0 | 0 | 0 | 156 | N
308 | TOLEDO BEND PROJECT | Toledo Bend project (Region I entities responsible for 20 percent of cost) | C | 5 | EXISTING SOURCE OR EXPANDED USE OF AN EXISTING SOURCE (SURFACE WATER OR GROUNDWATER) | 5 | OTHER SURFACE WATER | 2 | PIPELINE |  | 1242 | 566 | TOLEDO BEND LAKE/RESERVOIR | I | 999 | RESERVOIR | 5 | SABINE | 0 | SURFACE WATER | 1 | NO WATER QUALITY IMPROVEMENTS |  | 5305 | 1 | Toledo Bend project | 138 | TARRANT REGIONAL WD | C | WWP | WWP | N/A | N/A |  | Y | 2050 | 2050 | 0 | 0 | 0 | 0 | 223424000 | 223424000 | 1000766000 | 30 | 248 | BETHESDA WSC | G | WUG | MUNICIPAL | 4017 | UTILITY | C | 220 | TARRANT | 0 | 0 | 0 | 0 | 533 | 770 | N
308 | TOLEDO BEND PROJECT | Toledo Bend project (Region I entities responsible for 20 percent of cost) | C | 5 | EXISTING SOURCE OR EXPANDED USE OF AN EXISTING SOURCE (SURFACE WATER OR GROUNDWATER) | 5 | OTHER SURFACE WATER | 2 | PIPELINE |  | 1242 | 566 | TOLEDO BEND LAKE/RESERVOIR | I | 999 | RESERVOIR | 5 | SABINE | 0 | SURFACE WATER | 1 | NO WATER QUALITY IMPROVEMENTS |  | 5305 | 1 | Toledo Bend project | 138 | TARRANT REGIONAL WD | C | WWP | WWP | N/A | N/A |  | Y | 2010 | 2050 | 0 | 0 | 0 | 0 | 223424000 | 223424000 | 1000766000 | 30 | 266 | BLUE MOUND | C | WUG | MUNICIPAL | 62 | CITY | C | 220 | TARRANT | 0 | 0 | 0 | 0 | 0 | 0 | N
308 | TOLEDO BEND PROJECT | Toledo Bend project (Region I entities responsible for 20 percent of cost) | C | 5 | EXISTING SOURCE OR EXPANDED USE OF AN EXISTING SOURCE (SURFACE WATER OR GROUNDWATER) | 5 | OTHER SURFACE WATER | 2 | PIPELINE |  | 1242 | 566 | TOLEDO BEND LAKE/RESERVOIR | I | 999 | RESERVOIR | 5 | SABINE | 0 | SURFACE WATER | 1 | NO WATER QUALITY IMPROVEMENTS |  | 5305 | 1 | Toledo Bend project | 138 | TARRANT REGIONAL WD | C | WWP | WWP | N/A | N/A |  | Y | 2050 | 2050 | 0 | 0 | 0 | 0 | 223424000 | 223424000 | 1000766000 | 30 | 308 | BUENA VISTA - BETHEL SUD | C | WUG | MUNICIPAL | 4040 | UTILITY | C | 70 | ELLIS | 0 | 0 | 0 | 0 | 236 | 419 | N
308 | TOLEDO BEND PROJECT | Toledo Bend project (Region I entities responsible for 20 percent of cost) | C | 5 | EXISTING SOURCE OR EXPANDED USE OF AN EXISTING SOURCE (SURFACE WATER OR GROUNDWATER) | 5 | OTHER SURFACE WATER | 2 | PIPELINE |  | 1242 | 566 | TOLEDO BEND LAKE/RESERVOIR | I | 999 | RESERVOIR | 5 | SABINE | 0 | SURFACE WATER | 1 | NO WATER QUALITY IMPROVEMENTS |  | 5305 | 1 | Toledo Bend project | 138 | TARRANT REGIONAL WD | C | WWP | WWP | N/A | N/A |  | Y | 2060 | 2060 | 0 | 0 | 0 | 0 | 223424000 | 223424000 | 1000766000 | 30 | 382 | COLLEYVILLE | C | WUG | MUNICIPAL | 125 | CITY | C | 220 | TARRANT | 0 | 0 | 0 | 0 | 0 | 111 | N
308 | TOLEDO BEND PROJECT | Toledo Bend project (Region I entities responsible for 20 percent of cost) | C | 5 | EXISTING SOURCE OR EXPANDED USE OF AN EXISTING SOURCE (SURFACE WATER OR GROUNDWATER) | 5 | OTHER SURFACE WATER | 2 | PIPELINE |  | 1242 | 566 | TOLEDO BEND LAKE/RESERVOIR | I | 999 | RESERVOIR | 5 | SABINE | 0 | SURFACE WATER | 1 | NO WATER QUALITY IMPROVEMENTS |  | 5305 | 1 | Toledo Bend project | 138 | TARRANT REGIONAL WD | C | WWP | WWP | N/A | N/A |  | Y | 2050 | 2050 | 0 | 0 | 0 | 0 | 223424000 | 223424000 | 1000766000 | 30 | 393 | COMMUNITY WATER COMPANY | C | WUG | MUNICIPAL | 4068 | UTILITY | C | 70 | ELLIS | 0 | 0 | 0 | 0 | 11 | 19 | N
308 | TOLEDO BEND PROJECT | Toledo Bend project (Region I entities responsible for 20 percent of cost) | C | 5 | EXISTING SOURCE OR EXPANDED USE OF AN EXISTING SOURCE (SURFACE WATER OR GROUNDWATER) | 5 | OTHER SURFACE WATER | 2 | PIPELINE |  | 1242 | 566 | TOLEDO BEND LAKE/RESERVOIR | I | 999 | RESERVOIR | 5 | SABINE | 0 | SURFACE WATER | 1 | NO WATER QUALITY IMPROVEMENTS |  | 5305 | 1 | Toledo Bend project | 138 | TARRANT REGIONAL WD | C | WWP | WWP | N/A | N/A |  | Y | 2010 | 2050 | 0 | 0 | 0 | 0 | 223424000 | 223424000 | 1000766000 | 30 | 394 | COMMUNITY WSC | C | WUG | MUNICIPAL | 4069 | UTILITY | C | 220 | TARRANT | 0 | 0 | 0 | 0 | 0 | 0 | N
308 | TOLEDO BEND PROJECT | Toledo Bend project (Region I entities responsible for 20 percent of cost) | C | 5 | EXISTING SOURCE OR EXPANDED USE OF AN EXISTING SOURCE (SURFACE WATER OR GROUNDWATER) | 5 | OTHER SURFACE WATER | 2 | PIPELINE |  | 1242 | 566 | TOLEDO BEND LAKE/RESERVOIR | I | 999 | RESERVOIR | 5 | SABINE | 0 | SURFACE WATER | 1 | NO WATER QUALITY IMPROVEMENTS |  | 5305 | 1 | Toledo Bend project | 138 | TARRANT REGIONAL WD | C | WWP | WWP | N/A | N/A |  | Y | 2010 | 2050 | 0 | 0 | 0 | 0 | 223424000 | 223424000 | 1000766000 | 30 | 394 | COMMUNITY WSC | C | WUG | MUNICIPAL | 4069 | UTILITY | C | 249 | WISE | 0 | 0 | 0 | 0 | 0 | 0 | N
308 | TOLEDO BEND PROJECT | Toledo Bend project (Region I entities responsible for 20 percent of cost) | C | 5 | EXISTING SOURCE OR EXPANDED USE OF AN EXISTING SOURCE (SURFACE WATER OR GROUNDWATER) | 5 | OTHER SURFACE WATER | 2 | PIPELINE |  | 1242 | 566 | TOLEDO BEND LAKE/RESERVOIR | I | 999 | RESERVOIR | 5 | SABINE | 0 | SURFACE WATER | 1 | NO WATER QUALITY IMPROVEMENTS |  | 5305 | 1 | Toledo Bend project | 138 | TARRANT REGIONAL WD | C | WWP | WWP | N/A | N/A |  | Y | 2050 | 2050 | 0 | 0 | 0 | 0 | 223424000 | 223424000 | 1000766000 | 30 | 35 | CORSICANA | C | BOTH | MUNICIPAL | 137 | CITY | C | 175 | NAVARRO | 0 | 0 | 0 | 0 | 736 | 1230 | N
308 | TOLEDO BEND PROJECT | Toledo Bend project (Region I entities responsible for 20 percent of cost) | C | 5 | EXISTING SOURCE OR EXPANDED USE OF AN EXISTING SOURCE (SURFACE WATER OR GROUNDWATER) | 5 | OTHER SURFACE WATER | 2 | PIPELINE |  | 1242 | 566 | TOLEDO BEND LAKE/RESERVOIR | I | 999 | RESERVOIR | 5 | SABINE | 0 | SURFACE WATER | 1 | NO WATER QUALITY IMPROVEMENTS |  | 5305 | 1 | Toledo Bend project | 138 | TARRANT REGIONAL WD | C | WWP | WWP | N/A | N/A |  | Y | 2050 | 2050 | 0 | 0 | 0 | 0 | 223424000 | 223424000 | 1000766000 | 30 | 481 | COUNTY-OTHER, ELLIS | C | WUG | MUNICIPAL | 757 | COUNTY-OTHER | C | 70 | ELLIS | 0 | 0 | 0 | 0 | 23 | 32 | N
308 | TOLEDO BEND PROJECT | Toledo Bend project (Region I entities responsible for 20 percent of cost) | C | 5 | EXISTING SOURCE OR EXPANDED USE OF AN EXISTING SOURCE (SURFACE WATER OR GROUNDWATER) | 5 | OTHER SURFACE WATER | 2 | PIPELINE |  | 1242 | 566 | TOLEDO BEND LAKE/RESERVOIR | I | 999 | RESERVOIR | 5 | SABINE | 0 | SURFACE WATER | 1 | NO WATER QUALITY IMPROVEMENTS |  | 5305 | 1 | Toledo Bend project | 138 | TARRANT REGIONAL WD | C | WWP | WWP | N/A | N/A |  | Y | 2050 | 2050 | 0 | 0 | 0 | 0 | 223424000 | 223424000 | 1000766000 | 30 | 492 | COUNTY-OTHER, FREESTONE | C | WUG | MUNICIPAL | 757 | COUNTY-OTHER | C | 81 | FREESTONE | 0 | 0 | 0 | 0 | 44 | 57 | N
308 | TOLEDO BEND PROJECT | Toledo Bend project (Region I entities responsible for 20 percent of cost) | C | 5 | EXISTING SOURCE OR EXPANDED USE OF AN EXISTING SOURCE (SURFACE WATER OR GROUNDWATER) | 5 | OTHER SURFACE WATER | 2 | PIPELINE |  | 1242 | 566 | TOLEDO BEND LAKE/RESERVOIR | I | 999 | RESERVOIR | 5 | SABINE | 0 | SURFACE WATER | 1 | NO WATER QUALITY IMPROVEMENTS |  | 5305 | 1 | Toledo Bend project | 138 | TARRANT REGIONAL WD | C | WWP | WWP | N/A | N/A |  | Y | 2050 | 2050 | 0 | 0 | 0 | 0 | 223424000 | 223424000 | 1000766000 | 30 | 518 | COUNTY-OTHER, HENDERSON | I | WUG | MUNICIPAL | 757 | COUNTY-OTHER | C | 107 | HENDERSON | 0 | 0 | 0 | 0 | 13 | 16 | N
308 | TOLEDO BEND PROJECT | Toledo Bend project (Region I entities responsible for 20 percent of cost) | C | 5 | EXISTING SOURCE OR EXPANDED USE OF AN EXISTING SOURCE (SURFACE WATER OR GROUNDWATER) | 5 | OTHER SURFACE WATER | 2 | PIPELINE |  | 1242 | 566 | TOLEDO BEND LAKE/RESERVOIR | I | 999 | RESERVOIR | 5 | SABINE | 0 | SURFACE WATER | 1 | NO WATER QUALITY IMPROVEMENTS |  | 5305 | 1 | Toledo Bend project | 138 | TARRANT REGIONAL WD | C | WWP | WWP | N/A | N/A |  | Y | 2050 | 2050 | 0 | 0 | 0 | 0 | 223424000 | 223424000 | 1000766000 | 30 | 540 | COUNTY-OTHER, KAUFMAN | C | WUG | MUNICIPAL | 757 | COUNTY-OTHER | C | 129 | KAUFMAN | 0 | 0 | 0 | 0 | 70 | 85 | N
308 | TOLEDO BEND PROJECT | Toledo Bend project (Region I entities responsible for 20 percent of cost) | C | 5 | EXISTING SOURCE OR EXPANDED USE OF AN EXISTING SOURCE (SURFACE WATER OR GROUNDWATER) | 5 | OTHER SURFACE WATER | 2 | PIPELINE |  | 1242 | 566 | TOLEDO BEND LAKE/RESERVOIR | I | 999 | RESERVOIR | 5 | SABINE | 0 | SURFACE WATER | 1 | NO WATER QUALITY IMPROVEMENTS |  | 5305 | 1 | Toledo Bend project | 138 | TARRANT REGIONAL WD | C | WWP | WWP | N/A | N/A |  | Y | 2050 | 2050 | 0 | 0 | 0 | 0 | 223424000 | 223424000 | 1000766000 | 30 | 586 | COUNTY-OTHER, NAVARRO | C | WUG | MUNICIPAL | 757 | COUNTY-OTHER | C | 175 | NAVARRO | 0 | 0 | 0 | 0 | 16 | 19 | N
308 | TOLEDO BEND PROJECT | Toledo Bend project (Region I entities responsible for 20 percent of cost) | C | 5 | EXISTING SOURCE OR EXPANDED USE OF AN EXISTING SOURCE (SURFACE WATER OR GROUNDWATER) | 5 | OTHER SURFACE WATER | 2 | PIPELINE |  | 1242 | 566 | TOLEDO BEND LAKE/RESERVOIR | I | 999 | RESERVOIR | 5 | SABINE | 0 | SURFACE WATER | 1 | NO WATER QUALITY IMPROVEMENTS |  | 5305 | 1 | Toledo Bend project | 138 | TARRANT REGIONAL WD | C | WWP | WWP | N/A | N/A |  | Y | 2010 | 2050 | 0 | 0 | 0 | 0 | 223424000 | 223424000 | 1000766000 | 30 | 660 | COUNTY-OTHER, WISE | C | WUG | MUNICIPAL | 757 | COUNTY-OTHER | C | 249 | WISE | 0 | 0 | 0 | 0 | 0 | 0 | N
308 | TOLEDO BEND PROJECT | Toledo Bend project (Region I entities responsible for 20 percent of cost) | C | 5 | EXISTING SOURCE OR EXPANDED USE OF AN EXISTING SOURCE (SURFACE WATER OR GROUNDWATER) | 5 | OTHER SURFACE WATER | 2 | PIPELINE |  | 1242 | 566 | TOLEDO BEND LAKE/RESERVOIR | I | 999 | RESERVOIR | 5 | SABINE | 0 | SURFACE WATER | 1 | NO WATER QUALITY IMPROVEMENTS |  | 5305 | 1 | Toledo Bend project | 138 | TARRANT REGIONAL WD | C | WWP | WWP | N/A | N/A |  | Y | 2050 | 2050 | 0 | 0 | 0 | 0 | 223424000 | 223424000 | 1000766000 | 30 | 45 | EAST CEDAR CREEK FWSD | C | BOTH | MUNICIPAL | 4094 | UTILITY | C | 107 | HENDERSON | 0 | 0 | 0 | 0 | 392 | 513 | N
308 | TOLEDO BEND PROJECT | Toledo Bend project (Region I entities responsible for 20 percent of cost) | C | 5 | EXISTING SOURCE OR EXPANDED USE OF AN EXISTING SOURCE (SURFACE WATER OR GROUNDWATER) | 5 | OTHER SURFACE WATER | 2 | PIPELINE |  | 1242 | 566 | TOLEDO BEND LAKE/RESERVOIR | I | 999 | RESERVOIR | 5 | SABINE | 0 | SURFACE WATER | 1 | NO WATER QUALITY IMPROVEMENTS |  | 5305 | 1 | Toledo Bend project | 138 | TARRANT REGIONAL WD | C | WWP | WWP | N/A | N/A |  | Y | 2050 | 2050 | 0 | 0 | 0 | 0 | 223424000 | 223424000 | 1000766000 | 30 | 51 | ENNIS | C | BOTH | MUNICIPAL | 192 | CITY | C | 70 | ELLIS | 0 | 0 | 0 | 0 | 40 | 283 | N
308 | TOLEDO BEND PROJECT | Toledo Bend project (Region I entities responsible for 20 percent of cost) | C | 5 | EXISTING SOURCE OR EXPANDED USE OF AN EXISTING SOURCE (SURFACE WATER OR GROUNDWATER) | 5 | OTHER SURFACE WATER | 2 | PIPELINE |  | 1242 | 566 | TOLEDO BEND LAKE/RESERVOIR | I | 999 | RESERVOIR | 5 | SABINE | 0 | SURFACE WATER | 1 | NO WATER QUALITY IMPROVEMENTS |  | 5305 | 1 | Toledo Bend project | 138 | TARRANT REGIONAL WD | C | WWP | WWP | N/A | N/A |  | Y | 2060 | 2060 | 0 | 0 | 0 | 0 | 223424000 | 223424000 | 1000766000 | 30 | 763 | EULESS | C | WUG | MUNICIPAL | 193 | CITY | C | 220 | TARRANT | 0 | 0 | 0 | 0 | 0 | 128 | N
308 | TOLEDO BEND PROJECT | Toledo Bend project (Region I entities responsible for 20 percent of cost) | C | 5 | EXISTING SOURCE OR EXPANDED USE OF AN EXISTING SOURCE (SURFACE WATER OR GROUNDWATER) | 5 | OTHER SURFACE WATER | 2 | PIPELINE |  | 1242 | 566 | TOLEDO BEND LAKE/RESERVOIR | I | 999 | RESERVOIR | 5 | SABINE | 0 | SURFACE WATER | 1 | NO WATER QUALITY IMPROVEMENTS |  | 5305 | 1 | Toledo Bend project | 138 | TARRANT REGIONAL WD | C | WWP | WWP | N/A | N/A |  | Y | 2010 | 2050 | 0 | 0 | 0 | 0 | 223424000 | 223424000 | 1000766000 | 30 | 767 | FAIRFIELD | C | WUG | MUNICIPAL | 196 | CITY | C | 81 | FREESTONE | 0 | 0 | 0 | 0 | 0 | 0 | N
308 | TOLEDO BEND PROJECT | Toledo Bend project (Region I entities responsible for 20 percent of cost) | C | 5 | EXISTING SOURCE OR EXPANDED USE OF AN EXISTING SOURCE (SURFACE WATER OR GROUNDWATER) | 5 | OTHER SURFACE WATER | 2 | PIPELINE |  | 1242 | 566 | TOLEDO BEND LAKE/RESERVOIR | I | 999 | RESERVOIR | 5 | SABINE | 0 | SURFACE WATER | 1 | NO WATER QUALITY IMPROVEMENTS |  | 5305 | 1 | Toledo Bend project | 138 | TARRANT REGIONAL WD | C | WWP | WWP | N/A | N/A |  | Y | 2050 | 2050 | 0 | 0 | 0 | 0 | 223424000 | 223424000 | 1000766000 | 30 | 778 | FERRIS | C | WUG | MUNICIPAL | 201 | CITY | C | 70 | ELLIS | 0 | 0 | 0 | 0 | 63 | 92 | N
308 | TOLEDO BEND PROJECT | Toledo Bend project (Region I entities responsible for 20 percent of cost) | C | 5 | EXISTING SOURCE OR EXPANDED USE OF AN EXISTING SOURCE (SURFACE WATER OR GROUNDWATER) | 5 | OTHER SURFACE WATER | 2 | PIPELINE |  | 1242 | 566 | TOLEDO BEND LAKE/RESERVOIR | I | 999 | RESERVOIR | 5 | SABINE | 0 | SURFACE WATER | 1 | NO WATER QUALITY IMPROVEMENTS |  | 5305 | 1 | Toledo Bend project | 138 | TARRANT REGIONAL WD | C | WWP | WWP | N/A | N/A |  | Y | 2050 | 2050 | 0 | 0 | 0 | 0 | 223424000 | 223424000 | 1000766000 | 30 | 779 | FILES VALLEY WSC | G | WUG | MUNICIPAL | 4112 | UTILITY | C | 70 | ELLIS | 0 | 0 | 0 | 0 | 14 | 17 | N
308 | TOLEDO BEND PROJECT | Toledo Bend project (Region I entities responsible for 20 percent of cost) | C | 5 | EXISTING SOURCE OR EXPANDED USE OF AN EXISTING SOURCE (SURFACE WATER OR GROUNDWATER) | 5 | OTHER SURFACE WATER | 2 | PIPELINE |  | 1242 | 566 | TOLEDO BEND LAKE/RESERVOIR | I | 999 | RESERVOIR | 5 | SABINE | 0 | SURFACE WATER | 1 | NO WATER QUALITY IMPROVEMENTS |  | 5305 | 1 | Toledo Bend project | 138 | TARRANT REGIONAL WD | C | WWP | WWP | N/A | N/A |  | Y | 2010 | 2050 | 0 | 0 | 0 | 0 | 223424000 | 223424000 | 1000766000 | 30 | 55 | FORT WORTH | C | BOTH | MUNICIPAL | 213 | CITY | C | 61 | DENTON | 0 | 0 | 0 | 0 | 0 | 0 | N
308 | TOLEDO BEND PROJECT | Toledo Bend project (Region I entities responsible for 20 percent of cost) | C | 5 | EXISTING SOURCE OR EXPANDED USE OF AN EXISTING SOURCE (SURFACE WATER OR GROUNDWATER) | 5 | OTHER SURFACE WATER | 2 | PIPELINE |  | 1242 | 566 | TOLEDO BEND LAKE/RESERVOIR | I | 999 | RESERVOIR | 5 | SABINE | 0 | SURFACE WATER | 1 | NO WATER QUALITY IMPROVEMENTS |  | 5305 | 1 | Toledo Bend project | 138 | TARRANT REGIONAL WD | C | WWP | WWP | N/A | N/A |  | Y | 2010 | 2050 | 0 | 0 | 0 | 0 | 223424000 | 223424000 | 1000766000 | 30 | 55 | FORT WORTH | C | BOTH | MUNICIPAL | 213 | CITY | C | 184 | PARKER | 0 | 0 | 0 | 0 | 0 | 0 | N
308 | TOLEDO BEND PROJECT | Toledo Bend project (Region I entities responsible for 20 percent of cost) | C | 5 | EXISTING SOURCE OR EXPANDED USE OF AN EXISTING SOURCE (SURFACE WATER OR GROUNDWATER) | 5 | OTHER SURFACE WATER | 2 | PIPELINE |  | 1242 | 566 | TOLEDO BEND LAKE/RESERVOIR | I | 999 | RESERVOIR | 5 | SABINE | 0 | SURFACE WATER | 1 | NO WATER QUALITY IMPROVEMENTS |  | 5305 | 1 | Toledo Bend project | 138 | TARRANT REGIONAL WD | C | WWP | WWP | N/A | N/A |  | Y | 2010 | 2050 | 0 | 0 | 0 | 0 | 223424000 | 223424000 | 1000766000 | 30 | 55 | FORT WORTH | C | BOTH | MUNICIPAL | 213 | CITY | C | 220 | TARRANT | 0 | 0 | 0 | 0 | 0 | 0 | N
308 | TOLEDO BEND PROJECT | Toledo Bend project (Region I entities responsible for 20 percent of cost) | C | 5 | EXISTING SOURCE OR EXPANDED USE OF AN EXISTING SOURCE (SURFACE WATER OR GROUNDWATER) | 5 | OTHER SURFACE WATER | 2 | PIPELINE |  | 1242 | 566 | TOLEDO BEND LAKE/RESERVOIR | I | 999 | RESERVOIR | 5 | SABINE | 0 | SURFACE WATER | 1 | NO WATER QUALITY IMPROVEMENTS |  | 5305 | 1 | Toledo Bend project | 138 | TARRANT REGIONAL WD | C | WWP | WWP | N/A | N/A |  | Y | 2010 | 2050 | 0 | 0 | 0 | 0 | 223424000 | 223424000 | 1000766000 | 30 | 55 | FORT WORTH | C | BOTH | MUNICIPAL | 213 | CITY | C | 249 | WISE | 0 | 0 | 0 | 0 | 0 | 0 | N
308 | TOLEDO BEND PROJECT | Toledo Bend project (Region I entities responsible for 20 percent of cost) | C | 5 | EXISTING SOURCE OR EXPANDED USE OF AN EXISTING SOURCE (SURFACE WATER OR GROUNDWATER) | 5 | OTHER SURFACE WATER | 2 | PIPELINE |  | 1242 | 566 | TOLEDO BEND LAKE/RESERVOIR | I | 999 | RESERVOIR | 5 | SABINE | 0 | SURFACE WATER | 1 | NO WATER QUALITY IMPROVEMENTS |  | 5305 | 1 | Toledo Bend project | 138 | TARRANT REGIONAL WD | C | WWP | WWP | N/A | N/A |  | Y | 2010 | 2050 | 0 | 0 | 0 | 0 | 223424000 | 223424000 | 1000766000 | 30 | 853 | GRAND PRAIRIE | C | BOTH | MUNICIPAL | 245 | CITY | C | 220 | TARRANT | 0 | 0 | 0 | 0 | 0 | 0 | N
308 | TOLEDO BEND PROJECT | Toledo Bend project (Region I entities responsible for 20 percent of cost) | C | 5 | EXISTING SOURCE OR EXPANDED USE OF AN EXISTING SOURCE (SURFACE WATER OR GROUNDWATER) | 5 | OTHER SURFACE WATER | 2 | PIPELINE |  | 1242 | 566 | TOLEDO BEND LAKE/RESERVOIR | I | 999 | RESERVOIR | 5 | SABINE | 0 | SURFACE WATER | 1 | NO WATER QUALITY IMPROVEMENTS |  | 5305 | 1 | Toledo Bend project | 138 | TARRANT REGIONAL WD | C | WWP | WWP | N/A | N/A |  | Y | 2060 | 2060 | 0 | 0 | 0 | 0 | 223424000 | 223424000 | 1000766000 | 30 | 859 | GRAPEVINE | C | WUG | MUNICIPAL | 249 | CITY | C | 220 | TARRANT | 0 | 0 | 0 | 0 | 0 | 218 | N
308 | TOLEDO BEND PROJECT | Toledo Bend project (Region I entities responsible for 20 percent of cost) | C | 5 | EXISTING SOURCE OR EXPANDED USE OF AN EXISTING SOURCE (SURFACE WATER OR GROUNDWATER) | 5 | OTHER SURFACE WATER | 2 | PIPELINE |  | 1242 | 566 | TOLEDO BEND LAKE/RESERVOIR | I | 999 | RESERVOIR | 5 | SABINE | 0 | SURFACE WATER | 1 | NO WATER QUALITY IMPROVEMENTS |  | 5305 | 1 | Toledo Bend project | 138 | TARRANT REGIONAL WD | C | WWP | WWP | N/A | N/A |  | Y | 2050 | 2050 | 0 | 0 | 0 | 0 | 223424000 | 223424000 | 1000766000 | 30 | 869 | GUN BARREL CITY | C | WUG | MUNICIPAL | 699 | CITY | C | 107 | HENDERSON | 0 | 0 | 0 | 0 | 196 | 276 | N
308 | TOLEDO BEND PROJECT | Toledo Bend project (Region I entities responsible for 20 percent of cost) | C | 5 | EXISTING SOURCE OR EXPANDED USE OF AN EXISTING SOURCE (SURFACE WATER OR GROUNDWATER) | 5 | OTHER SURFACE WATER | 2 | PIPELINE |  | 1242 | 566 | TOLEDO BEND LAKE/RESERVOIR | I | 999 | RESERVOIR | 5 | SABINE | 0 | SURFACE WATER | 1 | NO WATER QUALITY IMPROVEMENTS |  | 5305 | 1 | Toledo Bend project | 138 | TARRANT REGIONAL WD | C | WWP | WWP | N/A | N/A |  | Y | 2050 | 2050 | 0 | 0 | 0 | 0 | 223424000 | 223424000 | 1000766000 | 30 | 1101 | IRRIGATION, KAUFMAN | C | WUG | IRRIGATION | 1004 | N/A | C | 129 | KAUFMAN | 0 | 0 | 0 | 0 | 20 | 24 | N
308 | TOLEDO BEND PROJECT | Toledo Bend project (Region I entities responsible for 20 percent of cost) | C | 5 | EXISTING SOURCE OR EXPANDED USE OF AN EXISTING SOURCE (SURFACE WATER OR GROUNDWATER) | 5 | OTHER SURFACE WATER | 2 | PIPELINE |  | 1242 | 566 | TOLEDO BEND LAKE/RESERVOIR | I | 999 | RESERVOIR | 5 | SABINE | 0 | SURFACE WATER | 1 | NO WATER QUALITY IMPROVEMENTS |  | 5305 | 1 | Toledo Bend project | 138 | TARRANT REGIONAL WD | C | WWP | WWP | N/A | N/A |  | Y | 2060 | 2060 | 0 | 0 | 0 | 0 | 223424000 | 223424000 | 1000766000 | 30 | 1185 | IRRIGATION, TARRANT | C | WUG | IRRIGATION | 1004 | N/A | C | 220 | TARRANT | 0 | 0 | 0 | 0 | 0 | 72 | N
308 | TOLEDO BEND PROJECT | Toledo Bend project (Region I entities responsible for 20 percent of cost) | C | 5 | EXISTING SOURCE OR EXPANDED USE OF AN EXISTING SOURCE (SURFACE WATER OR GROUNDWATER) | 5 | OTHER SURFACE WATER | 2 | PIPELINE |  | 1242 | 566 | TOLEDO BEND LAKE/RESERVOIR | I | 999 | RESERVOIR | 5 | SABINE | 0 | SURFACE WATER | 1 | NO WATER QUALITY IMPROVEMENTS |  | 5305 | 1 | Toledo Bend project | 138 | TARRANT REGIONAL WD | C | WWP | WWP | N/A | N/A |  | Y | 2010 | 2050 | 0 | 0 | 0 | 0 | 223424000 | 223424000 | 1000766000 | 30 | 1213 | IRRIGATION, WISE | C | WUG | IRRIGATION | 1004 | N/A | C | 249 | WISE | 0 | 0 | 0 | 0 | 0 | 0 | N
308 | TOLEDO BEND PROJECT | Toledo Bend project (Region I entities responsible for 20 percent of cost) | C | 5 | EXISTING SOURCE OR EXPANDED USE OF AN EXISTING SOURCE (SURFACE WATER OR GROUNDWATER) | 5 | OTHER SURFACE WATER | 2 | PIPELINE |  | 1242 | 566 | TOLEDO BEND LAKE/RESERVOIR | I | 999 | RESERVOIR | 5 | SABINE | 0 | SURFACE WATER | 1 | NO WATER QUALITY IMPROVEMENTS |  | 5305 | 1 | Toledo Bend project | 138 | TARRANT REGIONAL WD | C | WWP | WWP | N/A | N/A |  | Y | 2050 | 2050 | 0 | 0 | 0 | 0 | 223424000 | 223424000 | 1000766000 | 30 | 1220 | ITALY | C | WUG | MUNICIPAL | 299 | CITY | C | 70 | ELLIS | 0 | 0 | 0 | 0 | 17 | 32 | N
308 | TOLEDO BEND PROJECT | Toledo Bend project (Region I entities responsible for 20 percent of cost) | C | 5 | EXISTING SOURCE OR EXPANDED USE OF AN EXISTING SOURCE (SURFACE WATER OR GROUNDWATER) | 5 | OTHER SURFACE WATER | 2 | PIPELINE |  | 1242 | 566 | TOLEDO BEND LAKE/RESERVOIR | I | 999 | RESERVOIR | 5 | SABINE | 0 | SURFACE WATER | 1 | NO WATER QUALITY IMPROVEMENTS |  | 5305 | 1 | Toledo Bend project | 138 | TARRANT REGIONAL WD | C | WWP | WWP | N/A | N/A |  | Y | 2050 | 2050 | 0 | 0 | 0 | 0 | 223424000 | 223424000 | 1000766000 | 30 | 1237 | JOHNSON COUNTY SUD | G | WUG | MUNICIPAL | 4216 | UTILITY | C | 70 | ELLIS | 0 | 0 | 0 | 0 | 20 | 28 | N
308 | TOLEDO BEND PROJECT | Toledo Bend project (Region I entities responsible for 20 percent of cost) | C | 5 | EXISTING SOURCE OR EXPANDED USE OF AN EXISTING SOURCE (SURFACE WATER OR GROUNDWATER) | 5 | OTHER SURFACE WATER | 2 | PIPELINE |  | 1242 | 566 | TOLEDO BEND LAKE/RESERVOIR | I | 999 | RESERVOIR | 5 | SABINE | 0 | SURFACE WATER | 1 | NO WATER QUALITY IMPROVEMENTS |  | 5305 | 1 | Toledo Bend project | 138 | TARRANT REGIONAL WD | C | WWP | WWP | N/A | N/A |  | Y | 2050 | 2050 | 0 | 0 | 0 | 0 | 223424000 | 223424000 | 1000766000 | 30 | 1237 | JOHNSON COUNTY SUD | G | WUG | MUNICIPAL | 4216 | UTILITY | C | 220 | TARRANT | 0 | 0 | 0 | 0 | 1294 | 1528 | N
308 | TOLEDO BEND PROJECT | Toledo Bend project (Region I entities responsible for 20 percent of cost) | C | 5 | EXISTING SOURCE OR EXPANDED USE OF AN EXISTING SOURCE (SURFACE WATER OR GROUNDWATER) | 5 | OTHER SURFACE WATER | 2 | PIPELINE |  | 1242 | 566 | TOLEDO BEND LAKE/RESERVOIR | I | 999 | RESERVOIR | 5 | SABINE | 0 | SURFACE WATER | 1 | NO WATER QUALITY IMPROVEMENTS |  | 5305 | 1 | Toledo Bend project | 138 | TARRANT REGIONAL WD | C | WWP | WWP | N/A | N/A |  | Y | 2050 | 2050 | 0 | 0 | 0 | 0 | 223424000 | 223424000 | 1000766000 | 30 | 1253 | KEMP | C | WUG | MUNICIPAL | 711 | CITY | C | 129 | KAUFMAN | 0 | 0 | 0 | 0 | 51 | 62 | N
308 | TOLEDO BEND PROJECT | Toledo Bend project (Region I entities responsible for 20 percent of cost) | C | 5 | EXISTING SOURCE OR EXPANDED USE OF AN EXISTING SOURCE (SURFACE WATER OR GROUNDWATER) | 5 | OTHER SURFACE WATER | 2 | PIPELINE |  | 1242 | 566 | TOLEDO BEND LAKE/RESERVOIR | I | 999 | RESERVOIR | 5 | SABINE | 0 | SURFACE WATER | 1 | NO WATER QUALITY IMPROVEMENTS |  | 5305 | 1 | Toledo Bend project | 138 | TARRANT REGIONAL WD | C | WWP | WWP | N/A | N/A |  | Y | 2050 | 2050 | 0 | 0 | 0 | 0 | 223424000 | 223424000 | 1000766000 | 30 | 1305 | LANCASTER | C | WUG | MUNICIPAL | 345 | CITY | C | 57 | DALLAS | 0 | 0 | 0 | 0 | 15 | 18 | N
308 | TOLEDO BEND PROJECT | Toledo Bend project (Region I entities responsible for 20 percent of cost) | C | 5 | EXISTING SOURCE OR EXPANDED USE OF AN EXISTING SOURCE (SURFACE WATER OR GROUNDWATER) | 5 | OTHER SURFACE WATER | 2 | PIPELINE |  | 1242 | 566 | TOLEDO BEND LAKE/RESERVOIR | I | 999 | RESERVOIR | 5 | SABINE | 0 | SURFACE WATER | 1 | NO WATER QUALITY IMPROVEMENTS |  | 5305 | 1 | Toledo Bend project | 138 | TARRANT REGIONAL WD | C | WWP | WWP | N/A | N/A |  | Y | 2050 | 2050 | 0 | 0 | 0 | 0 | 223424000 | 223424000 | 1000766000 | 30 | 1613 | MABANK | C | WUG | MUNICIPAL | 375 | CITY | C | 107 | HENDERSON | 0 | 0 | 0 | 0 | 16 | 25 | N
308 | TOLEDO BEND PROJECT | Toledo Bend project (Region I entities responsible for 20 percent of cost) | C | 5 | EXISTING SOURCE OR EXPANDED USE OF AN EXISTING SOURCE (SURFACE WATER OR GROUNDWATER) | 5 | OTHER SURFACE WATER | 2 | PIPELINE |  | 1242 | 566 | TOLEDO BEND LAKE/RESERVOIR | I | 999 | RESERVOIR | 5 | SABINE | 0 | SURFACE WATER | 1 | NO WATER QUALITY IMPROVEMENTS |  | 5305 | 1 | Toledo Bend project | 138 | TARRANT REGIONAL WD | C | WWP | WWP | N/A | N/A |  | Y | 2050 | 2050 | 0 | 0 | 0 | 0 | 223424000 | 223424000 | 1000766000 | 30 | 1613 | MABANK | C | WUG | MUNICIPAL | 375 | CITY | C | 129 | KAUFMAN | 0 | 0 | 0 | 0 | 112 | 176 | N
308 | TOLEDO BEND PROJECT | Toledo Bend project (Region I entities responsible for 20 percent of cost) | C | 5 | EXISTING SOURCE OR EXPANDED USE OF AN EXISTING SOURCE (SURFACE WATER OR GROUNDWATER) | 5 | OTHER SURFACE WATER | 2 | PIPELINE |  | 1242 | 566 | TOLEDO BEND LAKE/RESERVOIR | I | 999 | RESERVOIR | 5 | SABINE | 0 | SURFACE WATER | 1 | NO WATER QUALITY IMPROVEMENTS |  | 5305 | 1 | Toledo Bend project | 138 | TARRANT REGIONAL WD | C | WWP | WWP | N/A | N/A |  | Y | 2050 | 2050 | 0 | 0 | 0 | 0 | 223424000 | 223424000 | 1000766000 | 30 | 1619 | MALAKOFF | C | WUG | MUNICIPAL | 383 | CITY | C | 107 | HENDERSON | 0 | 0 | 0 | 0 | 30 | 40 | N
308 | TOLEDO BEND PROJECT | Toledo Bend project (Region I entities responsible for 20 percent of cost) | C | 5 | EXISTING SOURCE OR EXPANDED USE OF AN EXISTING SOURCE (SURFACE WATER OR GROUNDWATER) | 5 | OTHER SURFACE WATER | 2 | PIPELINE |  | 1242 | 566 | TOLEDO BEND LAKE/RESERVOIR | I | 999 | RESERVOIR | 5 | SABINE | 0 | SURFACE WATER | 1 | NO WATER QUALITY IMPROVEMENTS |  | 5305 | 1 | Toledo Bend project | 138 | TARRANT REGIONAL WD | C | WWP | WWP | N/A | N/A |  | Y | 2050 | 2050 | 0 | 0 | 0 | 0 | 223424000 | 223424000 | 1000766000 | 30 | 94 | MANSFIELD | C | BOTH | MUNICIPAL | 384 | CITY | C | 70 | ELLIS | 0 | 0 | 0 | 0 | 383 | 554 | N
308 | TOLEDO BEND PROJECT | Toledo Bend project (Region I entities responsible for 20 percent of cost) | C | 5 | EXISTING SOURCE OR EXPANDED USE OF AN EXISTING SOURCE (SURFACE WATER OR GROUNDWATER) | 5 | OTHER SURFACE WATER | 2 | PIPELINE |  | 1242 | 566 | TOLEDO BEND LAKE/RESERVOIR | I | 999 | RESERVOIR | 5 | SABINE | 0 | SURFACE WATER | 1 | NO WATER QUALITY IMPROVEMENTS |  | 5305 | 1 | Toledo Bend project | 138 | TARRANT REGIONAL WD | C | WWP | WWP | N/A | N/A |  | Y | 2050 | 2050 | 0 | 0 | 0 | 0 | 223424000 | 223424000 | 1000766000 | 30 | 94 | MANSFIELD | C | BOTH | MUNICIPAL | 384 | CITY | C | 220 | TARRANT | 0 | 0 | 0 | 0 | 4585 | 6164 | N
308 | TOLEDO BEND PROJECT | Toledo Bend project (Region I entities responsible for 20 percent of cost) | C | 5 | EXISTING SOURCE OR EXPANDED USE OF AN EXISTING SOURCE (SURFACE WATER OR GROUNDWATER) | 5 | OTHER SURFACE WATER | 2 | PIPELINE |  | 1242 | 566 | TOLEDO BEND LAKE/RESERVOIR | I | 999 | RESERVOIR | 5 | SABINE | 0 | SURFACE WATER | 1 | NO WATER QUALITY IMPROVEMENTS |  | 5305 | 1 | Toledo Bend project | 138 | TARRANT REGIONAL WD | C | WWP | WWP | N/A | N/A |  | Y | 2050 | 2050 | 0 | 0 | 0 | 0 | 223424000 | 223424000 | 1000766000 | 30 | 1664 | MANUFACTURING, ELLIS | C | WUG | MANUFACTURING | 1001 | N/A | C | 70 | ELLIS | 0 | 0 | 0 | 0 | 366 | 458 | N
308 | TOLEDO BEND PROJECT | Toledo Bend project (Region I entities responsible for 20 percent of cost) | C | 5 | EXISTING SOURCE OR EXPANDED USE OF AN EXISTING SOURCE (SURFACE WATER OR GROUNDWATER) | 5 | OTHER SURFACE WATER | 2 | PIPELINE |  | 1242 | 566 | TOLEDO BEND LAKE/RESERVOIR | I | 999 | RESERVOIR | 5 | SABINE | 0 | SURFACE WATER | 1 | NO WATER QUALITY IMPROVEMENTS |  | 5305 | 1 | Toledo Bend project | 138 | TARRANT REGIONAL WD | C | WWP | WWP | N/A | N/A |  | Y | 2050 | 2050 | 0 | 0 | 0 | 0 | 223424000 | 223424000 | 1000766000 | 30 | 1741 | MANUFACTURING, NAVARRO | C | WUG | MANUFACTURING | 1001 | N/A | C | 175 | NAVARRO | 0 | 0 | 0 | 0 | 172 | 221 | N
308 | TOLEDO BEND PROJECT | Toledo Bend project (Region I entities responsible for 20 percent of cost) | C | 5 | EXISTING SOURCE OR EXPANDED USE OF AN EXISTING SOURCE (SURFACE WATER OR GROUNDWATER) | 5 | OTHER SURFACE WATER | 2 | PIPELINE |  | 1242 | 566 | TOLEDO BEND LAKE/RESERVOIR | I | 999 | RESERVOIR | 5 | SABINE | 0 | SURFACE WATER | 1 | NO WATER QUALITY IMPROVEMENTS |  | 5305 | 1 | Toledo Bend project | 138 | TARRANT REGIONAL WD | C | WWP | WWP | N/A | N/A |  | Y | 2060 | 2060 | 0 | 0 | 0 | 0 | 223424000 | 223424000 | 1000766000 | 30 | 1748 | MANUFACTURING, PARKER | C | WUG | MANUFACTURING | 1001 | N/A | C | 184 | PARKER | 0 | 0 | 0 | 0 | 0 | 17 | N
308 | TOLEDO BEND PROJECT | Toledo Bend project (Region I entities responsible for 20 percent of cost) | C | 5 | EXISTING SOURCE OR EXPANDED USE OF AN EXISTING SOURCE (SURFACE WATER OR GROUNDWATER) | 5 | OTHER SURFACE WATER | 2 | PIPELINE |  | 1242 | 566 | TOLEDO BEND LAKE/RESERVOIR | I | 999 | RESERVOIR | 5 | SABINE | 0 | SURFACE WATER | 1 | NO WATER QUALITY IMPROVEMENTS |  | 5305 | 1 | Toledo Bend project | 138 | TARRANT REGIONAL WD | C | WWP | WWP | N/A | N/A |  | Y | 2060 | 2060 | 0 | 0 | 0 | 0 | 223424000 | 223424000 | 1000766000 | 30 | 1770 | MANUFACTURING, TARRANT | C | WUG | MANUFACTURING | 1001 | N/A | C | 220 | TARRANT | 0 | 0 | 0 | 0 | 0 | 557 | N
308 | TOLEDO BEND PROJECT | Toledo Bend project (Region I entities responsible for 20 percent of cost) | C | 5 | EXISTING SOURCE OR EXPANDED USE OF AN EXISTING SOURCE (SURFACE WATER OR GROUNDWATER) | 5 | OTHER SURFACE WATER | 2 | PIPELINE |  | 1242 | 566 | TOLEDO BEND LAKE/RESERVOIR | I | 999 | RESERVOIR | 5 | SABINE | 0 | SURFACE WATER | 1 | NO WATER QUALITY IMPROVEMENTS |  | 5305 | 1 | Toledo Bend project | 138 | TARRANT REGIONAL WD | C | WWP | WWP | N/A | N/A |  | Y | 2050 | 2050 | 0 | 0 | 0 | 0 | 223424000 | 223424000 | 1000766000 | 30 | 98 | MIDLOTHIAN | C | BOTH | MUNICIPAL | 405 | CITY | C | 70 | ELLIS | 0 | 0 | 0 | 0 | 736 | 1302 | N
308 | TOLEDO BEND PROJECT | Toledo Bend project (Region I entities responsible for 20 percent of cost) | C | 5 | EXISTING SOURCE OR EXPANDED USE OF AN EXISTING SOURCE (SURFACE WATER OR GROUNDWATER) | 5 | OTHER SURFACE WATER | 2 | PIPELINE |  | 1242 | 566 | TOLEDO BEND LAKE/RESERVOIR | I | 999 | RESERVOIR | 5 | SABINE | 0 | SURFACE WATER | 1 | NO WATER QUALITY IMPROVEMENTS |  | 5305 | 1 | Toledo Bend project | 138 | TARRANT REGIONAL WD | C | WWP | WWP | N/A | N/A |  | Y | 2050 | 2050 | 0 | 0 | 0 | 0 | 223424000 | 223424000 | 1000766000 | 30 | 1936 | MINING, HENDERSON | C | WUG | MINING | 1003 | N/A | C | 107 | HENDERSON | 0 | 0 | 0 | 0 | 22 | 28 | N
308 | TOLEDO BEND PROJECT | Toledo Bend project (Region I entities responsible for 20 percent of cost) | C | 5 | EXISTING SOURCE OR EXPANDED USE OF AN EXISTING SOURCE (SURFACE WATER OR GROUNDWATER) | 5 | OTHER SURFACE WATER | 2 | PIPELINE |  | 1242 | 566 | TOLEDO BEND LAKE/RESERVOIR | I | 999 | RESERVOIR | 5 | SABINE | 0 | SURFACE WATER | 1 | NO WATER QUALITY IMPROVEMENTS |  | 5305 | 1 | Toledo Bend project | 138 | TARRANT REGIONAL WD | C | WWP | WWP | N/A | N/A |  | Y | 2010 | 2050 | 0 | 0 | 0 | 0 | 223424000 | 223424000 | 1000766000 | 30 | 2064 | MINING, WISE | C | WUG | MINING | 1003 | N/A | C | 249 | WISE | 0 | 0 | 0 | 0 | 0 | 0 | N
308 | TOLEDO BEND PROJECT | Toledo Bend project (Region I entities responsible for 20 percent of cost) | C | 5 | EXISTING SOURCE OR EXPANDED USE OF AN EXISTING SOURCE (SURFACE WATER OR GROUNDWATER) | 5 | OTHER SURFACE WATER | 2 | PIPELINE |  | 1242 | 566 | TOLEDO BEND LAKE/RESERVOIR | I | 999 | RESERVOIR | 5 | SABINE | 0 | SURFACE WATER | 1 | NO WATER QUALITY IMPROVEMENTS |  | 5305 | 1 | Toledo Bend project | 138 | TARRANT REGIONAL WD | C | WWP | WWP | N/A | N/A |  | Y | 2050 | 2050 | 0 | 0 | 0 | 0 | 223424000 | 223424000 | 1000766000 | 30 | 2090 | MOUNTAIN PEAK SUD | C | WUG | MUNICIPAL | 4269 | UTILITY | C | 70 | ELLIS | 0 | 0 | 0 | 0 | 152 | 276 | N
308 | TOLEDO BEND PROJECT | Toledo Bend project (Region I entities responsible for 20 percent of cost) | C | 5 | EXISTING SOURCE OR EXPANDED USE OF AN EXISTING SOURCE (SURFACE WATER OR GROUNDWATER) | 5 | OTHER SURFACE WATER | 2 | PIPELINE |  | 1242 | 566 | TOLEDO BEND LAKE/RESERVOIR | I | 999 | RESERVOIR | 5 | SABINE | 0 | SURFACE WATER | 1 | NO WATER QUALITY IMPROVEMENTS |  | 5305 | 1 | Toledo Bend project | 138 | TARRANT REGIONAL WD | C | WWP | WWP | N/A | N/A |  | Y | 2060 | 2060 | 0 | 0 | 0 | 0 | 223424000 | 223424000 | 1000766000 | 30 | 107 | NORTH RICHLAND HILLS | C | BOTH | MUNICIPAL | 435 | CITY | C | 220 | TARRANT | 0 | 0 | 0 | 0 | 0 | 148 | N
308 | TOLEDO BEND PROJECT | Toledo Bend project (Region I entities responsible for 20 percent of cost) | C | 5 | EXISTING SOURCE OR EXPANDED USE OF AN EXISTING SOURCE (SURFACE WATER OR GROUNDWATER) | 5 | OTHER SURFACE WATER | 2 | PIPELINE |  | 1242 | 566 | TOLEDO BEND LAKE/RESERVOIR | I | 999 | RESERVOIR | 5 | SABINE | 0 | SURFACE WATER | 1 | NO WATER QUALITY IMPROVEMENTS |  | 5305 | 1 | Toledo Bend project | 138 | TARRANT REGIONAL WD | C | WWP | WWP | N/A | N/A |  | Y | 2010 | 2050 | 0 | 0 | 0 | 0 | 223424000 | 223424000 | 1000766000 | 30 | 2187 | PECAN HILL | C | WUG | MUNICIPAL | 935 | CITY | C | 70 | ELLIS | 0 | 0 | 0 | 0 | 0 | 0 | N
308 | TOLEDO BEND PROJECT | Toledo Bend project (Region I entities responsible for 20 percent of cost) | C | 5 | EXISTING SOURCE OR EXPANDED USE OF AN EXISTING SOURCE (SURFACE WATER OR GROUNDWATER) | 5 | OTHER SURFACE WATER | 2 | PIPELINE |  | 1242 | 566 | TOLEDO BEND LAKE/RESERVOIR | I | 999 | RESERVOIR | 5 | SABINE | 0 | SURFACE WATER | 1 | NO WATER QUALITY IMPROVEMENTS |  | 5305 | 1 | Toledo Bend project | 138 | TARRANT REGIONAL WD | C | WWP | WWP | N/A | N/A |  | Y | 2050 | 2050 | 0 | 0 | 0 | 0 | 223424000 | 223424000 | 1000766000 | 30 | 2255 | RED OAK | C | WUG | MUNICIPAL | 737 | CITY | C | 70 | ELLIS | 0 | 0 | 0 | 0 | 47 | 60 | N
308 | TOLEDO BEND PROJECT | Toledo Bend project (Region I entities responsible for 20 percent of cost) | C | 5 | EXISTING SOURCE OR EXPANDED USE OF AN EXISTING SOURCE (SURFACE WATER OR GROUNDWATER) | 5 | OTHER SURFACE WATER | 2 | PIPELINE |  | 1242 | 566 | TOLEDO BEND LAKE/RESERVOIR | I | 999 | RESERVOIR | 5 | SABINE | 0 | SURFACE WATER | 1 | NO WATER QUALITY IMPROVEMENTS |  | 5305 | 1 | Toledo Bend project | 138 | TARRANT REGIONAL WD | C | WWP | WWP | N/A | N/A |  | Y | 2010 | 2050 | 0 | 0 | 0 | 0 | 223424000 | 223424000 | 1000766000 | 30 | 2657 | RENO | C | WUG | MUNICIPAL | 739 | CITY | C | 184 | PARKER | 0 | 0 | 0 | 0 | 0 | 0 | N
308 | TOLEDO BEND PROJECT | Toledo Bend project (Region I entities responsible for 20 percent of cost) | C | 5 | EXISTING SOURCE OR EXPANDED USE OF AN EXISTING SOURCE (SURFACE WATER OR GROUNDWATER) | 5 | OTHER SURFACE WATER | 2 | PIPELINE |  | 1242 | 566 | TOLEDO BEND LAKE/RESERVOIR | I | 999 | RESERVOIR | 5 | SABINE | 0 | SURFACE WATER | 1 | NO WATER QUALITY IMPROVEMENTS |  | 5305 | 1 | Toledo Bend project | 138 | TARRANT REGIONAL WD | C | WWP | WWP | N/A | N/A |  | Y | 2060 | 2060 | 0 | 0 | 0 | 0 | 223424000 | 223424000 | 1000766000 | 30 | 2260 | RHOME | C | WUG | MUNICIPAL | 946 | CITY | C | 249 | WISE | 0 | 0 | 0 | 0 | 0 | 44 | N
308 | TOLEDO BEND PROJECT | Toledo Bend project (Region I entities responsible for 20 percent of cost) | C | 5 | EXISTING SOURCE OR EXPANDED USE OF AN EXISTING SOURCE (SURFACE WATER OR GROUNDWATER) | 5 | OTHER SURFACE WATER | 2 | PIPELINE |  | 1242 | 566 | TOLEDO BEND LAKE/RESERVOIR | I | 999 | RESERVOIR | 5 | SABINE | 0 | SURFACE WATER | 1 | NO WATER QUALITY IMPROVEMENTS |  | 5305 | 1 | Toledo Bend project | 138 | TARRANT REGIONAL WD | C | WWP | WWP | N/A | N/A |  | Y | 2010 | 2050 | 0 | 0 | 0 | 0 | 223424000 | 223424000 | 1000766000 | 30 | 2277 | RIVER OAKS | C | WUG | MUNICIPAL | 505 | CITY | C | 220 | TARRANT | 0 | 0 | 0 | 0 | 0 | 0 | N
308 | TOLEDO BEND PROJECT | Toledo Bend project (Region I entities responsible for 20 percent of cost) | C | 5 | EXISTING SOURCE OR EXPANDED USE OF AN EXISTING SOURCE (SURFACE WATER OR GROUNDWATER) | 5 | OTHER SURFACE WATER | 2 | PIPELINE |  | 1242 | 566 | TOLEDO BEND LAKE/RESERVOIR | I | 999 | RESERVOIR | 5 | SABINE | 0 | SURFACE WATER | 1 | NO WATER QUALITY IMPROVEMENTS |  | 5305 | 1 | Toledo Bend project | 138 | TARRANT REGIONAL WD | C | WWP | WWP | N/A | N/A |  | Y | 2050 | 2050 | 0 | 0 | 0 | 0 | 223424000 | 223424000 | 1000766000 | 30 | 121 | ROCKETT SUD | C | BOTH | MUNICIPAL | 4325 | UTILITY | C | 70 | ELLIS | 0 | 0 | 0 | 0 | 1482 | 1833 | N
308 | TOLEDO BEND PROJECT | Toledo Bend project (Region I entities responsible for 20 percent of cost) | C | 5 | EXISTING SOURCE OR EXPANDED USE OF AN EXISTING SOURCE (SURFACE WATER OR GROUNDWATER) | 5 | OTHER SURFACE WATER | 2 | PIPELINE |  | 1242 | 566 | TOLEDO BEND LAKE/RESERVOIR | I | 999 | RESERVOIR | 5 | SABINE | 0 | SURFACE WATER | 1 | NO WATER QUALITY IMPROVEMENTS |  | 5305 | 1 | Toledo Bend project | 138 | TARRANT REGIONAL WD | C | WWP | WWP | N/A | N/A |  | Y | 2010 | 2050 | 0 | 0 | 0 | 0 | 223424000 | 223424000 | 1000766000 | 30 | 2334 | SARDIS-LONE ELM WSC | C | WUG | MUNICIPAL | 4330 | UTILITY | C | 57 | DALLAS | 0 | 0 | 0 | 0 | 0 | 0 | N
308 | TOLEDO BEND PROJECT | Toledo Bend project (Region I entities responsible for 20 percent of cost) | C | 5 | EXISTING SOURCE OR EXPANDED USE OF AN EXISTING SOURCE (SURFACE WATER OR GROUNDWATER) | 5 | OTHER SURFACE WATER | 2 | PIPELINE |  | 1242 | 566 | TOLEDO BEND LAKE/RESERVOIR | I | 999 | RESERVOIR | 5 | SABINE | 0 | SURFACE WATER | 1 | NO WATER QUALITY IMPROVEMENTS |  | 5305 | 1 | Toledo Bend project | 138 | TARRANT REGIONAL WD | C | WWP | WWP | N/A | N/A |  | Y | 2050 | 2050 | 0 | 0 | 0 | 0 | 223424000 | 223424000 | 1000766000 | 30 | 2334 | SARDIS-LONE ELM WSC | C | WUG | MUNICIPAL | 4330 | UTILITY | C | 70 | ELLIS | 0 | 0 | 0 | 0 | 387 | 476 | N
308 | TOLEDO BEND PROJECT | Toledo Bend project (Region I entities responsible for 20 percent of cost) | C | 5 | EXISTING SOURCE OR EXPANDED USE OF AN EXISTING SOURCE (SURFACE WATER OR GROUNDWATER) | 5 | OTHER SURFACE WATER | 2 | PIPELINE |  | 1242 | 566 | TOLEDO BEND LAKE/RESERVOIR | I | 999 | RESERVOIR | 5 | SABINE | 0 | SURFACE WATER | 1 | NO WATER QUALITY IMPROVEMENTS |  | 5305 | 1 | Toledo Bend project | 138 | TARRANT REGIONAL WD | C | WWP | WWP | N/A | N/A |  | Y | 2050 | 2050 | 0 | 0 | 0 | 0 | 223424000 | 223424000 | 1000766000 | 30 | 2345 | SEVEN POINTS | C | WUG | MUNICIPAL | 959 | CITY | C | 107 | HENDERSON | 0 | 0 | 0 | 0 | 57 | 80 | N
308 | TOLEDO BEND PROJECT | Toledo Bend project (Region I entities responsible for 20 percent of cost) | C | 5 | EXISTING SOURCE OR EXPANDED USE OF AN EXISTING SOURCE (SURFACE WATER OR GROUNDWATER) | 5 | OTHER SURFACE WATER | 2 | PIPELINE |  | 1242 | 566 | TOLEDO BEND LAKE/RESERVOIR | I | 999 | RESERVOIR | 5 | SABINE | 0 | SURFACE WATER | 1 | NO WATER QUALITY IMPROVEMENTS |  | 5305 | 1 | Toledo Bend project | 138 | TARRANT REGIONAL WD | C | WWP | WWP | N/A | N/A |  | Y | 2010 | 2050 | 0 | 0 | 0 | 0 | 223424000 | 223424000 | 1000766000 | 30 | 2393 | SPRINGTOWN | C | WUG | MUNICIPAL | 574 | CITY | C | 184 | PARKER | 0 | 0 | 0 | 0 | 0 | 0 | N
308 | TOLEDO BEND PROJECT | Toledo Bend project (Region I entities responsible for 20 percent of cost) | C | 5 | EXISTING SOURCE OR EXPANDED USE OF AN EXISTING SOURCE (SURFACE WATER OR GROUNDWATER) | 5 | OTHER SURFACE WATER | 2 | PIPELINE |  | 1242 | 566 | TOLEDO BEND LAKE/RESERVOIR | I | 999 | RESERVOIR | 5 | SABINE | 0 | SURFACE WATER | 1 | NO WATER QUALITY IMPROVEMENTS |  | 5305 | 1 | Toledo Bend project | 138 | TARRANT REGIONAL WD | C | WWP | WWP | N/A | N/A |  | Y | 2050 | 2050 | 0 | 0 | 0 | 0 | 223424000 | 223424000 | 1000766000 | 30 | 2418 | STEAM ELECTRIC POWER, ELLIS | C | WUG | STEAM ELECTRIC | 1002 | N/A | C | 70 | ELLIS | 0 | 0 | 0 | 0 | 1816 | 1804 | N
308 | TOLEDO BEND PROJECT | Toledo Bend project (Region I entities responsible for 20 percent of cost) | C | 5 | EXISTING SOURCE OR EXPANDED USE OF AN EXISTING SOURCE (SURFACE WATER OR GROUNDWATER) | 5 | OTHER SURFACE WATER | 2 | PIPELINE |  | 1242 | 566 | TOLEDO BEND LAKE/RESERVOIR | I | 999 | RESERVOIR | 5 | SABINE | 0 | SURFACE WATER | 1 | NO WATER QUALITY IMPROVEMENTS |  | 5305 | 1 | Toledo Bend project | 138 | TARRANT REGIONAL WD | C | WWP | WWP | N/A | N/A |  | Y | 2050 | 2050 | 0 | 0 | 0 | 0 | 223424000 | 223424000 | 1000766000 | 30 | 2423 | STEAM ELECTRIC POWER, FREESTONE | C | WUG | STEAM ELECTRIC | 1002 | N/A | C | 81 | FREESTONE | 0 | 0 | 0 | 0 | 1538 | 1822 | N
308 | TOLEDO BEND PROJECT | Toledo Bend project (Region I entities responsible for 20 percent of cost) | C | 5 | EXISTING SOURCE OR EXPANDED USE OF AN EXISTING SOURCE (SURFACE WATER OR GROUNDWATER) | 5 | OTHER SURFACE WATER | 2 | PIPELINE |  | 1242 | 566 | TOLEDO BEND LAKE/RESERVOIR | I | 999 | RESERVOIR | 5 | SABINE | 0 | SURFACE WATER | 1 | NO WATER QUALITY IMPROVEMENTS |  | 5305 | 1 | Toledo Bend project | 138 | TARRANT REGIONAL WD | C | WWP | WWP | N/A | N/A |  | Y | 2050 | 2050 | 0 | 0 | 0 | 0 | 223424000 | 223424000 | 1000766000 | 30 | 2435 | STEAM ELECTRIC POWER, HENDERSON | C | WUG | STEAM ELECTRIC | 1002 | N/A | C | 107 | HENDERSON | 0 | 0 | 0 | 0 | 1184 | 1639 | N
308 | TOLEDO BEND PROJECT | Toledo Bend project (Region I entities responsible for 20 percent of cost) | C | 5 | EXISTING SOURCE OR EXPANDED USE OF AN EXISTING SOURCE (SURFACE WATER OR GROUNDWATER) | 5 | OTHER SURFACE WATER | 2 | PIPELINE |  | 1242 | 566 | TOLEDO BEND LAKE/RESERVOIR | I | 999 | RESERVOIR | 5 | SABINE | 0 | SURFACE WATER | 1 | NO WATER QUALITY IMPROVEMENTS |  | 5305 | 1 | Toledo Bend project | 138 | TARRANT REGIONAL WD | C | WWP | WWP | N/A | N/A |  | Y | 2060 | 2060 | 0 | 0 | 0 | 0 | 223424000 | 223424000 | 1000766000 | 30 | 2470 | STEAM ELECTRIC POWER, TARRANT | C | WUG | STEAM ELECTRIC | 1002 | N/A | C | 220 | TARRANT | 0 | 0 | 0 | 0 | 0 | 54 | N
308 | TOLEDO BEND PROJECT | Toledo Bend project (Region I entities responsible for 20 percent of cost) | C | 5 | EXISTING SOURCE OR EXPANDED USE OF AN EXISTING SOURCE (SURFACE WATER OR GROUNDWATER) | 5 | OTHER SURFACE WATER | 2 | PIPELINE |  | 1242 | 566 | TOLEDO BEND LAKE/RESERVOIR | I | 999 | RESERVOIR | 5 | SABINE | 0 | SURFACE WATER | 1 | NO WATER QUALITY IMPROVEMENTS |  | 5305 | 1 | Toledo Bend project | 138 | TARRANT REGIONAL WD | C | WWP | WWP | N/A | N/A |  | Y | 2010 | 2050 | 0 | 0 | 0 | 0 | 223424000 | 223424000 | 1000766000 | 30 | 2481 | STEAM ELECTRIC POWER, WISE | C | WUG | STEAM ELECTRIC | 1002 | N/A | C | 249 | WISE | 0 | 0 | 0 | 0 | 0 | 0 | N
308 | TOLEDO BEND PROJECT | Toledo Bend project (Region I entities responsible for 20 percent of cost) | C | 5 | EXISTING SOURCE OR EXPANDED USE OF AN EXISTING SOURCE (SURFACE WATER OR GROUNDWATER) | 5 | OTHER SURFACE WATER | 2 | PIPELINE |  | 1242 | 566 | TOLEDO BEND LAKE/RESERVOIR | I | 999 | RESERVOIR | 5 | SABINE | 0 | SURFACE WATER | 1 | NO WATER QUALITY IMPROVEMENTS |  | 5305 | 1 | Toledo Bend project | 138 | TARRANT REGIONAL WD | C | WWP | WWP | N/A | N/A |  | Y | 2050 | 2050 | 0 | 0 | 0 | 0 | 223424000 | 223424000 | 1000766000 | 30 | 138 | TARRANT REGIONAL WD - FUTURE CUSTOMER/SURPLUS SUPPLY | C | WWP | MUNICIPAL | N/A | N/A | C | 220 | TARRANT | 0 | 0 | 0 | 0 | 68093 | 56148 | N
308 | TOLEDO BEND PROJECT | Toledo Bend project (Region I entities responsible for 20 percent of cost) | C | 5 | EXISTING SOURCE OR EXPANDED USE OF AN EXISTING SOURCE (SURFACE WATER OR GROUNDWATER) | 5 | OTHER SURFACE WATER | 2 | PIPELINE |  | 1242 | 566 | TOLEDO BEND LAKE/RESERVOIR | I | 999 | RESERVOIR | 5 | SABINE | 0 | SURFACE WATER | 1 | NO WATER QUALITY IMPROVEMENTS |  | 5305 | 1 | Toledo Bend project | 138 | TARRANT REGIONAL WD | C | WWP | WWP | N/A | N/A |  | Y | 2050 | 2050 | 0 | 0 | 0 | 0 | 223424000 | 223424000 | 1000766000 | 30 | 2532 | TOOL | C | WUG | MUNICIPAL | 753 | CITY | C | 107 | HENDERSON | 0 | 0 | 0 | 0 | 106 | 145 | N
308 | TOLEDO BEND PROJECT | Toledo Bend project (Region I entities responsible for 20 percent of cost) | C | 5 | EXISTING SOURCE OR EXPANDED USE OF AN EXISTING SOURCE (SURFACE WATER OR GROUNDWATER) | 5 | OTHER SURFACE WATER | 2 | PIPELINE |  | 1242 | 566 | TOLEDO BEND LAKE/RESERVOIR | I | 999 | RESERVOIR | 5 | SABINE | 0 | SURFACE WATER | 1 | NO WATER QUALITY IMPROVEMENTS |  | 5305 | 1 | Toledo Bend project | 138 | TARRANT REGIONAL WD | C | WWP | WWP | N/A | N/A |  | Y | 2010 | 2050 | 0 | 0 | 0 | 0 | 223424000 | 223424000 | 1000766000 | 30 | 143 | TRINITY RIVER AUTHORITY | C | WWP | WWP | N/A | N/A | C | 70 | ELLIS | 0 | 0 | 0 | 0 | 0 | 0 | N
308 | TOLEDO BEND PROJECT | Toledo Bend project (Region I entities responsible for 20 percent of cost) | C | 5 | EXISTING SOURCE OR EXPANDED USE OF AN EXISTING SOURCE (SURFACE WATER OR GROUNDWATER) | 5 | OTHER SURFACE WATER | 2 | PIPELINE |  | 1242 | 566 | TOLEDO BEND LAKE/RESERVOIR | I | 999 | RESERVOIR | 5 | SABINE | 0 | SURFACE WATER | 1 | NO WATER QUALITY IMPROVEMENTS |  | 5305 | 1 | Toledo Bend project | 138 | TARRANT REGIONAL WD | C | WWP | WWP | N/A | N/A |  | Y | 2010 | 2010 | 0 | 0 | 0 | 0 | 223424000 | 223424000 | 1000766000 | 30 | 2566 | VENUS | G | WUG | MUNICIPAL | 982 | CITY | G | 126 | JOHNSON | 363 | 329 | 272 | 232 | 270 | 257 | N
308 | TOLEDO BEND PROJECT | Toledo Bend project (Region I entities responsible for 20 percent of cost) | C | 5 | EXISTING SOURCE OR EXPANDED USE OF AN EXISTING SOURCE (SURFACE WATER OR GROUNDWATER) | 5 | OTHER SURFACE WATER | 2 | PIPELINE |  | 1242 | 566 | TOLEDO BEND LAKE/RESERVOIR | I | 999 | RESERVOIR | 5 | SABINE | 0 | SURFACE WATER | 1 | NO WATER QUALITY IMPROVEMENTS |  | 5305 | 1 | Toledo Bend project | 138 | TARRANT REGIONAL WD | C | WWP | WWP | N/A | N/A |  | Y | 2060 | 2060 | 0 | 0 | 0 | 0 | 223424000 | 223424000 | 1000766000 | 30 | 153 | WALNUT CREEK SUD | C | BOTH | MUNICIPAL | 4373 | UTILITY | C | 184 | PARKER | 0 | 0 | 0 | 0 | 0 | 138 | N
308 | TOLEDO BEND PROJECT | Toledo Bend project (Region I entities responsible for 20 percent of cost) | C | 5 | EXISTING SOURCE OR EXPANDED USE OF AN EXISTING SOURCE (SURFACE WATER OR GROUNDWATER) | 5 | OTHER SURFACE WATER | 2 | PIPELINE |  | 1242 | 566 | TOLEDO BEND LAKE/RESERVOIR | I | 999 | RESERVOIR | 5 | SABINE | 0 | SURFACE WATER | 1 | NO WATER QUALITY IMPROVEMENTS |  | 5305 | 1 | Toledo Bend project | 138 | TARRANT REGIONAL WD | C | WWP | WWP | N/A | N/A |  | Y | 2060 | 2060 | 0 | 0 | 0 | 0 | 223424000 | 223424000 | 1000766000 | 30 | 153 | WALNUT CREEK SUD | C | BOTH | MUNICIPAL | 4373 | UTILITY | C | 249 | WISE | 0 | 0 | 0 | 0 | 0 | 18 | N
308 | TOLEDO BEND PROJECT | Toledo Bend project (Region I entities responsible for 20 percent of cost) | C | 5 | EXISTING SOURCE OR EXPANDED USE OF AN EXISTING SOURCE (SURFACE WATER OR GROUNDWATER) | 5 | OTHER SURFACE WATER | 2 | PIPELINE |  | 1242 | 566 | TOLEDO BEND LAKE/RESERVOIR | I | 999 | RESERVOIR | 5 | SABINE | 0 | SURFACE WATER | 1 | NO WATER QUALITY IMPROVEMENTS |  | 5305 | 1 | Toledo Bend project | 138 | TARRANT REGIONAL WD | C | WWP | WWP | N/A | N/A |  | Y | 2050 | 2050 | 0 | 0 | 0 | 0 | 223424000 | 223424000 | 1000766000 | 30 | 154 | WAXAHACHIE | C | BOTH | MUNICIPAL | 633 | CITY | C | 70 | ELLIS | 0 | 0 | 0 | 0 | 1284 | 2387 | N
308 | TOLEDO BEND PROJECT | Toledo Bend project (Region I entities responsible for 20 percent of cost) | C | 5 | EXISTING SOURCE OR EXPANDED USE OF AN EXISTING SOURCE (SURFACE WATER OR GROUNDWATER) | 5 | OTHER SURFACE WATER | 2 | PIPELINE |  | 1242 | 566 | TOLEDO BEND LAKE/RESERVOIR | I | 999 | RESERVOIR | 5 | SABINE | 0 | SURFACE WATER | 1 | NO WATER QUALITY IMPROVEMENTS |  | 5305 | 1 | Toledo Bend project | 138 | TARRANT REGIONAL WD | C | WWP | WWP | N/A | N/A |  | Y | 2060 | 2060 | 0 | 0 | 0 | 0 | 223424000 | 223424000 | 1000766000 | 30 | 155 | WEATHERFORD | C | BOTH | MUNICIPAL | 634 | CITY | C | 184 | PARKER | 0 | 0 | 0 | 0 | 0 | 96 | N
308 | TOLEDO BEND PROJECT | Toledo Bend project (Region I entities responsible for 20 percent of cost) | C | 5 | EXISTING SOURCE OR EXPANDED USE OF AN EXISTING SOURCE (SURFACE WATER OR GROUNDWATER) | 5 | OTHER SURFACE WATER | 2 | PIPELINE |  | 1242 | 566 | TOLEDO BEND LAKE/RESERVOIR | I | 999 | RESERVOIR | 5 | SABINE | 0 | SURFACE WATER | 1 | NO WATER QUALITY IMPROVEMENTS |  | 5305 | 1 | Toledo Bend project | 138 | TARRANT REGIONAL WD | C | WWP | WWP | N/A | N/A |  | Y | 2050 | 2050 | 0 | 0 | 0 | 0 | 223424000 | 223424000 | 1000766000 | 30 | 156 | WEST CEDAR CREEK MUD | C | BOTH | MUNICIPAL | 4381 | UTILITY | C | 107 | HENDERSON | 0 | 0 | 0 | 0 | 385 | 553 | N
308 | TOLEDO BEND PROJECT | Toledo Bend project (Region I entities responsible for 20 percent of cost) | C | 5 | EXISTING SOURCE OR EXPANDED USE OF AN EXISTING SOURCE (SURFACE WATER OR GROUNDWATER) | 5 | OTHER SURFACE WATER | 2 | PIPELINE |  | 1242 | 566 | TOLEDO BEND LAKE/RESERVOIR | I | 999 | RESERVOIR | 5 | SABINE | 0 | SURFACE WATER | 1 | NO WATER QUALITY IMPROVEMENTS |  | 5305 | 1 | Toledo Bend project | 138 | TARRANT REGIONAL WD | C | WWP | WWP | N/A | N/A |  | Y | 2050 | 2050 | 0 | 0 | 0 | 0 | 223424000 | 223424000 | 1000766000 | 30 | 156 | WEST CEDAR CREEK MUD | C | BOTH | MUNICIPAL | 4381 | UTILITY | C | 129 | KAUFMAN | 0 | 0 | 0 | 0 | 419 | 638 | N
308 | TOLEDO BEND PROJECT | Toledo Bend project (Region I entities responsible for 20 percent of cost) | C | 5 | EXISTING SOURCE OR EXPANDED USE OF AN EXISTING SOURCE (SURFACE WATER OR GROUNDWATER) | 5 | OTHER SURFACE WATER | 2 | PIPELINE |  | 1242 | 566 | TOLEDO BEND LAKE/RESERVOIR | I | 999 | RESERVOIR | 5 | SABINE | 0 | SURFACE WATER | 1 | NO WATER QUALITY IMPROVEMENTS |  | 5305 | 1 | Toledo Bend project | 138 | TARRANT REGIONAL WD | C | WWP | WWP | N/A | N/A |  | Y | 2060 | 2060 | 0 | 0 | 0 | 0 | 223424000 | 223424000 | 1000766000 | 30 | 2624 | WILLOW PARK | C | WUG | MUNICIPAL | 756 | CITY | C | 184 | PARKER | 0 | 0 | 0 | 0 | 0 | 20 | N
308 | TOLEDO BEND PROJECT | Toledo Bend project (Region I entities responsible for 20 percent of cost) | C | 5 | EXISTING SOURCE OR EXPANDED USE OF AN EXISTING SOURCE (SURFACE WATER OR GROUNDWATER) | 5 | OTHER SURFACE WATER | 2 | PIPELINE |  | 1242 | 566 | TOLEDO BEND LAKE/RESERVOIR | I | 999 | RESERVOIR | 5 | SABINE | 0 | SURFACE WATER | 1 | NO WATER QUALITY IMPROVEMENTS |  | 5305 | 1 | Toledo Bend project | 139 | TERRELL | C | BOTH | MUNICIPAL | 599 | CITY |  | N | 2050 | 2050 | 0 | 0 | 0 | 0 | 0 | 0 | 0 | 0 | 527 | COUNTY-OTHER, HUNT | D | WUG | MUNICIPAL | 757 | COUNTY-OTHER | D | 116 | HUNT | 0 | 0 | 0 | 0 | 27 | 41 | N
356 | TRA 10-MILE CREEK REUSE PROJECT | TRA 10-Mile Creek reuse project | C | 8 | REUSE | 7 | REUSE | 2 | PIPELINE |  | 1170 | 4035 | DIRECT REUSE | C | 57 | DALLAS | 8 | TRINITY | 2 | REUSE | 1 | NO WATER QUALITY IMPROVEMENTS |  | 4766 | 1 | TRA 10-Mile Creek reuse project | 143 | TRINITY RIVER AUTHORITY | C | WWP | WWP | N/A | N/A |  | N | 2030 | 2030 | 0 | 0 | 1752000 | 1752000 | 1752000 | 670000 | 14895000 | 30 | 2415 | STEAM ELECTRIC POWER, DALLAS | C | WUG | STEAM ELECTRIC | 1002 | N/A | C | 57 | DALLAS | 0 | 0 | 6760 | 6760 | 6760 | 6760 | N
351 | TRA DENTON CREEK WWTP REUSE | TRA Denton Creek wastewater treatment plant reuse | C | 8 | REUSE | 7 | REUSE | 2 | PIPELINE |  | 1298 | 1847 | DIRECT REUSE | C | 61 | DENTON | 8 | TRINITY | 2 | REUSE | 1 | NO WATER QUALITY IMPROVEMENTS |  | 4768 | 1 | TRA Denton Creek wastewater treatment plant reuse | 1037 | IRRIGATION, DENTON | C | WUG | IRRIGATION | 1004 | N/A |  | N | 2020 | 2020 | 0 | 0 | 0 | 0 | 0 | 0 | 0 | 0 | 1037 | IRRIGATION, DENTON | C | WUG | IRRIGATION | 1004 | N/A | C | 61 | DENTON | 0 | 3750 | 3750 | 3750 | 3750 | 3750 | N
351 | TRA DENTON CREEK WWTP REUSE | TRA Denton Creek wastewater treatment plant reuse | C | 8 | REUSE | 7 | REUSE | 2 | PIPELINE |  | 1298 | 1847 | DIRECT REUSE | C | 61 | DENTON | 8 | TRINITY | 2 | REUSE | 1 | NO WATER QUALITY IMPROVEMENTS |  | 4768 | 1 | TRA Denton Creek wastewater treatment plant reuse | 143 | TRINITY RIVER AUTHORITY | C | WWP | WWP | N/A | N/A | Costs shown with Tarrant County | N | 2010 | 2020 | 0 | 1549000 | 1549000 | 1549000 | 859000 | 859000 | 9506000 | 30 | 143 | TRINITY RIVER AUTHORITY - FUTURE CUSTOMER/SURPLUS SUPPLY | C | WWP | MUNICIPAL | N/A | N/A | C | 57 | DALLAS | 0 | 0 | 0 | 0 | 0 | 0 | N
345 | TRA ELLIS COUNTY REUSE | TRA Ellis County reuse | C | 8 | REUSE | 7 | REUSE | 2 | PIPELINE |  | 1296 | 4036 | DIRECT REUSE | C | 70 | ELLIS | 8 | TRINITY | 2 | REUSE | 1 | NO WATER QUALITY IMPROVEMENTS | Future Use | 7011 | 1 | TRA Ellis County reuse | 143 | TRINITY RIVER AUTHORITY | C | WWP | WWP | N/A | N/A |  | N | 2060 | 2060 | 0 | 0 | 0 | 0 | 0 | 1111000 | 10384000 | 30 | 2418 | STEAM ELECTRIC POWER, ELLIS | C | WUG | STEAM ELECTRIC | 1002 | N/A | C | 70 | ELLIS | 0 | 0 | 0 | 0 | 0 | 2200 | N
347 | TRA FREESTONE COUNTY REUSE | TRA Freestone County reuse | C | 8 | REUSE | 7 | REUSE | 2 | PIPELINE |  | 1130 | 4168 | INDIRECT REUSE | C | 81 | FREESTONE | 8 | TRINITY | 2 | REUSE | 1 | NO WATER QUALITY IMPROVEMENTS |  | 4763 | 1 | TRA Freestone County reuse | 143 | TRINITY RIVER AUTHORITY | C | WWP | WWP | N/A | N/A |  | N | 2050 | 2050 | 0 | 0 | 0 | 0 | 2186768 | 2186768 | 17266000 | 30 | 2423 | STEAM ELECTRIC POWER, FREESTONE | C | WUG | STEAM ELECTRIC | 1002 | N/A | C | 81 | FREESTONE | 0 | 0 | 0 | 0 | 6760 | 6760 | N
349 | TRA KAUFMAN COUNTY REUSE | TRA Kaufman County reuse | C | 8 | REUSE | 7 | REUSE | 2 | PIPELINE |  | 1131 | 4169 | INDIRECT REUSE | C | 129 | KAUFMAN | 8 | TRINITY | 2 | REUSE | 1 | NO WATER QUALITY IMPROVEMENTS |  | 4765 | 1 | TRA Kaufman County reuse | 143 | TRINITY RIVER AUTHORITY | C | WWP | WWP | N/A | N/A |  | N | 2020 | 2020 | 0 | 901000 | 901000 | 901000 | 192000 | 192000 | 9761000 | 30 | 2443 | STEAM ELECTRIC POWER, KAUFMAN | C | WUG | STEAM ELECTRIC | 1002 | N/A | C | 129 | KAUFMAN | 0 | 1000 | 1000 | 1000 | 1000 | 1000 | N
340 | TRA LAS COLINAS REUSE | TRA Las Colinas reuse | C | 8 | REUSE | 7 | REUSE | 2 | PIPELINE |  | 2485 | 4035 | DIRECT REUSE | C | 57 | DALLAS | 8 | TRINITY | 2 | REUSE | 1 | NO WATER QUALITY IMPROVEMENTS |  | 4767 | 1 | TRA Las Colinas reuse | 143 | TRINITY RIVER AUTHORITY | C | WWP | WWP | N/A | N/A |  | N | 2020 | 2020 | 0 | 1991403 | 1991403 | 1991403 | 935814 | 935814 | 14530000 | 30 | 1033 | IRRIGATION, DALLAS | C | WUG | IRRIGATION | 1004 | N/A | C | 57 | DALLAS | 0 | 7000 | 7000 | 7000 | 7000 | 7000 | N
419 | TRA TARRANT COUNTY PROJECT | TRA Tarrant County project | C | 5 | EXISTING SOURCE OR EXPANDED USE OF AN EXISTING SOURCE (SURFACE WATER OR GROUNDWATER) | 5 | OTHER SURFACE WATER | 3 | WATER TREATMENT PLANT |  | 1685 | 152 | TRWD LAKE/RESERVOIR SYSTEM | C | 999 | RESERVOIR | 8 | TRINITY | 0 | SURFACE WATER | 1 | NO WATER QUALITY IMPROVEMENTS |  | 4741 | 1 | TRA Tarrant County project | 143 | TRINITY RIVER AUTHORITY | C | WWP | WWP | N/A | N/A | The water for this project is shown under the strategies, "Purchase water from Provider". This is because the sources are from multiple source types. The total supplies associated with this strategy are: 6,779 13,621 24,752 22,657 36,044 35,146 | N | 2010 | 2020 | 0 | 9300000 | 9300000 | 9300000 | 5014000 | 5014000 | 59008000 | 30 | 143 | TRINITY RIVER AUTHORITY - FUTURE CUSTOMER/SURPLUS SUPPLY | C | WWP | MUNICIPAL | N/A | N/A | C | 57 | DALLAS | 0 | 0 | 0 | 0 | 0 | 0 | N
658 | TRA TO HOUSTON CONTRACT | TRA to City of Houston contract | H | 5 | EXISTING SOURCE OR EXPANDED USE OF AN EXISTING SOURCE (SURFACE WATER OR GROUNDWATER) | 5 | OTHER SURFACE WATER | 6 | OTHER INFRASTRUCTURE |  | 1921 | 510 | LIVINGSTON-WALLISVILLE LAKE/RESERVOIR SYSTEM | H | 999 | RESERVOIR | 8 | TRINITY | 0 | SURFACE WATER | 1 | NO WATER QUALITY IMPROVEMENTS |  | 4309 | 1 | Luce Bayou transfer | 76 | HOUSTON | H | BOTH | MUNICIPAL | 285 | CITY |  | Y | 2030 | 2030 | 0 | 0 | 0 | 0 | 0 | 0 | 0 | 0 | 76 | HOUSTON - FUTURE CUSTOMER/SURPLUS SUPPLY | H | BOTH | MUNICIPAL | N/A | N/A | H | 101 | HARRIS | 0 | 0 | 116738 | 123524 | 123524 | 123524 | N
657 | TRA TO SJRA CONTRACT | TRA to SJRA contract | H | 5 | EXISTING SOURCE OR EXPANDED USE OF AN EXISTING SOURCE (SURFACE WATER OR GROUNDWATER) | 5 | OTHER SURFACE WATER | 6 | OTHER INFRASTRUCTURE |  | 1920 | 510 | LIVINGSTON-WALLISVILLE LAKE/RESERVOIR SYSTEM | H | 999 | RESERVOIR | 8 | TRINITY | 0 | SURFACE WATER | 1 | NO WATER QUALITY IMPROVEMENTS |  | 4727 | 1 | SJRA Water Resources Assessment Plan | 127 | SAN JACINTO RIVER AUTHORITY | H | WWP | WWP | N/A | N/A |  | Y | 2040 | 2040 | 0 | 0 | 0 | 37101862 | 37101862 | 10703983 | 302781597 | 20 | 127 | SAN JACINTO RIVER AUTHORITY - FUTURE CUSTOMER/SURPLUS SUPPLY | H | WWP | MUNICIPAL | N/A | N/A | H | 170 | MONTGOMERY | 0 | 0 | 0 | 7935 | 39096 | 76476 | N
326 | TRWD THIRD PIPELINE AND REUSE | TRWD third pipeline and reuse | C | 8 | REUSE | 7 | REUSE | 6 | OTHER INFRASTRUCTURE |  | 1274 | 4171 | INDIRECT REUSE | C | 175 | NAVARRO | 8 | TRINITY | 2 | REUSE | 1 | NO WATER QUALITY IMPROVEMENTS |  | 4751 | 1 | TRWD third pipeline and reuse | 138 | TARRANT REGIONAL WD | C | WWP | WWP | N/A | N/A |  | N | 2020 | 2020 | 0 | 107174000 | 107174000 | 107174000 | 34233000 | 34233000 | 914424000 | 30 | 180 | ALVORD | C | WUG | MUNICIPAL | 810 | CITY | C | 249 | WISE | 0 | 143 | 117 | 101 | 89 | 77 | N
326 | TRWD THIRD PIPELINE AND REUSE | TRWD third pipeline and reuse | C | 8 | REUSE | 7 | REUSE | 6 | OTHER INFRASTRUCTURE |  | 1274 | 4171 | INDIRECT REUSE | C | 175 | NAVARRO | 8 | TRINITY | 2 | REUSE | 1 | NO WATER QUALITY IMPROVEMENTS |  | 4751 | 1 | TRWD third pipeline and reuse | 138 | TARRANT REGIONAL WD | C | WWP | WWP | N/A | N/A |  | N | 2020 | 2020 | 0 | 107174000 | 107174000 | 107174000 | 34233000 | 34233000 | 914424000 | 30 | 188 | ANNETTA | C | WUG | MUNICIPAL | 814 | CITY | C | 184 | PARKER | 0 | 14 | 49 | 80 | 89 | 112 | N
326 | TRWD THIRD PIPELINE AND REUSE | TRWD third pipeline and reuse | C | 8 | REUSE | 7 | REUSE | 6 | OTHER INFRASTRUCTURE |  | 1274 | 4171 | INDIRECT REUSE | C | 175 | NAVARRO | 8 | TRINITY | 2 | REUSE | 1 | NO WATER QUALITY IMPROVEMENTS |  | 4751 | 1 | TRWD third pipeline and reuse | 138 | TARRANT REGIONAL WD | C | WWP | WWP | N/A | N/A |  | N | 2020 | 2020 | 0 | 107174000 | 107174000 | 107174000 | 34233000 | 34233000 | 914424000 | 30 | 189 | ANNETTA SOUTH | C | WUG | MUNICIPAL | 997 | CITY | C | 184 | PARKER | 0 | 1 | 10 | 16 | 26 | 37 | N
326 | TRWD THIRD PIPELINE AND REUSE | TRWD third pipeline and reuse | C | 8 | REUSE | 7 | REUSE | 6 | OTHER INFRASTRUCTURE |  | 1274 | 4171 | INDIRECT REUSE | C | 175 | NAVARRO | 8 | TRINITY | 2 | REUSE | 1 | NO WATER QUALITY IMPROVEMENTS |  | 4751 | 1 | TRWD third pipeline and reuse | 138 | TARRANT REGIONAL WD | C | WWP | WWP | N/A | N/A |  | N | 2020 | 2020 | 0 | 107174000 | 107174000 | 107174000 | 34233000 | 34233000 | 914424000 | 30 | 200 | ARLINGTON | C | BOTH | MUNICIPAL | 25 | CITY | C | 220 | TARRANT | 0 | 1911 | 11610 | 19925 | 13322 | 16157 | N
326 | TRWD THIRD PIPELINE AND REUSE | TRWD third pipeline and reuse | C | 8 | REUSE | 7 | REUSE | 6 | OTHER INFRASTRUCTURE |  | 1274 | 4171 | INDIRECT REUSE | C | 175 | NAVARRO | 8 | TRINITY | 2 | REUSE | 1 | NO WATER QUALITY IMPROVEMENTS |  | 4751 | 1 | TRWD third pipeline and reuse | 138 | TARRANT REGIONAL WD | C | WWP | WWP | N/A | N/A |  | N | 2020 | 2020 | 0 | 107174000 | 107174000 | 107174000 | 34233000 | 34233000 | 914424000 | 30 | 208 | AURORA | C | WUG | MUNICIPAL | 816 | CITY | C | 249 | WISE | 0 | 50 | 50 | 50 | 50 | 86 | N
326 | TRWD THIRD PIPELINE AND REUSE | TRWD third pipeline and reuse | C | 8 | REUSE | 7 | REUSE | 6 | OTHER INFRASTRUCTURE |  | 1274 | 4171 | INDIRECT REUSE | C | 175 | NAVARRO | 8 | TRINITY | 2 | REUSE | 1 | NO WATER QUALITY IMPROVEMENTS |  | 4751 | 1 | TRWD third pipeline and reuse | 138 | TARRANT REGIONAL WD | C | WWP | WWP | N/A | N/A |  | N | 2020 | 2020 | 0 | 107174000 | 107174000 | 107174000 | 34233000 | 34233000 | 914424000 | 30 | 209 | AZLE | C | WUG | MUNICIPAL | 31 | CITY | C | 184 | PARKER | 0 | 18 | 0 | 3 | 0 | 13 | N
326 | TRWD THIRD PIPELINE AND REUSE | TRWD third pipeline and reuse | C | 8 | REUSE | 7 | REUSE | 6 | OTHER INFRASTRUCTURE |  | 1274 | 4171 | INDIRECT REUSE | C | 175 | NAVARRO | 8 | TRINITY | 2 | REUSE | 1 | NO WATER QUALITY IMPROVEMENTS |  | 4751 | 1 | TRWD third pipeline and reuse | 138 | TARRANT REGIONAL WD | C | WWP | WWP | N/A | N/A |  | N | 2020 | 2020 | 0 | 107174000 | 107174000 | 107174000 | 34233000 | 34233000 | 914424000 | 30 | 209 | AZLE | C | WUG | MUNICIPAL | 31 | CITY | C | 220 | TARRANT | 0 | 93 | 0 | 19 | 0 | 96 | N
326 | TRWD THIRD PIPELINE AND REUSE | TRWD third pipeline and reuse | C | 8 | REUSE | 7 | REUSE | 6 | OTHER INFRASTRUCTURE |  | 1274 | 4171 | INDIRECT REUSE | C | 175 | NAVARRO | 8 | TRINITY | 2 | REUSE | 1 | NO WATER QUALITY IMPROVEMENTS |  | 4751 | 1 | TRWD third pipeline and reuse | 138 | TARRANT REGIONAL WD | C | WWP | WWP | N/A | N/A |  | N | 2020 | 2020 | 0 | 107174000 | 107174000 | 107174000 | 34233000 | 34233000 | 914424000 | 30 | 219 | BARDWELL | C | WUG | MUNICIPAL | 999 | CITY | C | 70 | ELLIS | 0 | 11 | 32 | 57 | 85 | 117 | N
326 | TRWD THIRD PIPELINE AND REUSE | TRWD third pipeline and reuse | C | 8 | REUSE | 7 | REUSE | 6 | OTHER INFRASTRUCTURE |  | 1274 | 4171 | INDIRECT REUSE | C | 175 | NAVARRO | 8 | TRINITY | 2 | REUSE | 1 | NO WATER QUALITY IMPROVEMENTS |  | 4751 | 1 | TRWD third pipeline and reuse | 138 | TARRANT REGIONAL WD | C | WWP | WWP | N/A | N/A |  | N | 2020 | 2020 | 0 | 107174000 | 107174000 | 107174000 | 34233000 | 34233000 | 914424000 | 30 | 232 | BEDFORD | C | WUG | MUNICIPAL | 44 | CITY | C | 220 | TARRANT | 0 | 237 | 0 | 45 | 0 | 195 | N
326 | TRWD THIRD PIPELINE AND REUSE | TRWD third pipeline and reuse | C | 8 | REUSE | 7 | REUSE | 6 | OTHER INFRASTRUCTURE |  | 1274 | 4171 | INDIRECT REUSE | C | 175 | NAVARRO | 8 | TRINITY | 2 | REUSE | 1 | NO WATER QUALITY IMPROVEMENTS |  | 4751 | 1 | TRWD third pipeline and reuse | 138 | TARRANT REGIONAL WD | C | WWP | WWP | N/A | N/A |  | N | 2020 | 2020 | 0 | 107174000 | 107174000 | 107174000 | 34233000 | 34233000 | 914424000 | 30 | 242 | BENBROOK | C | WUG | MUNICIPAL | 51 | CITY | C | 220 | TARRANT | 0 | 82 | 0 | 32 | 0 | 165 | N
326 | TRWD THIRD PIPELINE AND REUSE | TRWD third pipeline and reuse | C | 8 | REUSE | 7 | REUSE | 6 | OTHER INFRASTRUCTURE |  | 1274 | 4171 | INDIRECT REUSE | C | 175 | NAVARRO | 8 | TRINITY | 2 | REUSE | 1 | NO WATER QUALITY IMPROVEMENTS |  | 4751 | 1 | TRWD third pipeline and reuse | 138 | TARRANT REGIONAL WD | C | WWP | WWP | N/A | N/A |  | N | 2020 | 2020 | 0 | 107174000 | 107174000 | 107174000 | 34233000 | 34233000 | 914424000 | 30 | 248 | BETHESDA WSC | G | WUG | MUNICIPAL | 4017 | UTILITY | C | 220 | TARRANT | 0 | 272 | 403 | 720 | 562 | 813 | N
326 | TRWD THIRD PIPELINE AND REUSE | TRWD third pipeline and reuse | C | 8 | REUSE | 7 | REUSE | 6 | OTHER INFRASTRUCTURE |  | 1274 | 4171 | INDIRECT REUSE | C | 175 | NAVARRO | 8 | TRINITY | 2 | REUSE | 1 | NO WATER QUALITY IMPROVEMENTS |  | 4751 | 1 | TRWD third pipeline and reuse | 138 | TARRANT REGIONAL WD | C | WWP | WWP | N/A | N/A |  | N | 2010 | 2020 | 0 | 107174000 | 107174000 | 107174000 | 34233000 | 34233000 | 914424000 | 30 | 266 | BLUE MOUND | C | WUG | MUNICIPAL | 62 | CITY | C | 220 | TARRANT | 0 | 0 | 0 | 0 | 0 | 0 | N
326 | TRWD THIRD PIPELINE AND REUSE | TRWD third pipeline and reuse | C | 8 | REUSE | 7 | REUSE | 6 | OTHER INFRASTRUCTURE |  | 1274 | 4171 | INDIRECT REUSE | C | 175 | NAVARRO | 8 | TRINITY | 2 | REUSE | 1 | NO WATER QUALITY IMPROVEMENTS |  | 4751 | 1 | TRWD third pipeline and reuse | 138 | TARRANT REGIONAL WD | C | WWP | WWP | N/A | N/A |  | N | 2020 | 2020 | 0 | 107174000 | 107174000 | 107174000 | 34233000 | 34233000 | 914424000 | 30 | 276 | BOYD | C | WUG | MUNICIPAL | 760 | CITY | C | 249 | WISE | 0 | 1 | 0 | 0 | 0 | 0 | N
326 | TRWD THIRD PIPELINE AND REUSE | TRWD third pipeline and reuse | C | 8 | REUSE | 7 | REUSE | 6 | OTHER INFRASTRUCTURE |  | 1274 | 4171 | INDIRECT REUSE | C | 175 | NAVARRO | 8 | TRINITY | 2 | REUSE | 1 | NO WATER QUALITY IMPROVEMENTS |  | 4751 | 1 | TRWD third pipeline and reuse | 138 | TARRANT REGIONAL WD | C | WWP | WWP | N/A | N/A |  | N | 2020 | 2020 | 0 | 107174000 | 107174000 | 107174000 | 34233000 | 34233000 | 914424000 | 30 | 291 | BRIDGEPORT | C | WUG | MUNICIPAL | 76 | CITY | C | 249 | WISE | 0 | 49 | 0 | 0 | 0 | 0 | N
326 | TRWD THIRD PIPELINE AND REUSE | TRWD third pipeline and reuse | C | 8 | REUSE | 7 | REUSE | 6 | OTHER INFRASTRUCTURE |  | 1274 | 4171 | INDIRECT REUSE | C | 175 | NAVARRO | 8 | TRINITY | 2 | REUSE | 1 | NO WATER QUALITY IMPROVEMENTS |  | 4751 | 1 | TRWD third pipeline and reuse | 138 | TARRANT REGIONAL WD | C | WWP | WWP | N/A | N/A |  | N | 2020 | 2020 | 0 | 107174000 | 107174000 | 107174000 | 34233000 | 34233000 | 914424000 | 30 | 308 | BUENA VISTA - BETHEL SUD | C | WUG | MUNICIPAL | 4040 | UTILITY | C | 70 | ELLIS | 0 | 539 | 913 | 1336 | 1555 | 1859 | N
326 | TRWD THIRD PIPELINE AND REUSE | TRWD third pipeline and reuse | C | 8 | REUSE | 7 | REUSE | 6 | OTHER INFRASTRUCTURE |  | 1274 | 4171 | INDIRECT REUSE | C | 175 | NAVARRO | 8 | TRINITY | 2 | REUSE | 1 | NO WATER QUALITY IMPROVEMENTS |  | 4751 | 1 | TRWD third pipeline and reuse | 138 | TARRANT REGIONAL WD | C | WWP | WWP | N/A | N/A |  | N | 2020 | 2020 | 0 | 107174000 | 107174000 | 107174000 | 34233000 | 34233000 | 914424000 | 30 | 314 | BURLESON | G | WUG | MUNICIPAL | 87 | CITY | C | 220 | TARRANT | 0 | 596 | 0 | 0 | 0 | 0 | N
326 | TRWD THIRD PIPELINE AND REUSE | TRWD third pipeline and reuse | C | 8 | REUSE | 7 | REUSE | 6 | OTHER INFRASTRUCTURE |  | 1274 | 4171 | INDIRECT REUSE | C | 175 | NAVARRO | 8 | TRINITY | 2 | REUSE | 1 | NO WATER QUALITY IMPROVEMENTS |  | 4751 | 1 | TRWD third pipeline and reuse | 138 | TARRANT REGIONAL WD | C | WWP | WWP | N/A | N/A |  | N | 2020 | 2020 | 0 | 107174000 | 107174000 | 107174000 | 34233000 | 34233000 | 914424000 | 30 | 382 | COLLEYVILLE | C | WUG | MUNICIPAL | 125 | CITY | C | 220 | TARRANT | 0 | 210 | 0 | 35 | 0 | 117 | N
326 | TRWD THIRD PIPELINE AND REUSE | TRWD third pipeline and reuse | C | 8 | REUSE | 7 | REUSE | 6 | OTHER INFRASTRUCTURE |  | 1274 | 4171 | INDIRECT REUSE | C | 175 | NAVARRO | 8 | TRINITY | 2 | REUSE | 1 | NO WATER QUALITY IMPROVEMENTS |  | 4751 | 1 | TRWD third pipeline and reuse | 138 | TARRANT REGIONAL WD | C | WWP | WWP | N/A | N/A |  | N | 2030 | 2030 | 0 | 107174000 | 107174000 | 107174000 | 34233000 | 34233000 | 914424000 | 30 | 393 | COMMUNITY WATER COMPANY | C | WUG | MUNICIPAL | 4068 | UTILITY | C | 70 | ELLIS | 0 | 0 | 4 | 19 | 11 | 20 | N
326 | TRWD THIRD PIPELINE AND REUSE | TRWD third pipeline and reuse | C | 8 | REUSE | 7 | REUSE | 6 | OTHER INFRASTRUCTURE |  | 1274 | 4171 | INDIRECT REUSE | C | 175 | NAVARRO | 8 | TRINITY | 2 | REUSE | 1 | NO WATER QUALITY IMPROVEMENTS |  | 4751 | 1 | TRWD third pipeline and reuse | 138 | TARRANT REGIONAL WD | C | WWP | WWP | N/A | N/A |  | N | 2020 | 2020 | 0 | 107174000 | 107174000 | 107174000 | 34233000 | 34233000 | 914424000 | 30 | 394 | COMMUNITY WSC | C | WUG | MUNICIPAL | 4069 | UTILITY | C | 220 | TARRANT | 0 | 11 | 0 | 0 | 0 | 0 | N
326 | TRWD THIRD PIPELINE AND REUSE | TRWD third pipeline and reuse | C | 8 | REUSE | 7 | REUSE | 6 | OTHER INFRASTRUCTURE |  | 1274 | 4171 | INDIRECT REUSE | C | 175 | NAVARRO | 8 | TRINITY | 2 | REUSE | 1 | NO WATER QUALITY IMPROVEMENTS |  | 4751 | 1 | TRWD third pipeline and reuse | 138 | TARRANT REGIONAL WD | C | WWP | WWP | N/A | N/A |  | N | 2030 | 2030 | 0 | 107174000 | 107174000 | 107174000 | 34233000 | 34233000 | 914424000 | 30 | 35 | CORSICANA | C | BOTH | MUNICIPAL | 137 | CITY | C | 175 | NAVARRO | 0 | 0 | 1550 | 2415 | 2765 | 3655 | N
326 | TRWD THIRD PIPELINE AND REUSE | TRWD third pipeline and reuse | C | 8 | REUSE | 7 | REUSE | 6 | OTHER INFRASTRUCTURE |  | 1274 | 4171 | INDIRECT REUSE | C | 175 | NAVARRO | 8 | TRINITY | 2 | REUSE | 1 | NO WATER QUALITY IMPROVEMENTS |  | 4751 | 1 | TRWD third pipeline and reuse | 138 | TARRANT REGIONAL WD | C | WWP | WWP | N/A | N/A |  | N | 2020 | 2020 | 0 | 107174000 | 107174000 | 107174000 | 34233000 | 34233000 | 914424000 | 30 | 472 | COUNTY-OTHER, DENTON | C | WUG | MUNICIPAL | 757 | COUNTY-OTHER | C | 61 | DENTON | 0 | 29 | 0 | 0 | 0 | 0 | N
326 | TRWD THIRD PIPELINE AND REUSE | TRWD third pipeline and reuse | C | 8 | REUSE | 7 | REUSE | 6 | OTHER INFRASTRUCTURE |  | 1274 | 4171 | INDIRECT REUSE | C | 175 | NAVARRO | 8 | TRINITY | 2 | REUSE | 1 | NO WATER QUALITY IMPROVEMENTS |  | 4751 | 1 | TRWD third pipeline and reuse | 138 | TARRANT REGIONAL WD | C | WWP | WWP | N/A | N/A |  | N | 2020 | 2020 | 0 | 107174000 | 107174000 | 107174000 | 34233000 | 34233000 | 914424000 | 30 | 481 | COUNTY-OTHER, ELLIS | C | WUG | MUNICIPAL | 757 | COUNTY-OTHER | C | 70 | ELLIS | 0 | 3 | 14 | 47 | 51 | 67 | N
326 | TRWD THIRD PIPELINE AND REUSE | TRWD third pipeline and reuse | C | 8 | REUSE | 7 | REUSE | 6 | OTHER INFRASTRUCTURE |  | 1274 | 4171 | INDIRECT REUSE | C | 175 | NAVARRO | 8 | TRINITY | 2 | REUSE | 1 | NO WATER QUALITY IMPROVEMENTS |  | 4751 | 1 | TRWD third pipeline and reuse | 138 | TARRANT REGIONAL WD | C | WWP | WWP | N/A | N/A |  | N | 2030 | 2030 | 0 | 107174000 | 107174000 | 107174000 | 34233000 | 34233000 | 914424000 | 30 | 492 | COUNTY-OTHER, FREESTONE | C | WUG | MUNICIPAL | 757 | COUNTY-OTHER | C | 81 | FREESTONE | 0 | 0 | 21 | 61 | 47 | 60 | N
326 | TRWD THIRD PIPELINE AND REUSE | TRWD third pipeline and reuse | C | 8 | REUSE | 7 | REUSE | 6 | OTHER INFRASTRUCTURE |  | 1274 | 4171 | INDIRECT REUSE | C | 175 | NAVARRO | 8 | TRINITY | 2 | REUSE | 1 | NO WATER QUALITY IMPROVEMENTS |  | 4751 | 1 | TRWD third pipeline and reuse | 138 | TARRANT REGIONAL WD | C | WWP | WWP | N/A | N/A |  | N | 2020 | 2020 | 0 | 107174000 | 107174000 | 107174000 | 34233000 | 34233000 | 914424000 | 30 | 518 | COUNTY-OTHER, HENDERSON | I | WUG | MUNICIPAL | 757 | COUNTY-OTHER | C | 107 | HENDERSON | 0 | 4 | 14 | 21 | 14 | 16 | N
326 | TRWD THIRD PIPELINE AND REUSE | TRWD third pipeline and reuse | C | 8 | REUSE | 7 | REUSE | 6 | OTHER INFRASTRUCTURE |  | 1274 | 4171 | INDIRECT REUSE | C | 175 | NAVARRO | 8 | TRINITY | 2 | REUSE | 1 | NO WATER QUALITY IMPROVEMENTS |  | 4751 | 1 | TRWD third pipeline and reuse | 138 | TARRANT REGIONAL WD | C | WWP | WWP | N/A | N/A |  | N | 2020 | 2020 | 0 | 107174000 | 107174000 | 107174000 | 34233000 | 34233000 | 914424000 | 30 | 540 | COUNTY-OTHER, KAUFMAN | C | WUG | MUNICIPAL | 757 | COUNTY-OTHER | C | 129 | KAUFMAN | 0 | 20 | 72 | 112 | 74 | 89 | N
326 | TRWD THIRD PIPELINE AND REUSE | TRWD third pipeline and reuse | C | 8 | REUSE | 7 | REUSE | 6 | OTHER INFRASTRUCTURE |  | 1274 | 4171 | INDIRECT REUSE | C | 175 | NAVARRO | 8 | TRINITY | 2 | REUSE | 1 | NO WATER QUALITY IMPROVEMENTS |  | 4751 | 1 | TRWD third pipeline and reuse | 138 | TARRANT REGIONAL WD | C | WWP | WWP | N/A | N/A |  | N | 2020 | 2020 | 0 | 107174000 | 107174000 | 107174000 | 34233000 | 34233000 | 914424000 | 30 | 586 | COUNTY-OTHER, NAVARRO | C | WUG | MUNICIPAL | 757 | COUNTY-OTHER | C | 175 | NAVARRO | 0 | 5 | 17 | 25 | 17 | 20 | N
326 | TRWD THIRD PIPELINE AND REUSE | TRWD third pipeline and reuse | C | 8 | REUSE | 7 | REUSE | 6 | OTHER INFRASTRUCTURE |  | 1274 | 4171 | INDIRECT REUSE | C | 175 | NAVARRO | 8 | TRINITY | 2 | REUSE | 1 | NO WATER QUALITY IMPROVEMENTS |  | 4751 | 1 | TRWD third pipeline and reuse | 138 | TARRANT REGIONAL WD | C | WWP | WWP | N/A | N/A |  | N | 2020 | 2020 | 0 | 107174000 | 107174000 | 107174000 | 34233000 | 34233000 | 914424000 | 30 | 595 | COUNTY-OTHER, PARKER | C | WUG | MUNICIPAL | 757 | COUNTY-OTHER | C | 184 | PARKER | 0 | 75 | 50 | 40 | 31 | 22 | N
326 | TRWD THIRD PIPELINE AND REUSE | TRWD third pipeline and reuse | C | 8 | REUSE | 7 | REUSE | 6 | OTHER INFRASTRUCTURE |  | 1274 | 4171 | INDIRECT REUSE | C | 175 | NAVARRO | 8 | TRINITY | 2 | REUSE | 1 | NO WATER QUALITY IMPROVEMENTS |  | 4751 | 1 | TRWD third pipeline and reuse | 138 | TARRANT REGIONAL WD | C | WWP | WWP | N/A | N/A |  | N | 2020 | 2020 | 0 | 107174000 | 107174000 | 107174000 | 34233000 | 34233000 | 914424000 | 30 | 660 | COUNTY-OTHER, WISE | C | WUG | MUNICIPAL | 757 | COUNTY-OTHER | C | 249 | WISE | 0 | 92 | 0 | 0 | 0 | 0 | N
326 | TRWD THIRD PIPELINE AND REUSE | TRWD third pipeline and reuse | C | 8 | REUSE | 7 | REUSE | 6 | OTHER INFRASTRUCTURE |  | 1274 | 4171 | INDIRECT REUSE | C | 175 | NAVARRO | 8 | TRINITY | 2 | REUSE | 1 | NO WATER QUALITY IMPROVEMENTS |  | 4751 | 1 | TRWD third pipeline and reuse | 138 | TARRANT REGIONAL WD | C | WWP | WWP | N/A | N/A |  | N | 2020 | 2020 | 0 | 107174000 | 107174000 | 107174000 | 34233000 | 34233000 | 914424000 | 30 | 679 | CROWLEY | C | WUG | MUNICIPAL | 145 | CITY | C | 220 | TARRANT | 0 | 60 | 0 | 0 | 0 | 0 | N
326 | TRWD THIRD PIPELINE AND REUSE | TRWD third pipeline and reuse | C | 8 | REUSE | 7 | REUSE | 6 | OTHER INFRASTRUCTURE |  | 1274 | 4171 | INDIRECT REUSE | C | 175 | NAVARRO | 8 | TRINITY | 2 | REUSE | 1 | NO WATER QUALITY IMPROVEMENTS |  | 4751 | 1 | TRWD third pipeline and reuse | 138 | TARRANT REGIONAL WD | C | WWP | WWP | N/A | N/A |  | N | 2020 | 2020 | 0 | 107174000 | 107174000 | 107174000 | 34233000 | 34233000 | 914424000 | 30 | 694 | DALWORTHINGTON GARDENS | C | WUG | MUNICIPAL | 692 | CITY | C | 220 | TARRANT | 0 | 9 | 0 | 0 | 0 | 0 | N
326 | TRWD THIRD PIPELINE AND REUSE | TRWD third pipeline and reuse | C | 8 | REUSE | 7 | REUSE | 6 | OTHER INFRASTRUCTURE |  | 1274 | 4171 | INDIRECT REUSE | C | 175 | NAVARRO | 8 | TRINITY | 2 | REUSE | 1 | NO WATER QUALITY IMPROVEMENTS |  | 4751 | 1 | TRWD third pipeline and reuse | 138 | TARRANT REGIONAL WD | C | WWP | WWP | N/A | N/A |  | N | 2020 | 2020 | 0 | 107174000 | 107174000 | 107174000 | 34233000 | 34233000 | 914424000 | 30 | 704 | DECATUR | C | WUG | MUNICIPAL | 153 | CITY | C | 249 | WISE | 0 | 57 | 0 | 0 | 0 | 0 | N
326 | TRWD THIRD PIPELINE AND REUSE | TRWD third pipeline and reuse | C | 8 | REUSE | 7 | REUSE | 6 | OTHER INFRASTRUCTURE |  | 1274 | 4171 | INDIRECT REUSE | C | 175 | NAVARRO | 8 | TRINITY | 2 | REUSE | 1 | NO WATER QUALITY IMPROVEMENTS |  | 4751 | 1 | TRWD third pipeline and reuse | 138 | TARRANT REGIONAL WD | C | WWP | WWP | N/A | N/A |  | N | 2020 | 2020 | 0 | 107174000 | 107174000 | 107174000 | 34233000 | 34233000 | 914424000 | 30 | 45 | EAST CEDAR CREEK FWSD | C | BOTH | MUNICIPAL | 4094 | UTILITY | C | 107 | HENDERSON | 0 | 33 | 312 | 563 | 414 | 541 | N
326 | TRWD THIRD PIPELINE AND REUSE | TRWD third pipeline and reuse | C | 8 | REUSE | 7 | REUSE | 6 | OTHER INFRASTRUCTURE |  | 1274 | 4171 | INDIRECT REUSE | C | 175 | NAVARRO | 8 | TRINITY | 2 | REUSE | 1 | NO WATER QUALITY IMPROVEMENTS |  | 4751 | 1 | TRWD third pipeline and reuse | 138 | TARRANT REGIONAL WD | C | WWP | WWP | N/A | N/A |  | N | 2020 | 2020 | 0 | 107174000 | 107174000 | 107174000 | 34233000 | 34233000 | 914424000 | 30 | 742 | EDGECLIFF | C | WUG | MUNICIPAL | 180 | CITY | C | 220 | TARRANT | 0 | 13 | 0 | 0 | 0 | 0 | N
326 | TRWD THIRD PIPELINE AND REUSE | TRWD third pipeline and reuse | C | 8 | REUSE | 7 | REUSE | 6 | OTHER INFRASTRUCTURE |  | 1274 | 4171 | INDIRECT REUSE | C | 175 | NAVARRO | 8 | TRINITY | 2 | REUSE | 1 | NO WATER QUALITY IMPROVEMENTS |  | 4751 | 1 | TRWD third pipeline and reuse | 138 | TARRANT REGIONAL WD | C | WWP | WWP | N/A | N/A |  | N | 2020 | 2020 | 0 | 107174000 | 107174000 | 107174000 | 34233000 | 34233000 | 914424000 | 30 | 51 | ENNIS | C | BOTH | MUNICIPAL | 192 | CITY | C | 70 | ELLIS | 0 | 1 | 391 | 742 | 496 | 1113 | N
326 | TRWD THIRD PIPELINE AND REUSE | TRWD third pipeline and reuse | C | 8 | REUSE | 7 | REUSE | 6 | OTHER INFRASTRUCTURE |  | 1274 | 4171 | INDIRECT REUSE | C | 175 | NAVARRO | 8 | TRINITY | 2 | REUSE | 1 | NO WATER QUALITY IMPROVEMENTS |  | 4751 | 1 | TRWD third pipeline and reuse | 138 | TARRANT REGIONAL WD | C | WWP | WWP | N/A | N/A |  | N | 2020 | 2020 | 0 | 107174000 | 107174000 | 107174000 | 34233000 | 34233000 | 914424000 | 30 | 763 | EULESS | C | WUG | MUNICIPAL | 193 | CITY | C | 220 | TARRANT | 0 | 129 | 0 | 36 | 0 | 135 | N
326 | TRWD THIRD PIPELINE AND REUSE | TRWD third pipeline and reuse | C | 8 | REUSE | 7 | REUSE | 6 | OTHER INFRASTRUCTURE |  | 1274 | 4171 | INDIRECT REUSE | C | 175 | NAVARRO | 8 | TRINITY | 2 | REUSE | 1 | NO WATER QUALITY IMPROVEMENTS |  | 4751 | 1 | TRWD third pipeline and reuse | 138 | TARRANT REGIONAL WD | C | WWP | WWP | N/A | N/A |  | N | 2040 | 2040 | 0 | 107174000 | 107174000 | 107174000 | 34233000 | 34233000 | 914424000 | 30 | 767 | FAIRFIELD | C | WUG | MUNICIPAL | 196 | CITY | C | 81 | FREESTONE | 0 | 0 | 0 | 4 | 100 | 176 | N
326 | TRWD THIRD PIPELINE AND REUSE | TRWD third pipeline and reuse | C | 8 | REUSE | 7 | REUSE | 6 | OTHER INFRASTRUCTURE |  | 1274 | 4171 | INDIRECT REUSE | C | 175 | NAVARRO | 8 | TRINITY | 2 | REUSE | 1 | NO WATER QUALITY IMPROVEMENTS |  | 4751 | 1 | TRWD third pipeline and reuse | 138 | TARRANT REGIONAL WD | C | WWP | WWP | N/A | N/A |  | N | 2020 | 2020 | 0 | 107174000 | 107174000 | 107174000 | 34233000 | 34233000 | 914424000 | 30 | 778 | FERRIS | C | WUG | MUNICIPAL | 201 | CITY | C | 70 | ELLIS | 0 | 2 | 36 | 78 | 67 | 97 | N
326 | TRWD THIRD PIPELINE AND REUSE | TRWD third pipeline and reuse | C | 8 | REUSE | 7 | REUSE | 6 | OTHER INFRASTRUCTURE |  | 1274 | 4171 | INDIRECT REUSE | C | 175 | NAVARRO | 8 | TRINITY | 2 | REUSE | 1 | NO WATER QUALITY IMPROVEMENTS |  | 4751 | 1 | TRWD third pipeline and reuse | 138 | TARRANT REGIONAL WD | C | WWP | WWP | N/A | N/A |  | N | 2020 | 2020 | 0 | 107174000 | 107174000 | 107174000 | 34233000 | 34233000 | 914424000 | 30 | 779 | FILES VALLEY WSC | G | WUG | MUNICIPAL | 4112 | UTILITY | C | 70 | ELLIS | 0 | 17 | 26 | 43 | 39 | 40 | N
326 | TRWD THIRD PIPELINE AND REUSE | TRWD third pipeline and reuse | C | 8 | REUSE | 7 | REUSE | 6 | OTHER INFRASTRUCTURE |  | 1274 | 4171 | INDIRECT REUSE | C | 175 | NAVARRO | 8 | TRINITY | 2 | REUSE | 1 | NO WATER QUALITY IMPROVEMENTS |  | 4751 | 1 | TRWD third pipeline and reuse | 138 | TARRANT REGIONAL WD | C | WWP | WWP | N/A | N/A |  | N | 2020 | 2020 | 0 | 107174000 | 107174000 | 107174000 | 34233000 | 34233000 | 914424000 | 30 | 787 | FOREST HILL | C | WUG | MUNICIPAL | 206 | CITY | C | 220 | TARRANT | 0 | 74 | 0 | 0 | 0 | 0 | N
326 | TRWD THIRD PIPELINE AND REUSE | TRWD third pipeline and reuse | C | 8 | REUSE | 7 | REUSE | 6 | OTHER INFRASTRUCTURE |  | 1274 | 4171 | INDIRECT REUSE | C | 175 | NAVARRO | 8 | TRINITY | 2 | REUSE | 1 | NO WATER QUALITY IMPROVEMENTS |  | 4751 | 1 | TRWD third pipeline and reuse | 138 | TARRANT REGIONAL WD | C | WWP | WWP | N/A | N/A |  | N | 2020 | 2020 | 0 | 107174000 | 107174000 | 107174000 | 34233000 | 34233000 | 914424000 | 30 | 55 | FORT WORTH | C | BOTH | MUNICIPAL | 213 | CITY | C | 61 | DENTON | 0 | 239 | 0 | 95 | 0 | 0 | N
326 | TRWD THIRD PIPELINE AND REUSE | TRWD third pipeline and reuse | C | 8 | REUSE | 7 | REUSE | 6 | OTHER INFRASTRUCTURE |  | 1274 | 4171 | INDIRECT REUSE | C | 175 | NAVARRO | 8 | TRINITY | 2 | REUSE | 1 | NO WATER QUALITY IMPROVEMENTS |  | 4751 | 1 | TRWD third pipeline and reuse | 138 | TARRANT REGIONAL WD | C | WWP | WWP | N/A | N/A |  | N | 2020 | 2020 | 0 | 107174000 | 107174000 | 107174000 | 34233000 | 34233000 | 914424000 | 30 | 55 | FORT WORTH | C | BOTH | MUNICIPAL | 213 | CITY | C | 184 | PARKER | 0 | 415 | 0 | 135 | 0 | 0 | N
326 | TRWD THIRD PIPELINE AND REUSE | TRWD third pipeline and reuse | C | 8 | REUSE | 7 | REUSE | 6 | OTHER INFRASTRUCTURE |  | 1274 | 4171 | INDIRECT REUSE | C | 175 | NAVARRO | 8 | TRINITY | 2 | REUSE | 1 | NO WATER QUALITY IMPROVEMENTS |  | 4751 | 1 | TRWD third pipeline and reuse | 138 | TARRANT REGIONAL WD | C | WWP | WWP | N/A | N/A |  | N | 2020 | 2020 | 0 | 107174000 | 107174000 | 107174000 | 34233000 | 34233000 | 914424000 | 30 | 55 | FORT WORTH | C | BOTH | MUNICIPAL | 213 | CITY | C | 220 | TARRANT | 0 | 9545 | 3546 | 1455 | 0 | 0 | N
326 | TRWD THIRD PIPELINE AND REUSE | TRWD third pipeline and reuse | C | 8 | REUSE | 7 | REUSE | 6 | OTHER INFRASTRUCTURE |  | 1274 | 4171 | INDIRECT REUSE | C | 175 | NAVARRO | 8 | TRINITY | 2 | REUSE | 1 | NO WATER QUALITY IMPROVEMENTS |  | 4751 | 1 | TRWD third pipeline and reuse | 138 | TARRANT REGIONAL WD | C | WWP | WWP | N/A | N/A |  | N | 2020 | 2020 | 0 | 107174000 | 107174000 | 107174000 | 34233000 | 34233000 | 914424000 | 30 | 55 | FORT WORTH | C | BOTH | MUNICIPAL | 213 | CITY | C | 249 | WISE | 0 | 80 | 0 | 26 | 0 | 0 | N
326 | TRWD THIRD PIPELINE AND REUSE | TRWD third pipeline and reuse | C | 8 | REUSE | 7 | REUSE | 6 | OTHER INFRASTRUCTURE |  | 1274 | 4171 | INDIRECT REUSE | C | 175 | NAVARRO | 8 | TRINITY | 2 | REUSE | 1 | NO WATER QUALITY IMPROVEMENTS |  | 4751 | 1 | TRWD third pipeline and reuse | 138 | TARRANT REGIONAL WD | C | WWP | WWP | N/A | N/A |  | N | 2020 | 2020 | 0 | 107174000 | 107174000 | 107174000 | 34233000 | 34233000 | 914424000 | 30 | 853 | GRAND PRAIRIE | C | BOTH | MUNICIPAL | 245 | CITY | C | 220 | TARRANT | 0 | 3454 | 3835 | 4600 | 5497 | 6303 | N
326 | TRWD THIRD PIPELINE AND REUSE | TRWD third pipeline and reuse | C | 8 | REUSE | 7 | REUSE | 6 | OTHER INFRASTRUCTURE |  | 1274 | 4171 | INDIRECT REUSE | C | 175 | NAVARRO | 8 | TRINITY | 2 | REUSE | 1 | NO WATER QUALITY IMPROVEMENTS |  | 4751 | 1 | TRWD third pipeline and reuse | 138 | TARRANT REGIONAL WD | C | WWP | WWP | N/A | N/A |  | N | 2020 | 2020 | 0 | 107174000 | 107174000 | 107174000 | 34233000 | 34233000 | 914424000 | 30 | 859 | GRAPEVINE | C | WUG | MUNICIPAL | 249 | CITY | C | 220 | TARRANT | 0 | 879 | 0 | 68 | 0 | 229 | N
326 | TRWD THIRD PIPELINE AND REUSE | TRWD third pipeline and reuse | C | 8 | REUSE | 7 | REUSE | 6 | OTHER INFRASTRUCTURE |  | 1274 | 4171 | INDIRECT REUSE | C | 175 | NAVARRO | 8 | TRINITY | 2 | REUSE | 1 | NO WATER QUALITY IMPROVEMENTS |  | 4751 | 1 | TRWD third pipeline and reuse | 138 | TARRANT REGIONAL WD | C | WWP | WWP | N/A | N/A |  | N | 2020 | 2020 | 0 | 107174000 | 107174000 | 107174000 | 34233000 | 34233000 | 914424000 | 30 | 869 | GUN BARREL CITY | C | WUG | MUNICIPAL | 699 | CITY | C | 107 | HENDERSON | 0 | 62 | 138 | 268 | 207 | 291 | N
326 | TRWD THIRD PIPELINE AND REUSE | TRWD third pipeline and reuse | C | 8 | REUSE | 7 | REUSE | 6 | OTHER INFRASTRUCTURE |  | 1274 | 4171 | INDIRECT REUSE | C | 175 | NAVARRO | 8 | TRINITY | 2 | REUSE | 1 | NO WATER QUALITY IMPROVEMENTS |  | 4751 | 1 | TRWD third pipeline and reuse | 138 | TARRANT REGIONAL WD | C | WWP | WWP | N/A | N/A |  | N | 2020 | 2020 | 0 | 107174000 | 107174000 | 107174000 | 34233000 | 34233000 | 914424000 | 30 | 878 | HALTOM CITY | C | WUG | MUNICIPAL | 261 | CITY | C | 220 | TARRANT | 0 | 422 | 0 | 0 | 0 | 0 | N
326 | TRWD THIRD PIPELINE AND REUSE | TRWD third pipeline and reuse | C | 8 | REUSE | 7 | REUSE | 6 | OTHER INFRASTRUCTURE |  | 1274 | 4171 | INDIRECT REUSE | C | 175 | NAVARRO | 8 | TRINITY | 2 | REUSE | 1 | NO WATER QUALITY IMPROVEMENTS |  | 4751 | 1 | TRWD third pipeline and reuse | 138 | TARRANT REGIONAL WD | C | WWP | WWP | N/A | N/A |  | N | 2020 | 2020 | 0 | 107174000 | 107174000 | 107174000 | 34233000 | 34233000 | 914424000 | 30 | 920 | HASLET | C | WUG | MUNICIPAL | 879 | CITY | C | 220 | TARRANT | 0 | 58 | 0 | 0 | 0 | 0 | N
326 | TRWD THIRD PIPELINE AND REUSE | TRWD third pipeline and reuse | C | 8 | REUSE | 7 | REUSE | 6 | OTHER INFRASTRUCTURE |  | 1274 | 4171 | INDIRECT REUSE | C | 175 | NAVARRO | 8 | TRINITY | 2 | REUSE | 1 | NO WATER QUALITY IMPROVEMENTS |  | 4751 | 1 | TRWD third pipeline and reuse | 138 | TARRANT REGIONAL WD | C | WWP | WWP | N/A | N/A |  | N | 2020 | 2020 | 0 | 107174000 | 107174000 | 107174000 | 34233000 | 34233000 | 914424000 | 30 | 969 | HURST | C | WUG | MUNICIPAL | 293 | CITY | C | 220 | TARRANT | 0 | 148 | 0 | 0 | 0 | 0 | N
326 | TRWD THIRD PIPELINE AND REUSE | TRWD third pipeline and reuse | C | 8 | REUSE | 7 | REUSE | 6 | OTHER INFRASTRUCTURE |  | 1274 | 4171 | INDIRECT REUSE | C | 175 | NAVARRO | 8 | TRINITY | 2 | REUSE | 1 | NO WATER QUALITY IMPROVEMENTS |  | 4751 | 1 | TRWD third pipeline and reuse | 138 | TARRANT REGIONAL WD | C | WWP | WWP | N/A | N/A |  | N | 2020 | 2020 | 0 | 107174000 | 107174000 | 107174000 | 34233000 | 34233000 | 914424000 | 30 | 1101 | IRRIGATION, KAUFMAN | C | WUG | IRRIGATION | 1004 | N/A | C | 129 | KAUFMAN | 0 | 8 | 22 | 33 | 21 | 25 | N
326 | TRWD THIRD PIPELINE AND REUSE | TRWD third pipeline and reuse | C | 8 | REUSE | 7 | REUSE | 6 | OTHER INFRASTRUCTURE |  | 1274 | 4171 | INDIRECT REUSE | C | 175 | NAVARRO | 8 | TRINITY | 2 | REUSE | 1 | NO WATER QUALITY IMPROVEMENTS |  | 4751 | 1 | TRWD third pipeline and reuse | 138 | TARRANT REGIONAL WD | C | WWP | WWP | N/A | N/A |  | N | 2020 | 2020 | 0 | 107174000 | 107174000 | 107174000 | 34233000 | 34233000 | 914424000 | 30 | 1185 | IRRIGATION, TARRANT | C | WUG | IRRIGATION | 1004 | N/A | C | 220 | TARRANT | 0 | 345 | 0 | 23 | 0 | 77 | N
326 | TRWD THIRD PIPELINE AND REUSE | TRWD third pipeline and reuse | C | 8 | REUSE | 7 | REUSE | 6 | OTHER INFRASTRUCTURE |  | 1274 | 4171 | INDIRECT REUSE | C | 175 | NAVARRO | 8 | TRINITY | 2 | REUSE | 1 | NO WATER QUALITY IMPROVEMENTS |  | 4751 | 1 | TRWD third pipeline and reuse | 138 | TARRANT REGIONAL WD | C | WWP | WWP | N/A | N/A |  | N | 2020 | 2020 | 0 | 107174000 | 107174000 | 107174000 | 34233000 | 34233000 | 914424000 | 30 | 1213 | IRRIGATION, WISE | C | WUG | IRRIGATION | 1004 | N/A | C | 249 | WISE | 0 | 17 | 0 | 0 | 0 | 0 | N
326 | TRWD THIRD PIPELINE AND REUSE | TRWD third pipeline and reuse | C | 8 | REUSE | 7 | REUSE | 6 | OTHER INFRASTRUCTURE |  | 1274 | 4171 | INDIRECT REUSE | C | 175 | NAVARRO | 8 | TRINITY | 2 | REUSE | 1 | NO WATER QUALITY IMPROVEMENTS |  | 4751 | 1 | TRWD third pipeline and reuse | 138 | TARRANT REGIONAL WD | C | WWP | WWP | N/A | N/A |  | N | 2020 | 2020 | 0 | 107174000 | 107174000 | 107174000 | 34233000 | 34233000 | 914424000 | 30 | 1220 | ITALY | C | WUG | MUNICIPAL | 299 | CITY | C | 70 | ELLIS | 0 | 30 | 56 | 87 | 108 | 138 | N
326 | TRWD THIRD PIPELINE AND REUSE | TRWD third pipeline and reuse | C | 8 | REUSE | 7 | REUSE | 6 | OTHER INFRASTRUCTURE |  | 1274 | 4171 | INDIRECT REUSE | C | 175 | NAVARRO | 8 | TRINITY | 2 | REUSE | 1 | NO WATER QUALITY IMPROVEMENTS |  | 4751 | 1 | TRWD third pipeline and reuse | 138 | TARRANT REGIONAL WD | C | WWP | WWP | N/A | N/A |  | N | 2020 | 2020 | 0 | 107174000 | 107174000 | 107174000 | 34233000 | 34233000 | 914424000 | 30 | 1237 | JOHNSON COUNTY SUD | G | WUG | MUNICIPAL | 4216 | UTILITY | C | 70 | ELLIS | 0 | 4 | 15 | 27 | 21 | 30 | N
326 | TRWD THIRD PIPELINE AND REUSE | TRWD third pipeline and reuse | C | 8 | REUSE | 7 | REUSE | 6 | OTHER INFRASTRUCTURE |  | 1274 | 4171 | INDIRECT REUSE | C | 175 | NAVARRO | 8 | TRINITY | 2 | REUSE | 1 | NO WATER QUALITY IMPROVEMENTS |  | 4751 | 1 | TRWD third pipeline and reuse | 138 | TARRANT REGIONAL WD | C | WWP | WWP | N/A | N/A |  | N | 2020 | 2020 | 0 | 107174000 | 107174000 | 107174000 | 34233000 | 34233000 | 914424000 | 30 | 1237 | JOHNSON COUNTY SUD | G | WUG | MUNICIPAL | 4216 | UTILITY | C | 220 | TARRANT | 0 | 249 | 1435 | 2120 | 1365 | 1612 | N
326 | TRWD THIRD PIPELINE AND REUSE | TRWD third pipeline and reuse | C | 8 | REUSE | 7 | REUSE | 6 | OTHER INFRASTRUCTURE |  | 1274 | 4171 | INDIRECT REUSE | C | 175 | NAVARRO | 8 | TRINITY | 2 | REUSE | 1 | NO WATER QUALITY IMPROVEMENTS |  | 4751 | 1 | TRWD third pipeline and reuse | 138 | TARRANT REGIONAL WD | C | WWP | WWP | N/A | N/A |  | N | 2020 | 2020 | 0 | 107174000 | 107174000 | 107174000 | 34233000 | 34233000 | 914424000 | 30 | 1251 | KELLER | C | WUG | MUNICIPAL | 315 | CITY | C | 220 | TARRANT | 0 | 197 | 0 | 0 | 0 | 0 | N
326 | TRWD THIRD PIPELINE AND REUSE | TRWD third pipeline and reuse | C | 8 | REUSE | 7 | REUSE | 6 | OTHER INFRASTRUCTURE |  | 1274 | 4171 | INDIRECT REUSE | C | 175 | NAVARRO | 8 | TRINITY | 2 | REUSE | 1 | NO WATER QUALITY IMPROVEMENTS |  | 4751 | 1 | TRWD third pipeline and reuse | 138 | TARRANT REGIONAL WD | C | WWP | WWP | N/A | N/A |  | N | 2020 | 2020 | 0 | 107174000 | 107174000 | 107174000 | 34233000 | 34233000 | 914424000 | 30 | 1253 | KEMP | C | WUG | MUNICIPAL | 711 | CITY | C | 129 | KAUFMAN | 0 | 13 | 54 | 83 | 54 | 65 | N
326 | TRWD THIRD PIPELINE AND REUSE | TRWD third pipeline and reuse | C | 8 | REUSE | 7 | REUSE | 6 | OTHER INFRASTRUCTURE |  | 1274 | 4171 | INDIRECT REUSE | C | 175 | NAVARRO | 8 | TRINITY | 2 | REUSE | 1 | NO WATER QUALITY IMPROVEMENTS |  | 4751 | 1 | TRWD third pipeline and reuse | 138 | TARRANT REGIONAL WD | C | WWP | WWP | N/A | N/A |  | N | 2020 | 2020 | 0 | 107174000 | 107174000 | 107174000 | 34233000 | 34233000 | 914424000 | 30 | 1305 | LANCASTER | C | WUG | MUNICIPAL | 345 | CITY | C | 57 | DALLAS | 0 | 6 | 16 | 24 | 16 | 19 | N
326 | TRWD THIRD PIPELINE AND REUSE | TRWD third pipeline and reuse | C | 8 | REUSE | 7 | REUSE | 6 | OTHER INFRASTRUCTURE |  | 1274 | 4171 | INDIRECT REUSE | C | 175 | NAVARRO | 8 | TRINITY | 2 | REUSE | 1 | NO WATER QUALITY IMPROVEMENTS |  | 4751 | 1 | TRWD third pipeline and reuse | 138 | TARRANT REGIONAL WD | C | WWP | WWP | N/A | N/A |  | N | 2030 | 2030 | 0 | 107174000 | 107174000 | 107174000 | 34233000 | 34233000 | 914424000 | 30 | 1613 | MABANK | C | WUG | MUNICIPAL | 375 | CITY | C | 107 | HENDERSON | 0 | 0 | 4 | 18 | 17 | 26 | N
326 | TRWD THIRD PIPELINE AND REUSE | TRWD third pipeline and reuse | C | 8 | REUSE | 7 | REUSE | 6 | OTHER INFRASTRUCTURE |  | 1274 | 4171 | INDIRECT REUSE | C | 175 | NAVARRO | 8 | TRINITY | 2 | REUSE | 1 | NO WATER QUALITY IMPROVEMENTS |  | 4751 | 1 | TRWD third pipeline and reuse | 138 | TARRANT REGIONAL WD | C | WWP | WWP | N/A | N/A |  | N | 2030 | 2030 | 0 | 107174000 | 107174000 | 107174000 | 34233000 | 34233000 | 914424000 | 30 | 1613 | MABANK | C | WUG | MUNICIPAL | 375 | CITY | C | 129 | KAUFMAN | 0 | 0 | 28 | 124 | 118 | 186 | N
326 | TRWD THIRD PIPELINE AND REUSE | TRWD third pipeline and reuse | C | 8 | REUSE | 7 | REUSE | 6 | OTHER INFRASTRUCTURE |  | 1274 | 4171 | INDIRECT REUSE | C | 175 | NAVARRO | 8 | TRINITY | 2 | REUSE | 1 | NO WATER QUALITY IMPROVEMENTS |  | 4751 | 1 | TRWD third pipeline and reuse | 138 | TARRANT REGIONAL WD | C | WWP | WWP | N/A | N/A |  | N | 2020 | 2020 | 0 | 107174000 | 107174000 | 107174000 | 34233000 | 34233000 | 914424000 | 30 | 1619 | MALAKOFF | C | WUG | MUNICIPAL | 383 | CITY | C | 107 | HENDERSON | 0 | 4 | 26 | 45 | 32 | 43 | N
326 | TRWD THIRD PIPELINE AND REUSE | TRWD third pipeline and reuse | C | 8 | REUSE | 7 | REUSE | 6 | OTHER INFRASTRUCTURE |  | 1274 | 4171 | INDIRECT REUSE | C | 175 | NAVARRO | 8 | TRINITY | 2 | REUSE | 1 | NO WATER QUALITY IMPROVEMENTS |  | 4751 | 1 | TRWD third pipeline and reuse | 138 | TARRANT REGIONAL WD | C | WWP | WWP | N/A | N/A |  | N | 2020 | 2020 | 0 | 107174000 | 107174000 | 107174000 | 34233000 | 34233000 | 914424000 | 30 | 94 | MANSFIELD | C | BOTH | MUNICIPAL | 384 | CITY | C | 70 | ELLIS | 0 | 8 | 155 | 429 | 404 | 585 | N
326 | TRWD THIRD PIPELINE AND REUSE | TRWD third pipeline and reuse | C | 8 | REUSE | 7 | REUSE | 6 | OTHER INFRASTRUCTURE |  | 1274 | 4171 | INDIRECT REUSE | C | 175 | NAVARRO | 8 | TRINITY | 2 | REUSE | 1 | NO WATER QUALITY IMPROVEMENTS |  | 4751 | 1 | TRWD third pipeline and reuse | 138 | TARRANT REGIONAL WD | C | WWP | WWP | N/A | N/A |  | N | 2020 | 2020 | 0 | 107174000 | 107174000 | 107174000 | 34233000 | 34233000 | 914424000 | 30 | 94 | MANSFIELD | C | BOTH | MUNICIPAL | 384 | CITY | C | 220 | TARRANT | 0 | 1824 | 4713 | 12618 | 12049 | 14587 | N
326 | TRWD THIRD PIPELINE AND REUSE | TRWD third pipeline and reuse | C | 8 | REUSE | 7 | REUSE | 6 | OTHER INFRASTRUCTURE |  | 1274 | 4171 | INDIRECT REUSE | C | 175 | NAVARRO | 8 | TRINITY | 2 | REUSE | 1 | NO WATER QUALITY IMPROVEMENTS |  | 4751 | 1 | TRWD third pipeline and reuse | 138 | TARRANT REGIONAL WD | C | WWP | WWP | N/A | N/A |  | N | 2020 | 2020 | 0 | 107174000 | 107174000 | 107174000 | 34233000 | 34233000 | 914424000 | 30 | 1664 | MANUFACTURING, ELLIS | C | WUG | MANUFACTURING | 1001 | N/A | C | 70 | ELLIS | 0 | 50 | 233 | 499 | 375 | 468 | N
326 | TRWD THIRD PIPELINE AND REUSE | TRWD third pipeline and reuse | C | 8 | REUSE | 7 | REUSE | 6 | OTHER INFRASTRUCTURE |  | 1274 | 4171 | INDIRECT REUSE | C | 175 | NAVARRO | 8 | TRINITY | 2 | REUSE | 1 | NO WATER QUALITY IMPROVEMENTS |  | 4751 | 1 | TRWD third pipeline and reuse | 138 | TARRANT REGIONAL WD | C | WWP | WWP | N/A | N/A |  | N | 2020 | 2020 | 0 | 107174000 | 107174000 | 107174000 | 34233000 | 34233000 | 914424000 | 30 | 1741 | MANUFACTURING, NAVARRO | C | WUG | MANUFACTURING | 1001 | N/A | C | 175 | NAVARRO | 0 | 54 | 162 | 261 | 182 | 233 | N
326 | TRWD THIRD PIPELINE AND REUSE | TRWD third pipeline and reuse | C | 8 | REUSE | 7 | REUSE | 6 | OTHER INFRASTRUCTURE |  | 1274 | 4171 | INDIRECT REUSE | C | 175 | NAVARRO | 8 | TRINITY | 2 | REUSE | 1 | NO WATER QUALITY IMPROVEMENTS |  | 4751 | 1 | TRWD third pipeline and reuse | 138 | TARRANT REGIONAL WD | C | WWP | WWP | N/A | N/A |  | N | 2020 | 2020 | 0 | 107174000 | 107174000 | 107174000 | 34233000 | 34233000 | 914424000 | 30 | 1748 | MANUFACTURING, PARKER | C | WUG | MANUFACTURING | 1001 | N/A | C | 184 | PARKER | 0 | 58 | 0 | 0 | 0 | 18 | N
326 | TRWD THIRD PIPELINE AND REUSE | TRWD third pipeline and reuse | C | 8 | REUSE | 7 | REUSE | 6 | OTHER INFRASTRUCTURE |  | 1274 | 4171 | INDIRECT REUSE | C | 175 | NAVARRO | 8 | TRINITY | 2 | REUSE | 1 | NO WATER QUALITY IMPROVEMENTS |  | 4751 | 1 | TRWD third pipeline and reuse | 138 | TARRANT REGIONAL WD | C | WWP | WWP | N/A | N/A |  | N | 2020 | 2020 | 0 | 107174000 | 107174000 | 107174000 | 34233000 | 34233000 | 914424000 | 30 | 1770 | MANUFACTURING, TARRANT | C | WUG | MANUFACTURING | 1001 | N/A | C | 220 | TARRANT | 0 | 1678 | 0 | 147 | 0 | 588 | N
326 | TRWD THIRD PIPELINE AND REUSE | TRWD third pipeline and reuse | C | 8 | REUSE | 7 | REUSE | 6 | OTHER INFRASTRUCTURE |  | 1274 | 4171 | INDIRECT REUSE | C | 175 | NAVARRO | 8 | TRINITY | 2 | REUSE | 1 | NO WATER QUALITY IMPROVEMENTS |  | 4751 | 1 | TRWD third pipeline and reuse | 138 | TARRANT REGIONAL WD | C | WWP | WWP | N/A | N/A |  | N | 2020 | 2020 | 0 | 107174000 | 107174000 | 107174000 | 34233000 | 34233000 | 914424000 | 30 | 1792 | MANUFACTURING, WISE | C | WUG | MANUFACTURING | 1001 | N/A | C | 249 | WISE | 0 | 217 | 0 | 0 | 0 | 0 | N
326 | TRWD THIRD PIPELINE AND REUSE | TRWD third pipeline and reuse | C | 8 | REUSE | 7 | REUSE | 6 | OTHER INFRASTRUCTURE |  | 1274 | 4171 | INDIRECT REUSE | C | 175 | NAVARRO | 8 | TRINITY | 2 | REUSE | 1 | NO WATER QUALITY IMPROVEMENTS |  | 4751 | 1 | TRWD third pipeline and reuse | 138 | TARRANT REGIONAL WD | C | WWP | WWP | N/A | N/A |  | N | 2020 | 2020 | 0 | 107174000 | 107174000 | 107174000 | 34233000 | 34233000 | 914424000 | 30 | 1813 | MAYPEARL | C | WUG | MUNICIPAL | 911 | CITY | C | 70 | ELLIS | 0 | 10 | 48 | 40 | 34 | 31 | N
326 | TRWD THIRD PIPELINE AND REUSE | TRWD third pipeline and reuse | C | 8 | REUSE | 7 | REUSE | 6 | OTHER INFRASTRUCTURE |  | 1274 | 4171 | INDIRECT REUSE | C | 175 | NAVARRO | 8 | TRINITY | 2 | REUSE | 1 | NO WATER QUALITY IMPROVEMENTS |  | 4751 | 1 | TRWD third pipeline and reuse | 138 | TARRANT REGIONAL WD | C | WWP | WWP | N/A | N/A |  | N | 2020 | 2020 | 0 | 107174000 | 107174000 | 107174000 | 34233000 | 34233000 | 914424000 | 30 | 98 | MIDLOTHIAN | C | BOTH | MUNICIPAL | 405 | CITY | C | 70 | ELLIS | 0 | 742 | 865 | 1507 | 1828 | 2722 | N
326 | TRWD THIRD PIPELINE AND REUSE | TRWD third pipeline and reuse | C | 8 | REUSE | 7 | REUSE | 6 | OTHER INFRASTRUCTURE |  | 1274 | 4171 | INDIRECT REUSE | C | 175 | NAVARRO | 8 | TRINITY | 2 | REUSE | 1 | NO WATER QUALITY IMPROVEMENTS |  | 4751 | 1 | TRWD third pipeline and reuse | 138 | TARRANT REGIONAL WD | C | WWP | WWP | N/A | N/A |  | N | 2020 | 2020 | 0 | 107174000 | 107174000 | 107174000 | 34233000 | 34233000 | 914424000 | 30 | 1936 | MINING, HENDERSON | C | WUG | MINING | 1003 | N/A | C | 107 | HENDERSON | 0 | 7 | 22 | 34 | 24 | 30 | N
326 | TRWD THIRD PIPELINE AND REUSE | TRWD third pipeline and reuse | C | 8 | REUSE | 7 | REUSE | 6 | OTHER INFRASTRUCTURE |  | 1274 | 4171 | INDIRECT REUSE | C | 175 | NAVARRO | 8 | TRINITY | 2 | REUSE | 1 | NO WATER QUALITY IMPROVEMENTS |  | 4751 | 1 | TRWD third pipeline and reuse | 138 | TARRANT REGIONAL WD | C | WWP | WWP | N/A | N/A |  | N | 2020 | 2020 | 0 | 107174000 | 107174000 | 107174000 | 34233000 | 34233000 | 914424000 | 30 | 2064 | MINING, WISE | C | WUG | MINING | 1003 | N/A | C | 249 | WISE | 0 | 712 | 0 | 0 | 0 | 0 | N
326 | TRWD THIRD PIPELINE AND REUSE | TRWD third pipeline and reuse | C | 8 | REUSE | 7 | REUSE | 6 | OTHER INFRASTRUCTURE |  | 1274 | 4171 | INDIRECT REUSE | C | 175 | NAVARRO | 8 | TRINITY | 2 | REUSE | 1 | NO WATER QUALITY IMPROVEMENTS |  | 4751 | 1 | TRWD third pipeline and reuse | 138 | TARRANT REGIONAL WD | C | WWP | WWP | N/A | N/A |  | N | 2030 | 2030 | 0 | 107174000 | 107174000 | 107174000 | 34233000 | 34233000 | 914424000 | 30 | 2090 | MOUNTAIN PEAK SUD | C | WUG | MUNICIPAL | 4269 | UTILITY | C | 70 | ELLIS | 0 | 0 | 35 | 137 | 160 | 291 | N
326 | TRWD THIRD PIPELINE AND REUSE | TRWD third pipeline and reuse | C | 8 | REUSE | 7 | REUSE | 6 | OTHER INFRASTRUCTURE |  | 1274 | 4171 | INDIRECT REUSE | C | 175 | NAVARRO | 8 | TRINITY | 2 | REUSE | 1 | NO WATER QUALITY IMPROVEMENTS |  | 4751 | 1 | TRWD third pipeline and reuse | 138 | TARRANT REGIONAL WD | C | WWP | WWP | N/A | N/A |  | N | 2020 | 2020 | 0 | 107174000 | 107174000 | 107174000 | 34233000 | 34233000 | 914424000 | 30 | 107 | NORTH RICHLAND HILLS | C | BOTH | MUNICIPAL | 435 | CITY | C | 220 | TARRANT | 0 | 301 | 0 | 42 | 0 | 156 | N
326 | TRWD THIRD PIPELINE AND REUSE | TRWD third pipeline and reuse | C | 8 | REUSE | 7 | REUSE | 6 | OTHER INFRASTRUCTURE |  | 1274 | 4171 | INDIRECT REUSE | C | 175 | NAVARRO | 8 | TRINITY | 2 | REUSE | 1 | NO WATER QUALITY IMPROVEMENTS |  | 4751 | 1 | TRWD third pipeline and reuse | 138 | TARRANT REGIONAL WD | C | WWP | WWP | N/A | N/A |  | N | 2020 | 2020 | 0 | 107174000 | 107174000 | 107174000 | 34233000 | 34233000 | 914424000 | 30 | 2140 | NORTHLAKE | C | WUG | MUNICIPAL | 1020 | CITY | C | 61 | DENTON | 0 | 18 | 0 | 0 | 0 | 0 | N
326 | TRWD THIRD PIPELINE AND REUSE | TRWD third pipeline and reuse | C | 8 | REUSE | 7 | REUSE | 6 | OTHER INFRASTRUCTURE |  | 1274 | 4171 | INDIRECT REUSE | C | 175 | NAVARRO | 8 | TRINITY | 2 | REUSE | 1 | NO WATER QUALITY IMPROVEMENTS |  | 4751 | 1 | TRWD third pipeline and reuse | 138 | TARRANT REGIONAL WD | C | WWP | WWP | N/A | N/A |  | N | 2020 | 2020 | 0 | 107174000 | 107174000 | 107174000 | 34233000 | 34233000 | 914424000 | 30 | 2147 | OAK LEAF | C | WUG | MUNICIPAL | 929 | CITY | C | 70 | ELLIS | 0 | 16 | 20 | 24 | 28 | 31 | N
326 | TRWD THIRD PIPELINE AND REUSE | TRWD third pipeline and reuse | C | 8 | REUSE | 7 | REUSE | 6 | OTHER INFRASTRUCTURE |  | 1274 | 4171 | INDIRECT REUSE | C | 175 | NAVARRO | 8 | TRINITY | 2 | REUSE | 1 | NO WATER QUALITY IMPROVEMENTS |  | 4751 | 1 | TRWD third pipeline and reuse | 138 | TARRANT REGIONAL WD | C | WWP | WWP | N/A | N/A |  | N | 2020 | 2020 | 0 | 107174000 | 107174000 | 107174000 | 34233000 | 34233000 | 914424000 | 30 | 2680 | PARADISE | C | WUG | MUNICIPAL | 1085 | CITY | C | 249 | WISE | 0 | 3 | 0 | 0 | 0 | 0 | N
326 | TRWD THIRD PIPELINE AND REUSE | TRWD third pipeline and reuse | C | 8 | REUSE | 7 | REUSE | 6 | OTHER INFRASTRUCTURE |  | 1274 | 4171 | INDIRECT REUSE | C | 175 | NAVARRO | 8 | TRINITY | 2 | REUSE | 1 | NO WATER QUALITY IMPROVEMENTS |  | 4751 | 1 | TRWD third pipeline and reuse | 138 | TARRANT REGIONAL WD | C | WWP | WWP | N/A | N/A |  | N | 2020 | 2020 | 0 | 107174000 | 107174000 | 107174000 | 34233000 | 34233000 | 914424000 | 30 | 2255 | RED OAK | C | WUG | MUNICIPAL | 737 | CITY | C | 70 | ELLIS | 0 | 13 | 44 | 71 | 50 | 63 | N
326 | TRWD THIRD PIPELINE AND REUSE | TRWD third pipeline and reuse | C | 8 | REUSE | 7 | REUSE | 6 | OTHER INFRASTRUCTURE |  | 1274 | 4171 | INDIRECT REUSE | C | 175 | NAVARRO | 8 | TRINITY | 2 | REUSE | 1 | NO WATER QUALITY IMPROVEMENTS |  | 4751 | 1 | TRWD third pipeline and reuse | 138 | TARRANT REGIONAL WD | C | WWP | WWP | N/A | N/A |  | N | 2020 | 2020 | 0 | 107174000 | 107174000 | 107174000 | 34233000 | 34233000 | 914424000 | 30 | 2260 | RHOME | C | WUG | MUNICIPAL | 946 | CITY | C | 249 | WISE | 0 | 15 | 0 | 0 | 0 | 47 | N
326 | TRWD THIRD PIPELINE AND REUSE | TRWD third pipeline and reuse | C | 8 | REUSE | 7 | REUSE | 6 | OTHER INFRASTRUCTURE |  | 1274 | 4171 | INDIRECT REUSE | C | 175 | NAVARRO | 8 | TRINITY | 2 | REUSE | 1 | NO WATER QUALITY IMPROVEMENTS |  | 4751 | 1 | TRWD third pipeline and reuse | 138 | TARRANT REGIONAL WD | C | WWP | WWP | N/A | N/A |  | N | 2030 | 2030 | 0 | 107174000 | 107174000 | 107174000 | 34233000 | 34233000 | 914424000 | 30 | 2263 | RICE WSC | C | WUG | MUNICIPAL | 4409 | UTILITY | C | 70 | ELLIS | 0 | 0 | 1 | 4 | 4 | 6 | N
326 | TRWD THIRD PIPELINE AND REUSE | TRWD third pipeline and reuse | C | 8 | REUSE | 7 | REUSE | 6 | OTHER INFRASTRUCTURE |  | 1274 | 4171 | INDIRECT REUSE | C | 175 | NAVARRO | 8 | TRINITY | 2 | REUSE | 1 | NO WATER QUALITY IMPROVEMENTS |  | 4751 | 1 | TRWD third pipeline and reuse | 138 | TARRANT REGIONAL WD | C | WWP | WWP | N/A | N/A |  | N | 2020 | 2020 | 0 | 107174000 | 107174000 | 107174000 | 34233000 | 34233000 | 914424000 | 30 | 2265 | RICHLAND HILLS | C | WUG | MUNICIPAL | 499 | CITY | C | 220 | TARRANT | 0 | 36 | 0 | 0 | 0 | 0 | N
326 | TRWD THIRD PIPELINE AND REUSE | TRWD third pipeline and reuse | C | 8 | REUSE | 7 | REUSE | 6 | OTHER INFRASTRUCTURE |  | 1274 | 4171 | INDIRECT REUSE | C | 175 | NAVARRO | 8 | TRINITY | 2 | REUSE | 1 | NO WATER QUALITY IMPROVEMENTS |  | 4751 | 1 | TRWD third pipeline and reuse | 138 | TARRANT REGIONAL WD | C | WWP | WWP | N/A | N/A |  | N | 2020 | 2020 | 0 | 107174000 | 107174000 | 107174000 | 34233000 | 34233000 | 914424000 | 30 | 2277 | RIVER OAKS | C | WUG | MUNICIPAL | 505 | CITY | C | 220 | TARRANT | 0 | 47 | 0 | 0 | 0 | 0 | N
326 | TRWD THIRD PIPELINE AND REUSE | TRWD third pipeline and reuse | C | 8 | REUSE | 7 | REUSE | 6 | OTHER INFRASTRUCTURE |  | 1274 | 4171 | INDIRECT REUSE | C | 175 | NAVARRO | 8 | TRINITY | 2 | REUSE | 1 | NO WATER QUALITY IMPROVEMENTS |  | 4751 | 1 | TRWD third pipeline and reuse | 138 | TARRANT REGIONAL WD | C | WWP | WWP | N/A | N/A |  | N | 2020 | 2020 | 0 | 107174000 | 107174000 | 107174000 | 34233000 | 34233000 | 914424000 | 30 | 2281 | ROANOKE | C | WUG | MUNICIPAL | 800 | CITY | C | 61 | DENTON | 0 | 79 | 0 | 0 | 0 | 0 | N
326 | TRWD THIRD PIPELINE AND REUSE | TRWD third pipeline and reuse | C | 8 | REUSE | 7 | REUSE | 6 | OTHER INFRASTRUCTURE |  | 1274 | 4171 | INDIRECT REUSE | C | 175 | NAVARRO | 8 | TRINITY | 2 | REUSE | 1 | NO WATER QUALITY IMPROVEMENTS |  | 4751 | 1 | TRWD third pipeline and reuse | 138 | TARRANT REGIONAL WD | C | WWP | WWP | N/A | N/A |  | N | 2020 | 2020 | 0 | 107174000 | 107174000 | 107174000 | 34233000 | 34233000 | 914424000 | 30 | 121 | ROCKETT SUD | C | BOTH | MUNICIPAL | 4325 | UTILITY | C | 70 | ELLIS | 0 | 142 | 1066 | 2102 | 1519 | 1880 | N
326 | TRWD THIRD PIPELINE AND REUSE | TRWD third pipeline and reuse | C | 8 | REUSE | 7 | REUSE | 6 | OTHER INFRASTRUCTURE |  | 1274 | 4171 | INDIRECT REUSE | C | 175 | NAVARRO | 8 | TRINITY | 2 | REUSE | 1 | NO WATER QUALITY IMPROVEMENTS |  | 4751 | 1 | TRWD third pipeline and reuse | 138 | TARRANT REGIONAL WD | C | WWP | WWP | N/A | N/A |  | N | 2020 | 2020 | 0 | 107174000 | 107174000 | 107174000 | 34233000 | 34233000 | 914424000 | 30 | 2306 | RUNAWAY BAY | C | WUG | MUNICIPAL | 1059 | CITY | C | 249 | WISE | 0 | 13 | 0 | 0 | 0 | 0 | N
326 | TRWD THIRD PIPELINE AND REUSE | TRWD third pipeline and reuse | C | 8 | REUSE | 7 | REUSE | 6 | OTHER INFRASTRUCTURE |  | 1274 | 4171 | INDIRECT REUSE | C | 175 | NAVARRO | 8 | TRINITY | 2 | REUSE | 1 | NO WATER QUALITY IMPROVEMENTS |  | 4751 | 1 | TRWD third pipeline and reuse | 138 | TARRANT REGIONAL WD | C | WWP | WWP | N/A | N/A |  | N | 2020 | 2020 | 0 | 107174000 | 107174000 | 107174000 | 34233000 | 34233000 | 914424000 | 30 | 2312 | SAGINAW | C | WUG | MUNICIPAL | 527 | CITY | C | 220 | TARRANT | 0 | 103 | 0 | 0 | 0 | 0 | N
326 | TRWD THIRD PIPELINE AND REUSE | TRWD third pipeline and reuse | C | 8 | REUSE | 7 | REUSE | 6 | OTHER INFRASTRUCTURE |  | 1274 | 4171 | INDIRECT REUSE | C | 175 | NAVARRO | 8 | TRINITY | 2 | REUSE | 1 | NO WATER QUALITY IMPROVEMENTS |  | 4751 | 1 | TRWD third pipeline and reuse | 138 | TARRANT REGIONAL WD | C | WWP | WWP | N/A | N/A |  | N | 2020 | 2020 | 0 | 107174000 | 107174000 | 107174000 | 34233000 | 34233000 | 914424000 | 30 | 2682 | SANCTUARY | C | WUG | MUNICIPAL | 1087 | CITY | C | 184 | PARKER | 0 | 8 | 0 | 0 | 0 | 0 | N
326 | TRWD THIRD PIPELINE AND REUSE | TRWD third pipeline and reuse | C | 8 | REUSE | 7 | REUSE | 6 | OTHER INFRASTRUCTURE |  | 1274 | 4171 | INDIRECT REUSE | C | 175 | NAVARRO | 8 | TRINITY | 2 | REUSE | 1 | NO WATER QUALITY IMPROVEMENTS |  | 4751 | 1 | TRWD third pipeline and reuse | 138 | TARRANT REGIONAL WD | C | WWP | WWP | N/A | N/A |  | N | 2030 | 2030 | 0 | 107174000 | 107174000 | 107174000 | 34233000 | 34233000 | 914424000 | 30 | 2334 | SARDIS-LONE ELM WSC | C | WUG | MUNICIPAL | 4330 | UTILITY | C | 57 | DALLAS | 0 | 0 | 1 | 1 | 1 | 1 | N
326 | TRWD THIRD PIPELINE AND REUSE | TRWD third pipeline and reuse | C | 8 | REUSE | 7 | REUSE | 6 | OTHER INFRASTRUCTURE |  | 1274 | 4171 | INDIRECT REUSE | C | 175 | NAVARRO | 8 | TRINITY | 2 | REUSE | 1 | NO WATER QUALITY IMPROVEMENTS |  | 4751 | 1 | TRWD third pipeline and reuse | 138 | TARRANT REGIONAL WD | C | WWP | WWP | N/A | N/A |  | N | 2030 | 2030 | 0 | 107174000 | 107174000 | 107174000 | 34233000 | 34233000 | 914424000 | 30 | 2334 | SARDIS-LONE ELM WSC | C | WUG | MUNICIPAL | 4330 | UTILITY | C | 70 | ELLIS | 0 | 0 | 332 | 593 | 407 | 502 | N
326 | TRWD THIRD PIPELINE AND REUSE | TRWD third pipeline and reuse | C | 8 | REUSE | 7 | REUSE | 6 | OTHER INFRASTRUCTURE |  | 1274 | 4171 | INDIRECT REUSE | C | 175 | NAVARRO | 8 | TRINITY | 2 | REUSE | 1 | NO WATER QUALITY IMPROVEMENTS |  | 4751 | 1 | TRWD third pipeline and reuse | 138 | TARRANT REGIONAL WD | C | WWP | WWP | N/A | N/A |  | N | 2020 | 2020 | 0 | 107174000 | 107174000 | 107174000 | 34233000 | 34233000 | 914424000 | 30 | 2345 | SEVEN POINTS | C | WUG | MUNICIPAL | 959 | CITY | C | 107 | HENDERSON | 0 | 10 | 44 | 79 | 60 | 84 | N
326 | TRWD THIRD PIPELINE AND REUSE | TRWD third pipeline and reuse | C | 8 | REUSE | 7 | REUSE | 6 | OTHER INFRASTRUCTURE |  | 1274 | 4171 | INDIRECT REUSE | C | 175 | NAVARRO | 8 | TRINITY | 2 | REUSE | 1 | NO WATER QUALITY IMPROVEMENTS |  | 4751 | 1 | TRWD third pipeline and reuse | 138 | TARRANT REGIONAL WD | C | WWP | WWP | N/A | N/A |  | N | 2020 | 2020 | 0 | 107174000 | 107174000 | 107174000 | 34233000 | 34233000 | 914424000 | 30 | 2383 | SOUTHLAKE | C | WUG | MUNICIPAL | 570 | CITY | C | 61 | DENTON | 0 | 17 | 0 | 0 | 0 | 0 | N
326 | TRWD THIRD PIPELINE AND REUSE | TRWD third pipeline and reuse | C | 8 | REUSE | 7 | REUSE | 6 | OTHER INFRASTRUCTURE |  | 1274 | 4171 | INDIRECT REUSE | C | 175 | NAVARRO | 8 | TRINITY | 2 | REUSE | 1 | NO WATER QUALITY IMPROVEMENTS |  | 4751 | 1 | TRWD third pipeline and reuse | 138 | TARRANT REGIONAL WD | C | WWP | WWP | N/A | N/A |  | N | 2020 | 2020 | 0 | 107174000 | 107174000 | 107174000 | 34233000 | 34233000 | 914424000 | 30 | 2383 | SOUTHLAKE | C | WUG | MUNICIPAL | 570 | CITY | C | 220 | TARRANT | 0 | 354 | 0 | 0 | 0 | 0 | N
326 | TRWD THIRD PIPELINE AND REUSE | TRWD third pipeline and reuse | C | 8 | REUSE | 7 | REUSE | 6 | OTHER INFRASTRUCTURE |  | 1274 | 4171 | INDIRECT REUSE | C | 175 | NAVARRO | 8 | TRINITY | 2 | REUSE | 1 | NO WATER QUALITY IMPROVEMENTS |  | 4751 | 1 | TRWD third pipeline and reuse | 138 | TARRANT REGIONAL WD | C | WWP | WWP | N/A | N/A |  | N | 2010 | 2020 | 0 | 107174000 | 107174000 | 107174000 | 34233000 | 34233000 | 914424000 | 30 | 2393 | SPRINGTOWN | C | WUG | MUNICIPAL | 574 | CITY | C | 184 | PARKER | 0 | 0 | 0 | 0 | 0 | 0 | N
326 | TRWD THIRD PIPELINE AND REUSE | TRWD third pipeline and reuse | C | 8 | REUSE | 7 | REUSE | 6 | OTHER INFRASTRUCTURE |  | 1274 | 4171 | INDIRECT REUSE | C | 175 | NAVARRO | 8 | TRINITY | 2 | REUSE | 1 | NO WATER QUALITY IMPROVEMENTS |  | 4751 | 1 | TRWD third pipeline and reuse | 138 | TARRANT REGIONAL WD | C | WWP | WWP | N/A | N/A |  | N | 2020 | 2020 | 0 | 107174000 | 107174000 | 107174000 | 34233000 | 34233000 | 914424000 | 30 | 2418 | STEAM ELECTRIC POWER, ELLIS | C | WUG | STEAM ELECTRIC | 1002 | N/A | C | 70 | ELLIS | 0 | 6 | 22 | 1097 | 647 | 917 | N
326 | TRWD THIRD PIPELINE AND REUSE | TRWD third pipeline and reuse | C | 8 | REUSE | 7 | REUSE | 6 | OTHER INFRASTRUCTURE |  | 1274 | 4171 | INDIRECT REUSE | C | 175 | NAVARRO | 8 | TRINITY | 2 | REUSE | 1 | NO WATER QUALITY IMPROVEMENTS |  | 4751 | 1 | TRWD third pipeline and reuse | 138 | TARRANT REGIONAL WD | C | WWP | WWP | N/A | N/A |  | N | 2020 | 2020 | 0 | 107174000 | 107174000 | 107174000 | 34233000 | 34233000 | 914424000 | 30 | 2423 | STEAM ELECTRIC POWER, FREESTONE | C | WUG | STEAM ELECTRIC | 1002 | N/A | C | 81 | FREESTONE | 0 | 634 | 1700 | 2512 | 1623 | 1923 | N
326 | TRWD THIRD PIPELINE AND REUSE | TRWD third pipeline and reuse | C | 8 | REUSE | 7 | REUSE | 6 | OTHER INFRASTRUCTURE |  | 1274 | 4171 | INDIRECT REUSE | C | 175 | NAVARRO | 8 | TRINITY | 2 | REUSE | 1 | NO WATER QUALITY IMPROVEMENTS |  | 4751 | 1 | TRWD third pipeline and reuse | 138 | TARRANT REGIONAL WD | C | WWP | WWP | N/A | N/A |  | N | 2030 | 2030 | 0 | 107174000 | 107174000 | 107174000 | 34233000 | 34233000 | 914424000 | 30 | 2435 | STEAM ELECTRIC POWER, HENDERSON | C | WUG | STEAM ELECTRIC | 1002 | N/A | C | 107 | HENDERSON | 0 | 0 | 869 | 1609 | 1250 | 1730 | N
326 | TRWD THIRD PIPELINE AND REUSE | TRWD third pipeline and reuse | C | 8 | REUSE | 7 | REUSE | 6 | OTHER INFRASTRUCTURE |  | 1274 | 4171 | INDIRECT REUSE | C | 175 | NAVARRO | 8 | TRINITY | 2 | REUSE | 1 | NO WATER QUALITY IMPROVEMENTS |  | 4751 | 1 | TRWD third pipeline and reuse | 138 | TARRANT REGIONAL WD | C | WWP | WWP | N/A | N/A |  | N | 2020 | 2020 | 0 | 107174000 | 107174000 | 107174000 | 34233000 | 34233000 | 914424000 | 30 | 2439 | STEAM ELECTRIC POWER, JACK | C | WUG | STEAM ELECTRIC | 1002 | N/A | C | 119 | JACK | 0 | 205 | 0 | 0 | 0 | 0 | N
326 | TRWD THIRD PIPELINE AND REUSE | TRWD third pipeline and reuse | C | 8 | REUSE | 7 | REUSE | 6 | OTHER INFRASTRUCTURE |  | 1274 | 4171 | INDIRECT REUSE | C | 175 | NAVARRO | 8 | TRINITY | 2 | REUSE | 1 | NO WATER QUALITY IMPROVEMENTS |  | 4751 | 1 | TRWD third pipeline and reuse | 138 | TARRANT REGIONAL WD | C | WWP | WWP | N/A | N/A |  | N | 2020 | 2020 | 0 | 107174000 | 107174000 | 107174000 | 34233000 | 34233000 | 914424000 | 30 | 2464 | STEAM ELECTRIC POWER, PARKER | C | WUG | STEAM ELECTRIC | 1002 | N/A | C | 184 | PARKER | 0 | 2 | 0 | 0 | 0 | 0 | N
326 | TRWD THIRD PIPELINE AND REUSE | TRWD third pipeline and reuse | C | 8 | REUSE | 7 | REUSE | 6 | OTHER INFRASTRUCTURE |  | 1274 | 4171 | INDIRECT REUSE | C | 175 | NAVARRO | 8 | TRINITY | 2 | REUSE | 1 | NO WATER QUALITY IMPROVEMENTS |  | 4751 | 1 | TRWD third pipeline and reuse | 138 | TARRANT REGIONAL WD | C | WWP | WWP | N/A | N/A |  | N | 2020 | 2020 | 0 | 107174000 | 107174000 | 107174000 | 34233000 | 34233000 | 914424000 | 30 | 2470 | STEAM ELECTRIC POWER, TARRANT | C | WUG | STEAM ELECTRIC | 1002 | N/A | C | 220 | TARRANT | 0 | 201 | 0 | 26 | 0 | 57 | N
326 | TRWD THIRD PIPELINE AND REUSE | TRWD third pipeline and reuse | C | 8 | REUSE | 7 | REUSE | 6 | OTHER INFRASTRUCTURE |  | 1274 | 4171 | INDIRECT REUSE | C | 175 | NAVARRO | 8 | TRINITY | 2 | REUSE | 1 | NO WATER QUALITY IMPROVEMENTS |  | 4751 | 1 | TRWD third pipeline and reuse | 138 | TARRANT REGIONAL WD | C | WWP | WWP | N/A | N/A |  | N | 2020 | 2020 | 0 | 107174000 | 107174000 | 107174000 | 34233000 | 34233000 | 914424000 | 30 | 2481 | STEAM ELECTRIC POWER, WISE | C | WUG | STEAM ELECTRIC | 1002 | N/A | C | 249 | WISE | 0 | 102 | 0 | 0 | 0 | 0 | N
326 | TRWD THIRD PIPELINE AND REUSE | TRWD third pipeline and reuse | C | 8 | REUSE | 7 | REUSE | 6 | OTHER INFRASTRUCTURE |  | 1274 | 4171 | INDIRECT REUSE | C | 175 | NAVARRO | 8 | TRINITY | 2 | REUSE | 1 | NO WATER QUALITY IMPROVEMENTS |  | 4751 | 1 | TRWD third pipeline and reuse | 138 | TARRANT REGIONAL WD | C | WWP | WWP | N/A | N/A |  | N | 2020 | 2020 | 0 | 107174000 | 107174000 | 107174000 | 34233000 | 34233000 | 914424000 | 30 | 138 | TARRANT REGIONAL WD - FUTURE CUSTOMER/SURPLUS SUPPLY | C | WWP | MUNICIPAL | N/A | N/A | C | 220 | TARRANT | 0 | 76163 | 69575 | 43616 | 55180 | 39404 | N
326 | TRWD THIRD PIPELINE AND REUSE | TRWD third pipeline and reuse | C | 8 | REUSE | 7 | REUSE | 6 | OTHER INFRASTRUCTURE |  | 1274 | 4171 | INDIRECT REUSE | C | 175 | NAVARRO | 8 | TRINITY | 2 | REUSE | 1 | NO WATER QUALITY IMPROVEMENTS |  | 4751 | 1 | TRWD third pipeline and reuse | 138 | TARRANT REGIONAL WD | C | WWP | WWP | N/A | N/A |  | N | 2020 | 2020 | 0 | 107174000 | 107174000 | 107174000 | 34233000 | 34233000 | 914424000 | 30 | 2532 | TOOL | C | WUG | MUNICIPAL | 753 | CITY | C | 107 | HENDERSON | 0 | 22 | 89 | 152 | 112 | 153 | N
326 | TRWD THIRD PIPELINE AND REUSE | TRWD third pipeline and reuse | C | 8 | REUSE | 7 | REUSE | 6 | OTHER INFRASTRUCTURE |  | 1274 | 4171 | INDIRECT REUSE | C | 175 | NAVARRO | 8 | TRINITY | 2 | REUSE | 1 | NO WATER QUALITY IMPROVEMENTS |  | 4751 | 1 | TRWD third pipeline and reuse | 138 | TARRANT REGIONAL WD | C | WWP | WWP | N/A | N/A |  | N | 2020 | 2020 | 0 | 107174000 | 107174000 | 107174000 | 34233000 | 34233000 | 914424000 | 30 | 2546 | TROPHY CLUB | C | WUG | MUNICIPAL | 806 | CITY | C | 61 | DENTON | 0 | 66 | 0 | 0 | 0 | 0 | N
326 | TRWD THIRD PIPELINE AND REUSE | TRWD third pipeline and reuse | C | 8 | REUSE | 7 | REUSE | 6 | OTHER INFRASTRUCTURE |  | 1274 | 4171 | INDIRECT REUSE | C | 175 | NAVARRO | 8 | TRINITY | 2 | REUSE | 1 | NO WATER QUALITY IMPROVEMENTS |  | 4751 | 1 | TRWD third pipeline and reuse | 138 | TARRANT REGIONAL WD | C | WWP | WWP | N/A | N/A |  | N | 2020 | 2020 | 0 | 107174000 | 107174000 | 107174000 | 34233000 | 34233000 | 914424000 | 30 | 153 | WALNUT CREEK SUD | C | BOTH | MUNICIPAL | 4373 | UTILITY | C | 184 | PARKER | 0 | 111 | 0 | 58 | 0 | 146 | N
326 | TRWD THIRD PIPELINE AND REUSE | TRWD third pipeline and reuse | C | 8 | REUSE | 7 | REUSE | 6 | OTHER INFRASTRUCTURE |  | 1274 | 4171 | INDIRECT REUSE | C | 175 | NAVARRO | 8 | TRINITY | 2 | REUSE | 1 | NO WATER QUALITY IMPROVEMENTS |  | 4751 | 1 | TRWD third pipeline and reuse | 138 | TARRANT REGIONAL WD | C | WWP | WWP | N/A | N/A |  | N | 2020 | 2020 | 0 | 107174000 | 107174000 | 107174000 | 34233000 | 34233000 | 914424000 | 30 | 153 | WALNUT CREEK SUD | C | BOTH | MUNICIPAL | 4373 | UTILITY | C | 249 | WISE | 0 | 14 | 0 | 7 | 0 | 19 | N
326 | TRWD THIRD PIPELINE AND REUSE | TRWD third pipeline and reuse | C | 8 | REUSE | 7 | REUSE | 6 | OTHER INFRASTRUCTURE |  | 1274 | 4171 | INDIRECT REUSE | C | 175 | NAVARRO | 8 | TRINITY | 2 | REUSE | 1 | NO WATER QUALITY IMPROVEMENTS |  | 4751 | 1 | TRWD third pipeline and reuse | 138 | TARRANT REGIONAL WD | C | WWP | WWP | N/A | N/A |  | N | 2020 | 2020 | 0 | 107174000 | 107174000 | 107174000 | 34233000 | 34233000 | 914424000 | 30 | 2580 | WATAUGA | C | WUG | MUNICIPAL | 632 | CITY | C | 220 | TARRANT | 0 | 168 | 0 | 0 | 0 | 0 | N
326 | TRWD THIRD PIPELINE AND REUSE | TRWD third pipeline and reuse | C | 8 | REUSE | 7 | REUSE | 6 | OTHER INFRASTRUCTURE |  | 1274 | 4171 | INDIRECT REUSE | C | 175 | NAVARRO | 8 | TRINITY | 2 | REUSE | 1 | NO WATER QUALITY IMPROVEMENTS |  | 4751 | 1 | TRWD third pipeline and reuse | 138 | TARRANT REGIONAL WD | C | WWP | WWP | N/A | N/A |  | N | 2020 | 2020 | 0 | 107174000 | 107174000 | 107174000 | 34233000 | 34233000 | 914424000 | 30 | 154 | WAXAHACHIE | C | BOTH | MUNICIPAL | 633 | CITY | C | 70 | ELLIS | 0 | 39 | 109 | 941 | 1354 | 2518 | N
326 | TRWD THIRD PIPELINE AND REUSE | TRWD third pipeline and reuse | C | 8 | REUSE | 7 | REUSE | 6 | OTHER INFRASTRUCTURE |  | 1274 | 4171 | INDIRECT REUSE | C | 175 | NAVARRO | 8 | TRINITY | 2 | REUSE | 1 | NO WATER QUALITY IMPROVEMENTS |  | 4751 | 1 | TRWD third pipeline and reuse | 138 | TARRANT REGIONAL WD | C | WWP | WWP | N/A | N/A |  | N | 2060 | 2060 | 0 | 107174000 | 107174000 | 107174000 | 34233000 | 34233000 | 914424000 | 30 | 155 | WEATHERFORD | C | BOTH | MUNICIPAL | 634 | CITY | C | 184 | PARKER | 0 | 0 | 0 | 0 | 0 | 96 | N
326 | TRWD THIRD PIPELINE AND REUSE | TRWD third pipeline and reuse | C | 8 | REUSE | 7 | REUSE | 6 | OTHER INFRASTRUCTURE |  | 1274 | 4171 | INDIRECT REUSE | C | 175 | NAVARRO | 8 | TRINITY | 2 | REUSE | 1 | NO WATER QUALITY IMPROVEMENTS |  | 4751 | 1 | TRWD third pipeline and reuse | 138 | TARRANT REGIONAL WD | C | WWP | WWP | N/A | N/A |  | N | 2020 | 2020 | 0 | 107174000 | 107174000 | 107174000 | 34233000 | 34233000 | 914424000 | 30 | 156 | WEST CEDAR CREEK MUD | C | BOTH | MUNICIPAL | 4381 | UTILITY | C | 107 | HENDERSON | 0 | 44 | 275 | 517 | 407 | 583 | N
326 | TRWD THIRD PIPELINE AND REUSE | TRWD third pipeline and reuse | C | 8 | REUSE | 7 | REUSE | 6 | OTHER INFRASTRUCTURE |  | 1274 | 4171 | INDIRECT REUSE | C | 175 | NAVARRO | 8 | TRINITY | 2 | REUSE | 1 | NO WATER QUALITY IMPROVEMENTS |  | 4751 | 1 | TRWD third pipeline and reuse | 138 | TARRANT REGIONAL WD | C | WWP | WWP | N/A | N/A |  | N | 2020 | 2020 | 0 | 107174000 | 107174000 | 107174000 | 34233000 | 34233000 | 914424000 | 30 | 156 | WEST CEDAR CREEK MUD | C | BOTH | MUNICIPAL | 4381 | UTILITY | C | 129 | KAUFMAN | 0 | 37 | 254 | 521 | 442 | 673 | N
326 | TRWD THIRD PIPELINE AND REUSE | TRWD third pipeline and reuse | C | 8 | REUSE | 7 | REUSE | 6 | OTHER INFRASTRUCTURE |  | 1274 | 4171 | INDIRECT REUSE | C | 175 | NAVARRO | 8 | TRINITY | 2 | REUSE | 1 | NO WATER QUALITY IMPROVEMENTS |  | 4751 | 1 | TRWD third pipeline and reuse | 138 | TARRANT REGIONAL WD | C | WWP | WWP | N/A | N/A |  | N | 2020 | 2020 | 0 | 107174000 | 107174000 | 107174000 | 34233000 | 34233000 | 914424000 | 30 | 2604 | WEST WISE RURAL SUD | C | WUG | MUNICIPAL | 4391 | UTILITY | C | 249 | WISE | 0 | 25 | 0 | 0 | 0 | 0 | N
326 | TRWD THIRD PIPELINE AND REUSE | TRWD third pipeline and reuse | C | 8 | REUSE | 7 | REUSE | 6 | OTHER INFRASTRUCTURE |  | 1274 | 4171 | INDIRECT REUSE | C | 175 | NAVARRO | 8 | TRINITY | 2 | REUSE | 1 | NO WATER QUALITY IMPROVEMENTS |  | 4751 | 1 | TRWD third pipeline and reuse | 138 | TARRANT REGIONAL WD | C | WWP | WWP | N/A | N/A |  | N | 2020 | 2020 | 0 | 107174000 | 107174000 | 107174000 | 34233000 | 34233000 | 914424000 | 30 | 2607 | WESTOVER HILLS | C | WUG | MUNICIPAL | 1070 | CITY | C | 220 | TARRANT | 0 | 10 | 0 | 0 | 0 | 0 | N
326 | TRWD THIRD PIPELINE AND REUSE | TRWD third pipeline and reuse | C | 8 | REUSE | 7 | REUSE | 6 | OTHER INFRASTRUCTURE |  | 1274 | 4171 | INDIRECT REUSE | C | 175 | NAVARRO | 8 | TRINITY | 2 | REUSE | 1 | NO WATER QUALITY IMPROVEMENTS |  | 4751 | 1 | TRWD third pipeline and reuse | 138 | TARRANT REGIONAL WD | C | WWP | WWP | N/A | N/A |  | N | 2020 | 2020 | 0 | 107174000 | 107174000 | 107174000 | 34233000 | 34233000 | 914424000 | 30 | 2608 | WESTWORTH VILLAGE | C | WUG | MUNICIPAL | 644 | CITY | C | 220 | TARRANT | 0 | 17 | 0 | 0 | 0 | 0 | N
326 | TRWD THIRD PIPELINE AND REUSE | TRWD third pipeline and reuse | C | 8 | REUSE | 7 | REUSE | 6 | OTHER INFRASTRUCTURE |  | 1274 | 4171 | INDIRECT REUSE | C | 175 | NAVARRO | 8 | TRINITY | 2 | REUSE | 1 | NO WATER QUALITY IMPROVEMENTS |  | 4751 | 1 | TRWD third pipeline and reuse | 138 | TARRANT REGIONAL WD | C | WWP | WWP | N/A | N/A |  | N | 2020 | 2020 | 0 | 107174000 | 107174000 | 107174000 | 34233000 | 34233000 | 914424000 | 30 | 2615 | WHITE SETTLEMENT | C | WUG | MUNICIPAL | 651 | CITY | C | 220 | TARRANT | 0 | 63 | 0 | 0 | 0 | 0 | N
326 | TRWD THIRD PIPELINE AND REUSE | TRWD third pipeline and reuse | C | 8 | REUSE | 7 | REUSE | 6 | OTHER INFRASTRUCTURE |  | 1274 | 4171 | INDIRECT REUSE | C | 175 | NAVARRO | 8 | TRINITY | 2 | REUSE | 1 | NO WATER QUALITY IMPROVEMENTS |  | 4751 | 1 | TRWD third pipeline and reuse | 138 | TARRANT REGIONAL WD | C | WWP | WWP | N/A | N/A |  | N | 2060 | 2060 | 0 | 107174000 | 107174000 | 107174000 | 34233000 | 34233000 | 914424000 | 30 | 2624 | WILLOW PARK | C | WUG | MUNICIPAL | 756 | CITY | C | 184 | PARKER | 0 | 0 | 0 | 0 | 0 | 19 | N
153 | TURKEY PEAK RESERVOIR | Turkey Peak Reservoir | G | 6 | NEW SURFACE WATER OR NEW GROUNDWATER SOURCE | 4 | NEW MAJOR RESERVOIR | 6 | OTHER INFRASTRUCTURE | THIS PROJECT WAS ADDED AS PART OF AN AMENDMENT TO THE DATABASE. | 1701 | 4239 | TURKEY PEAK LAKE/RESERVOIR | G | 999 | RESERVOIR | 12 | BRAZOS | 0 | SURFACE WATER | 1 | NO WATER QUALITY IMPROVEMENTS | THIS PROJECT WAS ADDED AS PART OF AN AMENDMENT TO THE DATABASE. | 2277 | 2 | Turkey Peak Reservoir | 1843 | MINERAL WELLS | G | WUG | MUNICIPAL | 407 | CITY |  | N | 2020 | 2020 | 0 | 7019000 | 7019000 | 5619000 | 5619000 | 3349000 | 0 | 0 | 1843 | MINERAL WELLS | G | WUG | MUNICIPAL | 407 | CITY | G | 182 | PALO PINTO | 0 | 7600 | 7600 | 7600 | 7600 | 7600 | Y
153 | TURKEY PEAK RESERVOIR | Turkey Peak Reservoir | G | 6 | NEW SURFACE WATER OR NEW GROUNDWATER SOURCE | 4 | NEW MAJOR RESERVOIR | 6 | OTHER INFRASTRUCTURE | THIS PROJECT WAS ADDED AS PART OF AN AMENDMENT TO THE DATABASE. | 1701 | 4239 | TURKEY PEAK LAKE/RESERVOIR | G | 999 | RESERVOIR | 12 | BRAZOS | 0 | SURFACE WATER | 1 | NO WATER QUALITY IMPROVEMENTS | THIS PROJECT WAS ADDED AS PART OF AN AMENDMENT TO THE DATABASE. | 2277 | 1 | Turkey Peak Reservoir | 113 | PALO PINTO MWD #1 | G | WWP | WWP | N/A | N/A | THIS PROJECT WAS ADDED AS PART OF AN AMENDMENT TO THE DATABASE. | N | 2010 | 2020 | 0 | 7019000 | 7019000 | 5618000 | 5618000 | 3348000 | 50227000 | 40 | 595 | COUNTY-OTHER, PARKER | C | WUG | MUNICIPAL | 757 | COUNTY-OTHER | C | 184 | PARKER | 0 | 0 | 0 | 0 | 0 | 0 | N
153 | TURKEY PEAK RESERVOIR | Turkey Peak Reservoir | G | 6 | NEW SURFACE WATER OR NEW GROUNDWATER SOURCE | 4 | NEW MAJOR RESERVOIR | 6 | OTHER INFRASTRUCTURE | THIS PROJECT WAS ADDED AS PART OF AN AMENDMENT TO THE DATABASE. | 1701 | 4239 | TURKEY PEAK LAKE/RESERVOIR | G | 999 | RESERVOIR | 12 | BRAZOS | 0 | SURFACE WATER | 1 | NO WATER QUALITY IMPROVEMENTS | THIS PROJECT WAS ADDED AS PART OF AN AMENDMENT TO THE DATABASE. | 2277 | 1 | Turkey Peak Reservoir | 113 | PALO PINTO MWD #1 | G | WWP | WWP | N/A | N/A | THIS PROJECT WAS ADDED AS PART OF AN AMENDMENT TO THE DATABASE. | N | 2010 | 2020 | 0 | 7019000 | 7019000 | 5618000 | 5618000 | 3348000 | 50227000 | 40 | 1748 | MANUFACTURING, PARKER | C | WUG | MANUFACTURING | 1001 | N/A | C | 184 | PARKER | 0 | 0 | 0 | 0 | 0 | 0 | N
153 | TURKEY PEAK RESERVOIR | Turkey Peak Reservoir | G | 6 | NEW SURFACE WATER OR NEW GROUNDWATER SOURCE | 4 | NEW MAJOR RESERVOIR | 6 | OTHER INFRASTRUCTURE | THIS PROJECT WAS ADDED AS PART OF AN AMENDMENT TO THE DATABASE. | 1701 | 4239 | TURKEY PEAK LAKE/RESERVOIR | G | 999 | RESERVOIR | 12 | BRAZOS | 0 | SURFACE WATER | 1 | NO WATER QUALITY IMPROVEMENTS | THIS PROJECT WAS ADDED AS PART OF AN AMENDMENT TO THE DATABASE. | 2277 | 1 | Turkey Peak Reservoir | 113 | PALO PINTO MWD #1 | G | WWP | WWP | N/A | N/A | THIS PROJECT WAS ADDED AS PART OF AN AMENDMENT TO THE DATABASE. | N | 2020 | 2020 | 0 | 7019000 | 7019000 | 5618000 | 5618000 | 3348000 | 50227000 | 40 | 1843 | MINERAL WELLS | G | WUG | MUNICIPAL | 407 | CITY | G | 182 | PALO PINTO | 0 | 3800 | 3800 | 3800 | 3800 | 3800 | N
153 | TURKEY PEAK RESERVOIR | Turkey Peak Reservoir | G | 6 | NEW SURFACE WATER OR NEW GROUNDWATER SOURCE | 4 | NEW MAJOR RESERVOIR | 6 | OTHER INFRASTRUCTURE | THIS PROJECT WAS ADDED AS PART OF AN AMENDMENT TO THE DATABASE. | 1701 | 4239 | TURKEY PEAK LAKE/RESERVOIR | G | 999 | RESERVOIR | 12 | BRAZOS | 0 | SURFACE WATER | 1 | NO WATER QUALITY IMPROVEMENTS | THIS PROJECT WAS ADDED AS PART OF AN AMENDMENT TO THE DATABASE. | 2277 | 1 | Turkey Peak Reservoir | 113 | PALO PINTO MWD #1 | G | WWP | WWP | N/A | N/A | THIS PROJECT WAS ADDED AS PART OF AN AMENDMENT TO THE DATABASE. | N | 2020 | 2020 | 0 | 7019000 | 7019000 | 5618000 | 5618000 | 3348000 | 50227000 | 40 | 2463 | STEAM ELECTRIC POWER, PALO PINTO | G | WUG | STEAM ELECTRIC | 1002 | N/A | G | 182 | PALO PINTO | 0 | 3800 | 3800 | 3800 | 3800 | 3800 | N
801 | TWA REGIONAL CARRIZO (INCL. GONZALES CO.) | TWA Regional Carrizo (including Gonzales County) | L | 5 | EXISTING SOURCE OR EXPANDED USE OF AN EXISTING SOURCE (SURFACE WATER OR GROUNDWATER) | 6 | GROUNDWATER | 6 | OTHER INFRASTRUCTURE |  | 2175 | 1655 | CARRIZO-WILCOX AQUIFER | L | 89 | GONZALES | 18 | GUADALUPE | 1 | GROUNDWATER | 1 | NO WATER QUALITY IMPROVEMENTS |  | 6149 | 1 | TWA Regional Carrizo (including Gonzales County) | 311 | BULVERDE CITY | L | WUG | MUNICIPAL | 1015 | CITY |  | N | 2020 | 2020 | 0 | 2043866 | 3240944 | 1489920 | 1906176 | 2352640 | 0 | 0 | 311 | BULVERDE CITY | L | WUG | MUNICIPAL | 1015 | CITY | L | 46 | COMAL | 0 | 1342 | 2128 | 2910 | 3723 | 4595 | Y
801 | TWA REGIONAL CARRIZO (INCL. GONZALES CO.) | TWA Regional Carrizo (including Gonzales County) | L | 5 | EXISTING SOURCE OR EXPANDED USE OF AN EXISTING SOURCE (SURFACE WATER OR GROUNDWATER) | 6 | GROUNDWATER | 6 | OTHER INFRASTRUCTURE |  | 2175 | 1655 | CARRIZO-WILCOX AQUIFER | L | 89 | GONZALES | 18 | GUADALUPE | 1 | GROUNDWATER | 1 | NO WATER QUALITY IMPROVEMENTS |  | 6149 | 1 | TWA Regional Carrizo (including Gonzales County) | 330 | CANYON LAKE WSC | L | WUG | MUNICIPAL | 4044 | UTILITY |  | N | 2030 | 2030 | 0 | 0 | 4569000 | 9138000 | 4608000 | 6144000 | 0 | 0 | 330 | CANYON LAKE WSC | L | WUG | MUNICIPAL | 4044 | UTILITY | L | 46 | COMAL | 0 | 0 | 3000 | 6000 | 9000 | 12000 | Y
801 | TWA REGIONAL CARRIZO (INCL. GONZALES CO.) | TWA Regional Carrizo (including Gonzales County) | L | 5 | EXISTING SOURCE OR EXPANDED USE OF AN EXISTING SOURCE (SURFACE WATER OR GROUNDWATER) | 6 | GROUNDWATER | 6 | OTHER INFRASTRUCTURE |  | 2175 | 1655 | CARRIZO-WILCOX AQUIFER | L | 89 | GONZALES | 18 | GUADALUPE | 1 | GROUNDWATER | 1 | NO WATER QUALITY IMPROVEMENTS |  | 6149 | 1 | TWA Regional Carrizo (including Gonzales County) | 457 | COUNTY-OTHER, COMAL | L | WUG | MUNICIPAL | 757 | COUNTY-OTHER |  | N | 2020 | 2020 | 0 | 1501678 | 1658547 | 604672 | 682496 | 757760 | 0 | 0 | 457 | COUNTY-OTHER, COMAL | L | WUG | MUNICIPAL | 757 | COUNTY-OTHER | L | 46 | COMAL | 0 | 986 | 1089 | 1181 | 1333 | 1480 | Y
801 | TWA REGIONAL CARRIZO (INCL. GONZALES CO.) | TWA Regional Carrizo (including Gonzales County) | L | 5 | EXISTING SOURCE OR EXPANDED USE OF AN EXISTING SOURCE (SURFACE WATER OR GROUNDWATER) | 6 | GROUNDWATER | 6 | OTHER INFRASTRUCTURE |  | 2175 | 1655 | CARRIZO-WILCOX AQUIFER | L | 89 | GONZALES | 18 | GUADALUPE | 1 | GROUNDWATER | 1 | NO WATER QUALITY IMPROVEMENTS |  | 6149 | 1 | TWA Regional Carrizo (including Gonzales County) | 847 | GONZALES COUNTY WSC | L | WUG | MUNICIPAL | 4141 | UTILITY |  | N | 2020 | 2020 | 0 | 761000 | 761000 | 256000 | 256000 | 256000 | 0 | 0 | 847 | GONZALES COUNTY WSC | L | WUG | MUNICIPAL | 4141 | UTILITY | L | 89 | GONZALES | 0 | 500 | 500 | 500 | 500 | 500 | Y
801 | TWA REGIONAL CARRIZO (INCL. GONZALES CO.) | TWA Regional Carrizo (including Gonzales County) | L | 5 | EXISTING SOURCE OR EXPANDED USE OF AN EXISTING SOURCE (SURFACE WATER OR GROUNDWATER) | 6 | GROUNDWATER | 6 | OTHER INFRASTRUCTURE |  | 2175 | 1655 | CARRIZO-WILCOX AQUIFER | L | 89 | GONZALES | 18 | GUADALUPE | 1 | GROUNDWATER | 1 | NO WATER QUALITY IMPROVEMENTS |  | 6149 | 1 | TWA Regional Carrizo (including Gonzales County) | 134 | SPRINGS HILL WSC | L | BOTH | MUNICIPAL | 4345 | UTILITY |  | N | 2010 | 2020 | 0 | 4468500 | 9004000 | 3069000 | 3069000 | 3000000 | 0 | 0 | 134 | SPRINGS HILL WSC | L | BOTH | MUNICIPAL | 4345 | UTILITY | L | 94 | GUADALUPE | 0 | 3000 | 6000 | 6000 | 6000 | 6000 | Y
801 | TWA REGIONAL CARRIZO (INCL. GONZALES CO.) | TWA Regional Carrizo (including Gonzales County) | L | 5 | EXISTING SOURCE OR EXPANDED USE OF AN EXISTING SOURCE (SURFACE WATER OR GROUNDWATER) | 6 | GROUNDWATER | 6 | OTHER INFRASTRUCTURE |  | 2175 | 1655 | CARRIZO-WILCOX AQUIFER | L | 89 | GONZALES | 18 | GUADALUPE | 1 | GROUNDWATER | 1 | NO WATER QUALITY IMPROVEMENTS |  | 6149 | 1 | TWA Regional Carrizo (including Gonzales County) | 2693 | TEXAS WATER ALLIANCE | L | WWP | WWP | N/A | N/A |  | N | 2020 | 2020 | 0 | 41130000 | 41130000 | 13824000 | 13824000 | 13824000 | 313060000 | 20 | 311 | BULVERDE CITY | L | WUG | MUNICIPAL | 1015 | CITY | L | 46 | COMAL | 0 | 1342 | 2128 | 2910 | 3723 | 4595 | N
801 | TWA REGIONAL CARRIZO (INCL. GONZALES CO.) | TWA Regional Carrizo (including Gonzales County) | L | 5 | EXISTING SOURCE OR EXPANDED USE OF AN EXISTING SOURCE (SURFACE WATER OR GROUNDWATER) | 6 | GROUNDWATER | 6 | OTHER INFRASTRUCTURE |  | 2175 | 1655 | CARRIZO-WILCOX AQUIFER | L | 89 | GONZALES | 18 | GUADALUPE | 1 | GROUNDWATER | 1 | NO WATER QUALITY IMPROVEMENTS |  | 6149 | 1 | TWA Regional Carrizo (including Gonzales County) | 2693 | TEXAS WATER ALLIANCE | L | WWP | WWP | N/A | N/A |  | N | 2030 | 2030 | 0 | 41130000 | 41130000 | 13824000 | 13824000 | 13824000 | 313060000 | 20 | 330 | CANYON LAKE WSC | L | WUG | MUNICIPAL | 4044 | UTILITY | L | 46 | COMAL | 0 | 0 | 3000 | 6000 | 9000 | 12000 | N
801 | TWA REGIONAL CARRIZO (INCL. GONZALES CO.) | TWA Regional Carrizo (including Gonzales County) | L | 5 | EXISTING SOURCE OR EXPANDED USE OF AN EXISTING SOURCE (SURFACE WATER OR GROUNDWATER) | 6 | GROUNDWATER | 6 | OTHER INFRASTRUCTURE |  | 2175 | 1655 | CARRIZO-WILCOX AQUIFER | L | 89 | GONZALES | 18 | GUADALUPE | 1 | GROUNDWATER | 1 | NO WATER QUALITY IMPROVEMENTS |  | 6149 | 1 | TWA Regional Carrizo (including Gonzales County) | 2693 | TEXAS WATER ALLIANCE | L | WWP | WWP | N/A | N/A |  | N | 2020 | 2020 | 0 | 41130000 | 41130000 | 13824000 | 13824000 | 13824000 | 313060000 | 20 | 457 | COUNTY-OTHER, COMAL | L | WUG | MUNICIPAL | 757 | COUNTY-OTHER | L | 46 | COMAL | 0 | 986 | 1089 | 1181 | 1333 | 1480 | N
801 | TWA REGIONAL CARRIZO (INCL. GONZALES CO.) | TWA Regional Carrizo (including Gonzales County) | L | 5 | EXISTING SOURCE OR EXPANDED USE OF AN EXISTING SOURCE (SURFACE WATER OR GROUNDWATER) | 6 | GROUNDWATER | 6 | OTHER INFRASTRUCTURE |  | 2175 | 1655 | CARRIZO-WILCOX AQUIFER | L | 89 | GONZALES | 18 | GUADALUPE | 1 | GROUNDWATER | 1 | NO WATER QUALITY IMPROVEMENTS |  | 6149 | 1 | TWA Regional Carrizo (including Gonzales County) | 2693 | TEXAS WATER ALLIANCE | L | WWP | WWP | N/A | N/A |  | N | 2020 | 2020 | 0 | 41130000 | 41130000 | 13824000 | 13824000 | 13824000 | 313060000 | 20 | 847 | GONZALES COUNTY WSC | L | WUG | MUNICIPAL | 4141 | UTILITY | L | 89 | GONZALES | 0 | 500 | 500 | 500 | 500 | 500 | N
801 | TWA REGIONAL CARRIZO (INCL. GONZALES CO.) | TWA Regional Carrizo (including Gonzales County) | L | 5 | EXISTING SOURCE OR EXPANDED USE OF AN EXISTING SOURCE (SURFACE WATER OR GROUNDWATER) | 6 | GROUNDWATER | 6 | OTHER INFRASTRUCTURE |  | 2175 | 1655 | CARRIZO-WILCOX AQUIFER | L | 89 | GONZALES | 18 | GUADALUPE | 1 | GROUNDWATER | 1 | NO WATER QUALITY IMPROVEMENTS |  | 6149 | 1 | TWA Regional Carrizo (including Gonzales County) | 2693 | TEXAS WATER ALLIANCE | L | WWP | WWP | N/A | N/A |  | N | 2020 | 2020 | 0 | 41130000 | 41130000 | 13824000 | 13824000 | 13824000 | 313060000 | 20 | 134 | SPRINGS HILL WSC | L | BOTH | MUNICIPAL | 4345 | UTILITY | L | 94 | GUADALUPE | 0 | 1500 | 3000 | 3000 | 3000 | 3000 | N
801 | TWA REGIONAL CARRIZO (INCL. GONZALES CO.) | TWA Regional Carrizo (including Gonzales County) | L | 5 | EXISTING SOURCE OR EXPANDED USE OF AN EXISTING SOURCE (SURFACE WATER OR GROUNDWATER) | 6 | GROUNDWATER | 6 | OTHER INFRASTRUCTURE |  | 2175 | 1655 | CARRIZO-WILCOX AQUIFER | L | 89 | GONZALES | 18 | GUADALUPE | 1 | GROUNDWATER | 1 | NO WATER QUALITY IMPROVEMENTS |  | 6149 | 1 | TWA Regional Carrizo (including Gonzales County) | 2693 | TEXAS WATER ALLIANCE | L | WWP | WWP | N/A | N/A |  | N | 2020 | 2020 | 0 | 41130000 | 41130000 | 13824000 | 13824000 | 13824000 | 313060000 | 20 | 2693 | TEXAS WATER ALLIANCE - FUTURE CUSTOMER/SURPLUS SUPPLY | L | WWP | MUNICIPAL | N/A | N/A | L | 46 | COMAL | 0 | 21672 | 16283 | 12409 | 8444 | 4425 | N
801 | TWA REGIONAL CARRIZO (INCL. GONZALES CO.) | TWA Regional Carrizo (including Gonzales County) | L | 5 | EXISTING SOURCE OR EXPANDED USE OF AN EXISTING SOURCE (SURFACE WATER OR GROUNDWATER) | 6 | GROUNDWATER | 6 | OTHER INFRASTRUCTURE |  | 2175 | 1655 | CARRIZO-WILCOX AQUIFER | L | 89 | GONZALES | 18 | GUADALUPE | 1 | GROUNDWATER | 1 | NO WATER QUALITY IMPROVEMENTS |  | 6149 | 1 | TWA Regional Carrizo (including Gonzales County) | 2693 | TEXAS WATER ALLIANCE | L | WWP | WWP | N/A | N/A |  | N | 2020 | 2020 | 0 | 41130000 | 41130000 | 13824000 | 13824000 | 13824000 | 313060000 | 20 | 2581 | WATER SERVICES INC | L | WUG | MUNICIPAL | 4375 | UTILITY | L | 15 | BEXAR | 0 | 1000 | 1000 | 1000 | 1000 | 1000 | N
801 | TWA REGIONAL CARRIZO (INCL. GONZALES CO.) | TWA Regional Carrizo (including Gonzales County) | L | 5 | EXISTING SOURCE OR EXPANDED USE OF AN EXISTING SOURCE (SURFACE WATER OR GROUNDWATER) | 6 | GROUNDWATER | 6 | OTHER INFRASTRUCTURE |  | 2175 | 1655 | CARRIZO-WILCOX AQUIFER | L | 89 | GONZALES | 18 | GUADALUPE | 1 | GROUNDWATER | 1 | NO WATER QUALITY IMPROVEMENTS |  | 6149 | 1 | TWA Regional Carrizo (including Gonzales County) | 2581 | WATER SERVICES INC | L | WUG | MUNICIPAL | 4375 | UTILITY |  | N | 2020 | 2020 | 0 | 1523000 | 1523000 | 512000 | 512000 | 512000 | 0 | 0 | 2581 | WATER SERVICES INC | L | WUG | MUNICIPAL | 4375 | UTILITY | L | 15 | BEXAR | 0 | 1000 | 1000 | 1000 | 1000 | 1000 | Y
168 | VOLUNTARY REDISTRIBUTION | Voluntary redistribution | G | 6 | NEW SURFACE WATER OR NEW GROUNDWATER SOURCE | 5 | OTHER SURFACE WATER | 6 | OTHER INFRASTRUCTURE |  | 2104 | 3979 | BRAZOS RIVER AUTHORITY AQUILLA LAKE/RESERVOIR SYSTEM | G | 999 | RESERVOIR | 12 | BRAZOS | 0 | SURFACE WATER | 1 | NO WATER QUALITY IMPROVEMENTS |  | 2003 | 1 | Increase treatment capacity | 1707 | MANUFACTURING, JOHNSON | G | WUG | MANUFACTURING | 1001 | N/A |  | N | 2010 | 2010 | 311000 | 546000 | 763000 | 1017000 | 1245000 | 1470000 | 0 | 0 | 1707 | MANUFACTURING, JOHNSON | G | WUG | MANUFACTURING | 1001 | N/A | G | 126 | JOHNSON | 363 | 717 | 1045 | 1429 | 1773 | 2114 | Y
168 | VOLUNTARY REDISTRIBUTION | Voluntary redistribution | G | 6 | NEW SURFACE WATER OR NEW GROUNDWATER SOURCE | 5 | OTHER SURFACE WATER | 6 | OTHER INFRASTRUCTURE |  | 2104 | 3979 | BRAZOS RIVER AUTHORITY AQUILLA LAKE/RESERVOIR SYSTEM | G | 999 | RESERVOIR | 12 | BRAZOS | 0 | SURFACE WATER | 1 | NO WATER QUALITY IMPROVEMENTS |  | 2003 | 1 | Increase treatment capacity | 2441 | STEAM ELECTRIC POWER, JOHNSON | G | WUG | STEAM ELECTRIC | 1002 | N/A |  | N | 2010 | 2010 | 1429000 | 3700000 | 3607000 | 3607000 | 3607000 | 3607000 | 0 | 0 | 2441 | STEAM ELECTRIC POWER, JOHNSON | G | WUG | STEAM ELECTRIC | 1002 | N/A | G | 126 | JOHNSON | 2159 | 5589 | 5449 | 5449 | 5449 | 5449 | Y
168 | VOLUNTARY REDISTRIBUTION | Voluntary redistribution | G | 6 | NEW SURFACE WATER OR NEW GROUNDWATER SOURCE | 5 | OTHER SURFACE WATER | 6 | OTHER INFRASTRUCTURE |  | 611 | 3980 | BRAZOS RIVER AUTHORITY LITTLE RIVER LAKE/RESERVOIR SYSTEM | G | 999 | RESERVOIR | 12 | BRAZOS | 0 | SURFACE WATER | 1 | NO WATER QUALITY IMPROVEMENTS |  | 7032 | 1 | Voluntary redistribution | 235 | BELL-MILAM FALLS WSC | G | WUG | MUNICIPAL | 4013 | UTILITY | INCREASE CONTRACT WITH CTWSC | N | 2010 | 2020 | 68400 | 139536 | 228456 | 299592 | 350208 | 410400 | 0 | 0 | 235 | BELL-MILAM FALLS WSC | G | WUG | MUNICIPAL | 4013 | UTILITY | G | 14 | BELL | 0 | 20 | 47 | 64 | 74 | 84 | N
168 | VOLUNTARY REDISTRIBUTION | Voluntary redistribution | G | 6 | NEW SURFACE WATER OR NEW GROUNDWATER SOURCE | 5 | OTHER SURFACE WATER | 6 | OTHER INFRASTRUCTURE |  | 611 | 3980 | BRAZOS RIVER AUTHORITY LITTLE RIVER LAKE/RESERVOIR SYSTEM | G | 999 | RESERVOIR | 12 | BRAZOS | 0 | SURFACE WATER | 1 | NO WATER QUALITY IMPROVEMENTS |  | 7032 | 1 | Voluntary redistribution | 235 | BELL-MILAM FALLS WSC | G | WUG | MUNICIPAL | 4013 | UTILITY | INCREASE CONTRACT WITH CTWSC | N | 2010 | 2010 | 68400 | 139536 | 228456 | 299592 | 350208 | 410400 | 0 | 0 | 235 | BELL-MILAM FALLS WSC | G | WUG | MUNICIPAL | 4013 | UTILITY | G | 73 | FALLS | 17 | 68 | 120 | 166 | 201 | 246 | N
168 | VOLUNTARY REDISTRIBUTION | Voluntary redistribution | G | 6 | NEW SURFACE WATER OR NEW GROUNDWATER SOURCE | 5 | OTHER SURFACE WATER | 6 | OTHER INFRASTRUCTURE |  | 611 | 3980 | BRAZOS RIVER AUTHORITY LITTLE RIVER LAKE/RESERVOIR SYSTEM | G | 999 | RESERVOIR | 12 | BRAZOS | 0 | SURFACE WATER | 1 | NO WATER QUALITY IMPROVEMENTS |  | 7032 | 1 | Voluntary redistribution | 235 | BELL-MILAM FALLS WSC | G | WUG | MUNICIPAL | 4013 | UTILITY | INCREASE CONTRACT WITH CTWSC | N | 2010 | 2010 | 68400 | 139536 | 228456 | 299592 | 350208 | 410400 | 0 | 0 | 235 | BELL-MILAM FALLS WSC | G | WUG | MUNICIPAL | 4013 | UTILITY | G | 166 | MILAM | 7 | 50 | 78 | 96 | 103 | 109 | N
168 | VOLUNTARY REDISTRIBUTION | Voluntary redistribution | G | 6 | NEW SURFACE WATER OR NEW GROUNDWATER SOURCE | 5 | OTHER SURFACE WATER | 6 | OTHER INFRASTRUCTURE |  | 611 | 3980 | BRAZOS RIVER AUTHORITY LITTLE RIVER LAKE/RESERVOIR SYSTEM | G | 999 | RESERVOIR | 12 | BRAZOS | 0 | SURFACE WATER | 1 | NO WATER QUALITY IMPROVEMENTS |  | 7032 | 1 | Voluntary redistribution | 235 | BELL-MILAM FALLS WSC | G | WUG | MUNICIPAL | 4013 | UTILITY | INCREASE CONTRACT WITH CTWSC | N | 2010 | 2010 | 68400 | 139536 | 228456 | 299592 | 350208 | 410400 | 0 | 0 | 235 | BELL-MILAM FALLS WSC | G | WUG | MUNICIPAL | 4013 | UTILITY | G | 246 | WILLIAMSON | 76 | 66 | 89 | 112 | 134 | 161 | N
168 | VOLUNTARY REDISTRIBUTION | Voluntary redistribution | G | 6 | NEW SURFACE WATER OR NEW GROUNDWATER SOURCE | 5 | OTHER SURFACE WATER | 6 | OTHER INFRASTRUCTURE |  | 611 | 3980 | BRAZOS RIVER AUTHORITY LITTLE RIVER LAKE/RESERVOIR SYSTEM | G | 999 | RESERVOIR | 12 | BRAZOS | 0 | SURFACE WATER | 1 | NO WATER QUALITY IMPROVEMENTS |  | 7032 | 1 | Voluntary redistribution | 1255 | KEMPNER WSC | G | WUG | MUNICIPAL | 4219 | UTILITY | Kempner WSC Coryell County Comment - FROM CITY OF LAMPASAS | N | 2050 | 2050 | 0 | 0 | 0 | 0 | 274000 | 912000 | 0 | 0 | 1255 | KEMPNER WSC | G | WUG | MUNICIPAL | 4219 | UTILITY | G | 14 | BELL | 0 | 0 | 0 | 0 | 10 | 10 | N
168 | VOLUNTARY REDISTRIBUTION | Voluntary redistribution | G | 6 | NEW SURFACE WATER OR NEW GROUNDWATER SOURCE | 5 | OTHER SURFACE WATER | 6 | OTHER INFRASTRUCTURE |  | 611 | 3980 | BRAZOS RIVER AUTHORITY LITTLE RIVER LAKE/RESERVOIR SYSTEM | G | 999 | RESERVOIR | 12 | BRAZOS | 0 | SURFACE WATER | 1 | NO WATER QUALITY IMPROVEMENTS |  | 7032 | 1 | Voluntary redistribution | 1255 | KEMPNER WSC | G | WUG | MUNICIPAL | 4219 | UTILITY | Kempner WSC Coryell County Comment - FROM CITY OF LAMPASAS | N | 2050 | 2050 | 0 | 0 | 0 | 0 | 274000 | 912000 | 0 | 0 | 1255 | KEMPNER WSC | G | WUG | MUNICIPAL | 4219 | UTILITY | G | 50 | CORYELL | 0 | 0 | 0 | 0 | 280 | 980 | N
168 | VOLUNTARY REDISTRIBUTION | Voluntary redistribution | G | 6 | NEW SURFACE WATER OR NEW GROUNDWATER SOURCE | 5 | OTHER SURFACE WATER | 6 | OTHER INFRASTRUCTURE |  | 611 | 3980 | BRAZOS RIVER AUTHORITY LITTLE RIVER LAKE/RESERVOIR SYSTEM | G | 999 | RESERVOIR | 12 | BRAZOS | 0 | SURFACE WATER | 1 | NO WATER QUALITY IMPROVEMENTS |  | 7032 | 1 | Voluntary redistribution | 1255 | KEMPNER WSC | G | WUG | MUNICIPAL | 4219 | UTILITY | Kempner WSC Coryell County Comment - FROM CITY OF LAMPASAS | N | 2050 | 2050 | 0 | 0 | 0 | 0 | 274000 | 912000 | 0 | 0 | 1255 | KEMPNER WSC | G | WUG | MUNICIPAL | 4219 | UTILITY | G | 141 | LAMPASAS | 0 | 0 | 0 | 0 | 10 | 10 | N
168 | VOLUNTARY REDISTRIBUTION | Voluntary redistribution | G | 6 | NEW SURFACE WATER OR NEW GROUNDWATER SOURCE | 5 | OTHER SURFACE WATER | 6 | OTHER INFRASTRUCTURE |  | 611 | 3980 | BRAZOS RIVER AUTHORITY LITTLE RIVER LAKE/RESERVOIR SYSTEM | G | 999 | RESERVOIR | 12 | BRAZOS | 0 | SURFACE WATER | 1 | NO WATER QUALITY IMPROVEMENTS |  | 7032 | 1 | Voluntary redistribution | 1321 | LIBERTY HILL | G | WUG | MUNICIPAL | 1038 | CITY | PURCHASED FROM CITY OF LEANDER | N | 2030 | 2030 | 0 | 0 | 1710000 | 1710000 | 1710000 | 1710000 | 0 | 0 | 1321 | LIBERTY HILL | G | WUG | MUNICIPAL | 1038 | CITY | G | 246 | WILLIAMSON | 0 | 0 | 1200 | 1200 | 1200 | 1200 | N
168 | VOLUNTARY REDISTRIBUTION | Voluntary redistribution | G | 6 | NEW SURFACE WATER OR NEW GROUNDWATER SOURCE | 5 | OTHER SURFACE WATER | 6 | OTHER INFRASTRUCTURE |  | 611 | 3980 | BRAZOS RIVER AUTHORITY LITTLE RIVER LAKE/RESERVOIR SYSTEM | G | 999 | RESERVOIR | 12 | BRAZOS | 0 | SURFACE WATER | 1 | NO WATER QUALITY IMPROVEMENTS |  | 7032 | 1 | Voluntary redistribution | 1329 | LITTLE RIVER-ACADEMY | G | WUG | MUNICIPAL | 716 | CITY |  | N | 2010 | 2010 | 43850 | 43850 | 43850 | 43850 | 43850 | 43850 | 0 | 0 | 1329 | LITTLE RIVER-ACADEMY | G | WUG | MUNICIPAL | 716 | CITY | G | 14 | BELL | 50 | 50 | 50 | 50 | 50 | 50 | N
168 | VOLUNTARY REDISTRIBUTION | Voluntary redistribution | G | 6 | NEW SURFACE WATER OR NEW GROUNDWATER SOURCE | 5 | OTHER SURFACE WATER | 6 | OTHER INFRASTRUCTURE |  | 611 | 3980 | BRAZOS RIVER AUTHORITY LITTLE RIVER LAKE/RESERVOIR SYSTEM | G | 999 | RESERVOIR | 12 | BRAZOS | 0 | SURFACE WATER | 1 | NO WATER QUALITY IMPROVEMENTS |  | 7032 | 1 | Voluntary redistribution | 1714 | MANUFACTURING, LAMPASAS | G | WUG | MANUFACTURING | 1001 | N/A | Purchased from City of Lampasas | N | 2010 | 2010 | 246000 | 246000 | 161000 | 161000 | 161000 | 161000 | 971000 | 20 | 1714 | MANUFACTURING, LAMPASAS | G | WUG | MANUFACTURING | 1001 | N/A | G | 141 | LAMPASAS | 165 | 165 | 165 | 165 | 165 | 165 | N
168 | VOLUNTARY REDISTRIBUTION | Voluntary redistribution | G | 6 | NEW SURFACE WATER OR NEW GROUNDWATER SOURCE | 5 | OTHER SURFACE WATER | 6 | OTHER INFRASTRUCTURE |  | 611 | 3980 | BRAZOS RIVER AUTHORITY LITTLE RIVER LAKE/RESERVOIR SYSTEM | G | 999 | RESERVOIR | 12 | BRAZOS | 0 | SURFACE WATER | 1 | NO WATER QUALITY IMPROVEMENTS |  | 7032 | 1 | Voluntary redistribution | 1790 | MANUFACTURING, WILLIAMSON | G | WUG | MANUFACTURING | 1001 | N/A |  | N | 2010 | 2010 | 1273000 | 1360000 | 1533000 | 1792000 | 1965000 | 2138000 | 0 | 0 | 1790 | MANUFACTURING, WILLIAMSON | G | WUG | MANUFACTURING | 1001 | N/A | G | 246 | WILLIAMSON | 1472 | 1572 | 1772 | 2072 | 2272 | 2472 | N
168 | VOLUNTARY REDISTRIBUTION | Voluntary redistribution | G | 6 | NEW SURFACE WATER OR NEW GROUNDWATER SOURCE | 5 | OTHER SURFACE WATER | 6 | OTHER INFRASTRUCTURE |  | 611 | 3980 | BRAZOS RIVER AUTHORITY LITTLE RIVER LAKE/RESERVOIR SYSTEM | G | 999 | RESERVOIR | 12 | BRAZOS | 0 | SURFACE WATER | 1 | NO WATER QUALITY IMPROVEMENTS |  | 7032 | 1 | Voluntary redistribution | 2084 | MORGANS POINT RESORT | G | WUG | MUNICIPAL | 722 | CITY |  | N | 2010 | 2010 | 180662 | 223635 | 263100 | 289410 | 303442 | 318351 | 0 | 0 | 2084 | MORGANS POINT RESORT | G | WUG | MUNICIPAL | 722 | CITY | G | 14 | BELL | 206 | 255 | 300 | 330 | 346 | 363 | N
168 | VOLUNTARY REDISTRIBUTION | Voluntary redistribution | G | 6 | NEW SURFACE WATER OR NEW GROUNDWATER SOURCE | 5 | OTHER SURFACE WATER | 6 | OTHER INFRASTRUCTURE |  | 820 | 3981 | BRAZOS RIVER AUTHORITY MAIN STEM LAKE/RESERVOIR SYSTEM | G | 999 | RESERVOIR | 12 | BRAZOS | 0 | SURFACE WATER | 1 | NO WATER QUALITY IMPROVEMENTS |  | 2018 | 2 | Voluntary redistribution | 635 | COUNTY-OTHER, THROCKMORTON | G | WUG | MUNICIPAL | 757 | COUNTY-OTHER | FROM THROCKMORTON (MIDWAY GROUP AND WCBWDS) | N | 2010 | 2010 | 72000 | 72000 | 72000 | 72000 | 72000 | 72000 | 0 | 0 | 635 | COUNTY-OTHER, THROCKMORTON | G | WUG | MUNICIPAL | 757 | COUNTY-OTHER | G | 224 | THROCKMORTON | 35 | 35 | 35 | 35 | 35 | 35 | Y
168 | VOLUNTARY REDISTRIBUTION | Voluntary redistribution | G | 6 | NEW SURFACE WATER OR NEW GROUNDWATER SOURCE | 5 | OTHER SURFACE WATER | 6 | OTHER INFRASTRUCTURE |  | 820 | 3981 | BRAZOS RIVER AUTHORITY MAIN STEM LAKE/RESERVOIR SYSTEM | G | 999 | RESERVOIR | 12 | BRAZOS | 0 | SURFACE WATER | 1 | NO WATER QUALITY IMPROVEMENTS |  | 2018 | 1 | Voluntary redistribution | 2032 | MINING, STEPHENS | G | WUG | MINING | 1003 | N/A | FROM POSSUM KINGDOM RESERVOIR | N | 2010 | 2010 | 425000 | 449000 | 451000 | 464000 | 476000 | 493000 | 0 | 0 | 2032 | MINING, STEPHENS | G | WUG | MINING | 1003 | N/A | G | 215 | STEPHENS | 7796 | 8234 | 8281 | 8508 | 8729 | 9046 | N
168 | VOLUNTARY REDISTRIBUTION | Voluntary redistribution | G | 6 | NEW SURFACE WATER OR NEW GROUNDWATER SOURCE | 5 | OTHER SURFACE WATER | 6 | OTHER INFRASTRUCTURE |  | 820 | 3981 | BRAZOS RIVER AUTHORITY MAIN STEM LAKE/RESERVOIR SYSTEM | G | 999 | RESERVOIR | 12 | BRAZOS | 0 | SURFACE WATER | 1 | NO WATER QUALITY IMPROVEMENTS |  | 2018 | 2 | Voluntary redistribution | 2150 | OAK TRAIL SHORES SUBDIVISION | G | WUG | MUNICIPAL | 4291 | UTILITY | Purchased from the City of Granbury. Capital costs paid by Granbury. | N | 2010 | 2010 | 638000 | 638000 | 427000 | 427000 | 427000 | 427000 | 0 | 0 | 2150 | OAK TRAIL SHORES SUBDIVISION | G | WUG | MUNICIPAL | 4291 | UTILITY | G | 111 | HOOD | 390 | 390 | 390 | 390 | 390 | 390 | Y
168 | VOLUNTARY REDISTRIBUTION | Voluntary redistribution | G | 6 | NEW SURFACE WATER OR NEW GROUNDWATER SOURCE | 4 | NEW MAJOR RESERVOIR | 6 | OTHER INFRASTRUCTURE |  | 2205 | 4364 | CEDAR RIDGE LAKE/RESERVOIR | G | 999 | RESERVOIR | 12 | BRAZOS | 0 | SURFACE WATER | 1 | NO WATER QUALITY IMPROVEMENTS |  | 2020 | 2 | Cedar Ridge Reservoir | 2460 | STEAM ELECTRIC POWER, NOLAN | G | WUG | STEAM ELECTRIC | 1002 | N/A |  | N | 2020 | 2020 | 0 | 14574000 | 14574000 | 6560000 | 6560000 | 6560000 | 91940000 | 20 | 2460 | STEAM ELECTRIC POWER, NOLAN | G | WUG | STEAM ELECTRIC | 1002 | N/A | G | 177 | NOLAN | 0 | 11500 | 20000 | 20000 | 20000 | 20000 | Y
168 | VOLUNTARY REDISTRIBUTION | Voluntary redistribution | G | 6 | NEW SURFACE WATER OR NEW GROUNDWATER SOURCE | 5 | OTHER SURFACE WATER | 6 | OTHER INFRASTRUCTURE |  | 2093 | 4242 | COLORADO RIVER COMBINED RUN-OF-RIVER - LCRA SUPPLY REALLOCATION | K | 227 | TRAVIS | 14 | COLORADO | 0 | SURFACE WATER | 1 | NO WATER QUALITY IMPROVEMENTS |  | 3239 | 2 | Voluntary Redistribution - LCRA Supply Reallocation | 2622 | WILLIAMSON-TRAVIS COUNTY MUD #1 | G | WUG | MUNICIPAL | 4397 | UTILITY |  | Y | 2020 | 2020 | 0 | 290150 | 663200 | 1036250 | 1450750 | 1906700 | 0 | 0 | 2622 | WILLIAMSON-TRAVIS COUNTY MUD #1 | G | WUG | MUNICIPAL | 4397 | UTILITY | G | 246 | WILLIAMSON | 0 | 350 | 800 | 1250 | 1750 | 2300 | Y
573 | VOLUNTARY REDISTRIBUTION | Voluntary redistribution | N | 5 | EXISTING SOURCE OR EXPANDED USE OF AN EXISTING SOURCE (SURFACE WATER OR GROUNDWATER) | 5 | OTHER SURFACE WATER | 1 | NO INFRASTRUCTURE |  | 1461 | 844 | CORPUS CHRISTI-CHOKE CANYON LAKE/RESERVOIR SYSTEM | N | 999 | RESERVOIR | 21 | NUECES | 0 | SURFACE WATER | 1 | NO WATER QUALITY IMPROVEMENTS |  | 4662 | 1 | Voluntary redistribution | 415 | COUNTY-OTHER, ARANSAS | N | WUG | MUNICIPAL | 757 | COUNTY-OTHER |  | Y | 2050 | 2050 | 0 | 0 | 0 | 0 | 674900 | 629100 | 0 | 0 | 415 | COUNTY-OTHER, ARANSAS | N | WUG | MUNICIPAL | 757 | COUNTY-OTHER | N | 4 | ARANSAS | 0 | 0 | 0 | 0 | 1527 | 1443 | N
573 | VOLUNTARY REDISTRIBUTION | Voluntary redistribution | N | 5 | EXISTING SOURCE OR EXPANDED USE OF AN EXISTING SOURCE (SURFACE WATER OR GROUNDWATER) | 5 | OTHER SURFACE WATER | 1 | NO INFRASTRUCTURE |  | 1461 | 844 | CORPUS CHRISTI-CHOKE CANYON LAKE/RESERVOIR SYSTEM | N | 999 | RESERVOIR | 21 | NUECES | 0 | SURFACE WATER | 1 | NO WATER QUALITY IMPROVEMENTS |  | 4663 | 1 | Voluntary redistribution | 589 | COUNTY-OTHER, NUECES | N | WUG | MUNICIPAL | 757 | COUNTY-OTHER | There are no capital costs associated with this WMS. | Y | 2010 | 2010 | 170200 | 0 | 0 | 0 | 0 | 0 | 0 | 0 | 589 | COUNTY-OTHER, NUECES | N | WUG | MUNICIPAL | 757 | COUNTY-OTHER | N | 178 | NUECES | 261 | 0 | 0 | 0 | 0 | 0 | N
573 | VOLUNTARY REDISTRIBUTION | Voluntary redistribution | N | 5 | EXISTING SOURCE OR EXPANDED USE OF AN EXISTING SOURCE (SURFACE WATER OR GROUNDWATER) | 5 | OTHER SURFACE WATER | 1 | NO INFRASTRUCTURE |  | 1461 | 844 | CORPUS CHRISTI-CHOKE CANYON LAKE/RESERVOIR SYSTEM | N | 999 | RESERVOIR | 21 | NUECES | 0 | SURFACE WATER | 1 | NO WATER QUALITY IMPROVEMENTS |  | 4664 | 1 | Voluntary redistribution | 1721 | MANUFACTURING, LIVE OAK | N | WUG | MANUFACTURING | 1001 | N/A | There are no capital costs associated with this WMS. | N | 2010 | 2010 | 230800 | 330900 | 382900 | 421300 | 450000 | 523300 | 0 | 0 | 1721 | MANUFACTURING, LIVE OAK | N | WUG | MANUFACTURING | 1001 | N/A | N | 149 | LIVE OAK | 337 | 483 | 559 | 615 | 657 | 764 | N
573 | VOLUNTARY REDISTRIBUTION | Voluntary redistribution | N | 5 | EXISTING SOURCE OR EXPANDED USE OF AN EXISTING SOURCE (SURFACE WATER OR GROUNDWATER) | 5 | OTHER SURFACE WATER | 1 | NO INFRASTRUCTURE |  | 1461 | 844 | CORPUS CHRISTI-CHOKE CANYON LAKE/RESERVOIR SYSTEM | N | 999 | RESERVOIR | 21 | NUECES | 0 | SURFACE WATER | 1 | NO WATER QUALITY IMPROVEMENTS |  | 4665 | 1 | Voluntary redistribution | 2276 | RIVER ACRES WSC | N | WUG | MUNICIPAL | 4320 | UTILITY | There are no capital costs associated with this WMS. | N | 2010 | 2010 | 110200 | 203500 | 283300 | 355200 | 416600 | 470900 | 0 | 0 | 2276 | RIVER ACRES WSC | N | WUG | MUNICIPAL | 4320 | UTILITY | N | 178 | NUECES | 138 | 255 | 355 | 445 | 522 | 590 | N
168 | VOLUNTARY REDISTRIBUTION | Voluntary redistribution | G | 6 | NEW SURFACE WATER OR NEW GROUNDWATER SOURCE | 7 | REUSE | 6 | OTHER INFRASTRUCTURE |  | 2103 | 4157 | DIRECT REUSE | G | 126 | JOHNSON | 12 | BRAZOS | 2 | REUSE | 1 | NO WATER QUALITY IMPROVEMENTS |  | 2198 | 2 | New West Loop reuse line | 1707 | MANUFACTURING, JOHNSON | G | WUG | MANUFACTURING | 1001 | N/A |  | N | 2010 | 2010 | 591000 | 591000 | 591000 | 591000 | 591000 | 591000 | 0 | 0 | 1707 | MANUFACTURING, JOHNSON | G | WUG | MANUFACTURING | 1001 | N/A | G | 126 | JOHNSON | 1000 | 1000 | 1000 | 1000 | 1000 | 1000 | N
168 | VOLUNTARY REDISTRIBUTION | Voluntary redistribution | G | 6 | NEW SURFACE WATER OR NEW GROUNDWATER SOURCE | 5 | OTHER SURFACE WATER | 6 | OTHER INFRASTRUCTURE |  | 2094 | 486 | GRAHAM/EDDLEMAN LAKE/RESERVOIR | G | 999 | RESERVOIR | 12 | BRAZOS | 0 | SURFACE WATER | 1 | NO WATER QUALITY IMPROVEMENTS |  | 2021 | 1 | Voluntary redistribution | 789 | FORT BELKNAPP WSC | G | WUG | MUNICIPAL | 4116 | UTILITY | PURCHASE ADDITIONAL WATER FROM THE CITY OF GRAHAM | N | 2010 | 2010 | 10560 | 10560 | 10560 | 10560 | 10560 | 10560 | 0 | 0 | 789 | FORT BELKNAPP WSC | G | WUG | MUNICIPAL | 4116 | UTILITY | G | 252 | YOUNG | 12 | 12 | 12 | 12 | 12 | 12 | N
168 | VOLUNTARY REDISTRIBUTION | Voluntary redistribution | G | 6 | NEW SURFACE WATER OR NEW GROUNDWATER SOURCE | 5 | OTHER SURFACE WATER | 6 | OTHER INFRASTRUCTURE |  | 1050 | 488 | HUBBARD CREEK LAKE/RESERVOIR | G | 999 | RESERVOIR | 12 | BRAZOS | 0 | SURFACE WATER | 1 | NO WATER QUALITY IMPROVEMENTS |  | 2022 | 2 | Increase treatment capacity | 212 | BAIRD | G | WUG | MUNICIPAL | 32 | CITY |  | N | 2010 | 2010 | 261560 | 241440 | 241440 | 241440 | 241440 | 241440 | 0 | 0 | 212 | BAIRD | G | WUG | MUNICIPAL | 32 | CITY | G | 30 | CALLAHAN | 260 | 240 | 240 | 240 | 240 | 240 | Y
168 | VOLUNTARY REDISTRIBUTION | Voluntary redistribution | G | 6 | NEW SURFACE WATER OR NEW GROUNDWATER SOURCE | 5 | OTHER SURFACE WATER | 6 | OTHER INFRASTRUCTURE |  | 1050 | 488 | HUBBARD CREEK LAKE/RESERVOIR | G | 999 | RESERVOIR | 12 | BRAZOS | 0 | SURFACE WATER | 1 | NO WATER QUALITY IMPROVEMENTS |  | 2022 | 2 | Increase treatment capacity | 1830 | MERKEL | G | WUG | MUNICIPAL | 399 | CITY | Purchase water from Abilene | N | 2010 | 2010 | 129000 | 140000 | 140000 | 133000 | 121000 | 106000 | 0 | 0 | 1830 | MERKEL | G | WUG | MUNICIPAL | 399 | CITY | G | 221 | TAYLOR | 128 | 139 | 139 | 132 | 120 | 105 | Y
168 | VOLUNTARY REDISTRIBUTION | Voluntary redistribution | G | 6 | NEW SURFACE WATER OR NEW GROUNDWATER SOURCE | 5 | OTHER SURFACE WATER | 6 | OTHER INFRASTRUCTURE |  | 1050 | 488 | HUBBARD CREEK LAKE/RESERVOIR | G | 999 | RESERVOIR | 12 | BRAZOS | 0 | SURFACE WATER | 1 | NO WATER QUALITY IMPROVEMENTS |  | 2022 | 2 | Increase treatment capacity | 2230 | POTOSI WSC | G | WUG | MUNICIPAL | 4308 | UTILITY | Potosi WSC Taylor County WUG Comment - Purchase water from Abilene | N | 2010 | 2010 | 137000 | 143000 | 142000 | 130000 | 117000 | 105000 | 0 | 0 | 2230 | POTOSI WSC | G | WUG | MUNICIPAL | 4308 | UTILITY | G | 30 | CALLAHAN | 2 | 2 | 2 | 2 | 2 | 2 | Y
168 | VOLUNTARY REDISTRIBUTION | Voluntary redistribution | G | 6 | NEW SURFACE WATER OR NEW GROUNDWATER SOURCE | 5 | OTHER SURFACE WATER | 6 | OTHER INFRASTRUCTURE |  | 1050 | 488 | HUBBARD CREEK LAKE/RESERVOIR | G | 999 | RESERVOIR | 12 | BRAZOS | 0 | SURFACE WATER | 1 | NO WATER QUALITY IMPROVEMENTS |  | 2022 | 2 | Increase treatment capacity | 2230 | POTOSI WSC | G | WUG | MUNICIPAL | 4308 | UTILITY | Potosi WSC Taylor County WUG Comment - Purchase water from Abilene | N | 2010 | 2010 | 137000 | 143000 | 142000 | 130000 | 117000 | 105000 | 0 | 0 | 2230 | POTOSI WSC | G | WUG | MUNICIPAL | 4308 | UTILITY | G | 221 | TAYLOR | 134 | 140 | 139 | 127 | 114 | 102 | Y
168 | VOLUNTARY REDISTRIBUTION | Voluntary redistribution | G | 6 | NEW SURFACE WATER OR NEW GROUNDWATER SOURCE | 5 | OTHER SURFACE WATER | 6 | OTHER INFRASTRUCTURE |  | 1050 | 488 | HUBBARD CREEK LAKE/RESERVOIR | G | 999 | RESERVOIR | 12 | BRAZOS | 0 | SURFACE WATER | 1 | NO WATER QUALITY IMPROVEMENTS |  | 2022 | 2 | Increase treatment capacity | 2484 | STEAMBOAT MOUNTAIN WSC | G | WUG | MUNICIPAL | 4348 | UTILITY |  | Y | 2010 | 2010 | 55000 | 54000 | 51000 | 43000 | 30000 | 20000 | 0 | 0 | 2484 | STEAMBOAT MOUNTAIN WSC | G | WUG | MUNICIPAL | 4348 | UTILITY | G | 221 | TAYLOR | 55 | 54 | 51 | 43 | 30 | 20 | Y
168 | VOLUNTARY REDISTRIBUTION | Voluntary redistribution | G | 6 | NEW SURFACE WATER OR NEW GROUNDWATER SOURCE | 5 | OTHER SURFACE WATER | 6 | OTHER INFRASTRUCTURE |  | 1050 | 488 | HUBBARD CREEK LAKE/RESERVOIR | G | 999 | RESERVOIR | 12 | BRAZOS | 0 | SURFACE WATER | 1 | NO WATER QUALITY IMPROVEMENTS |  | 2022 | 2 | Increase treatment capacity | 2553 | TYE | G | WUG | MUNICIPAL | 755 | CITY | Purchase water from Abilene | N | 2010 | 2010 | 3000 | 6000 | 6000 | 2000 | 0 | 0 | 0 | 0 | 2553 | TYE | G | WUG | MUNICIPAL | 755 | CITY | G | 221 | TAYLOR | 3 | 6 | 6 | 2 | 0 | 0 | Y
168 | VOLUNTARY REDISTRIBUTION | Voluntary redistribution | G | 6 | NEW SURFACE WATER OR NEW GROUNDWATER SOURCE | 5 | OTHER SURFACE WATER | 6 | OTHER INFRASTRUCTURE |  | 1051 | 476 | LEON LAKE/RESERVOIR | G | 999 | RESERVOIR | 12 | BRAZOS | 0 | SURFACE WATER | 1 | NO WATER QUALITY IMPROVEMENTS |  | 2023 | 1 | Voluntary redistribution | 478 | COUNTY-OTHER, EASTLAND | G | WUG | MUNICIPAL | 757 | COUNTY-OTHER | FROM EASTLAND COUNTY WSD | N | 2010 | 2010 | 412500 | 412500 | 412500 | 412500 | 412500 | 412500 | 0 | 0 | 478 | COUNTY-OTHER, EASTLAND | G | WUG | MUNICIPAL | 757 | COUNTY-OTHER | G | 67 | EASTLAND | 300 | 300 | 300 | 300 | 300 | 300 | N
168 | VOLUNTARY REDISTRIBUTION | Voluntary redistribution | G | 6 | NEW SURFACE WATER OR NEW GROUNDWATER SOURCE | 5 | OTHER SURFACE WATER | 6 | OTHER INFRASTRUCTURE |  | 1051 | 476 | LEON LAKE/RESERVOIR | G | 999 | RESERVOIR | 12 | BRAZOS | 0 | SURFACE WATER | 1 | NO WATER QUALITY IMPROVEMENTS |  | 2023 | 1 | Voluntary redistribution | 2275 | RISING STAR | G | WUG | MUNICIPAL | 504 | CITY | Connect to Westbound WSC | N | 2010 | 2010 | 262050 | 262050 | 239250 | 239250 | 239250 | 239250 | 262000 | 20 | 2275 | RISING STAR | G | WUG | MUNICIPAL | 504 | CITY | G | 67 | EASTLAND | 150 | 150 | 150 | 150 | 150 | 150 | N
168 | VOLUNTARY REDISTRIBUTION | Voluntary redistribution | G | 6 | NEW SURFACE WATER OR NEW GROUNDWATER SOURCE | 5 | OTHER SURFACE WATER | 6 | OTHER INFRASTRUCTURE |  | 1051 | 476 | LEON LAKE/RESERVOIR | G | 999 | RESERVOIR | 12 | BRAZOS | 0 | SURFACE WATER | 1 | NO WATER QUALITY IMPROVEMENTS |  | 2023 | 1 | Voluntary redistribution | 2491 | STRAWN | G | WUG | MUNICIPAL | 965 | CITY |  | N | 2040 | 2040 | 0 | 0 | 0 | 775000 | 775000 | 325400 | 5158000 | 20 | 2491 | STRAWN | G | WUG | MUNICIPAL | 965 | CITY | G | 182 | PALO PINTO | 0 | 0 | 0 | 200 | 200 | 200 | N
192 | VOLUNTARY TRANSFER FROM OTHER USERS | Voluntary transfers from other users | A | 5 | EXISTING SOURCE OR EXPANDED USE OF AN EXISTING SOURCE (SURFACE WATER OR GROUNDWATER) | 5 | OTHER SURFACE WATER | 1 | NO INFRASTRUCTURE |  | 2168 | 41 | GREENBELT LAKE/RESERVOIR | A | 999 | RESERVOIR | 2 | RED | 0 | SURFACE WATER | 1 | NO WATER QUALITY IMPROVEMENTS |  | 5172 | 1 | Voluntary transfers from other users | 1825 | MEMPHIS | A | WUG | MUNICIPAL | 394 | CITY |  | N | 2030 | 2030 | 0 | 0 | 0 | 0 | 0 | 0 | 0 | 0 | 1825 | MEMPHIS | A | WUG | MUNICIPAL | 394 | CITY | A | 96 | HALL | 0 | 0 | 100 | 100 | 100 | 100 | N
192 | VOLUNTARY TRANSFER FROM OTHER USERS | Voluntary transfers from other users | A | 5 | EXISTING SOURCE OR EXPANDED USE OF AN EXISTING SOURCE (SURFACE WATER OR GROUNDWATER) | 6 | GROUNDWATER | 1 | NO INFRASTRUCTURE |  | 2213 | 939 | OGALLALA AQUIFER | A | 117 | HUTCHINSON | 1 | CANADIAN | 1 | GROUNDWATER | 1 | NO WATER QUALITY IMPROVEMENTS |  | 5033 | 2 | Drill additional groundwater well | 1702 | MANUFACTURING, HUTCHINSON | A | WUG | MANUFACTURING | 1001 | N/A |  | N | 2030 | 2030 | 0 | 0 | 0 | 0 | 0 | 0 | 0 | 0 | 1702 | MANUFACTURING, HUTCHINSON | A | WUG | MANUFACTURING | 1001 | N/A | A | 117 | HUTCHINSON | 0 | 0 | 664 | 664 | 1252 | 1500 | Y
192 | VOLUNTARY TRANSFER FROM OTHER USERS | Voluntary transfers from other users | A | 5 | EXISTING SOURCE OR EXPANDED USE OF AN EXISTING SOURCE (SURFACE WATER OR GROUNDWATER) | 6 | GROUNDWATER | 1 | NO INFRASTRUCTURE |  | 1614 | 941 | OGALLALA AQUIFER | A | 171 | MOORE | 1 | CANADIAN | 1 | GROUNDWATER | 1 | NO WATER QUALITY IMPROVEMENTS |  | 5035 | 2 | Drill additional groundwater well | 582 | COUNTY-OTHER, MOORE | A | WUG | MUNICIPAL | 757 | COUNTY-OTHER | Costs for additional water are shown with the wholesale provider | N | 2030 | 2030 | 0 | 0 | 0 | 0 | 0 | 0 | 0 | 0 | 582 | COUNTY-OTHER, MOORE | A | WUG | MUNICIPAL | 757 | COUNTY-OTHER | A | 171 | MOORE | 0 | 0 | 50 | 100 | 100 | 100 | Y
192 | VOLUNTARY TRANSFER FROM OTHER USERS | Voluntary transfers from other users | A | 5 | EXISTING SOURCE OR EXPANDED USE OF AN EXISTING SOURCE (SURFACE WATER OR GROUNDWATER) | 6 | GROUNDWATER | 1 | NO INFRASTRUCTURE |  | 1614 | 941 | OGALLALA AQUIFER | A | 171 | MOORE | 1 | CANADIAN | 1 | GROUNDWATER | 1 | NO WATER QUALITY IMPROVEMENTS |  | 5035 | 2 | Drill additional groundwater well | 1737 | MANUFACTURING, MOORE | A | WUG | MANUFACTURING | 1001 | N/A |  | N | 2010 | 2010 | 0 | 0 | 0 | 0 | 0 | 0 | 0 | 0 | 1737 | MANUFACTURING, MOORE | A | WUG | MANUFACTURING | 1001 | N/A | A | 171 | MOORE | 200 | 800 | 1100 | 1400 | 1800 | 2100 | Y
192 | VOLUNTARY TRANSFER FROM OTHER USERS | Voluntary transfers from other users | A | 5 | EXISTING SOURCE OR EXPANDED USE OF AN EXISTING SOURCE (SURFACE WATER OR GROUNDWATER) | 6 | GROUNDWATER | 1 | NO INFRASTRUCTURE |  | 2214 | 946 | OGALLALA AQUIFER | A | 188 | POTTER | 1 | CANADIAN | 1 | GROUNDWATER | 1 | NO WATER QUALITY IMPROVEMENTS |  | 5042 | 2 | Potter County well field | 1752 | MANUFACTURING, POTTER | A | WUG | MANUFACTURING | 1001 | N/A | Costs for this strategy are included with the wholesale water provider, Amarillo | N | 2030 | 2030 | 0 | 0 | 0 | 0 | 0 | 0 | 0 | 0 | 1752 | MANUFACTURING, POTTER | A | WUG | MANUFACTURING | 1001 | N/A | A | 188 | POTTER | 0 | 0 | 644 | 1415 | 2159 | 2863 | Y
192 | VOLUNTARY TRANSFER FROM OTHER USERS | Voluntary transfers from other users | A | 5 | EXISTING SOURCE OR EXPANDED USE OF AN EXISTING SOURCE (SURFACE WATER OR GROUNDWATER) | 6 | GROUNDWATER | 1 | NO INFRASTRUCTURE |  | 2211 | 950 | OGALLALA AQUIFER | A | 197 | ROBERTS | 1 | CANADIAN | 1 | GROUNDWATER | 1 | NO WATER QUALITY IMPROVEMENTS |  | 5045 | 1 | Voluntary transfers from other users | 2175 | PAMPA | A | WUG | MUNICIPAL | 452 | CITY | Assume no additional infrastructure is needed. | N | 2050 | 2050 | 0 | 0 | 0 | 0 | 0 | 0 | 0 | 0 | 2175 | PAMPA | A | WUG | MUNICIPAL | 452 | CITY | A | 90 | GRAY | 0 | 0 | 0 | 0 | 1000 | 1000 | N
725 | WASTEWATER RECLAMATION FOR MUN. IRRIGATION | Wastewater reclamation for municipal irrigation | H | 8 | REUSE | 7 | REUSE | 6 | OTHER INFRASTRUCTURE |  | 2049 | 4297 | DIRECT REUSE | H | 20 | BRAZORIA | 12 | BRAZOS | 2 | REUSE | 1 | NO WATER QUALITY IMPROVEMENTS |  | 2203 | 1 | Wastewater reclamation for municipal irrigation | 431 | COUNTY-OTHER, BRAZORIA | H | WUG | MUNICIPAL | 757 | COUNTY-OTHER |  | N | 2040 | 2040 | 0 | 0 | 0 | 569 | 1137 | 1022 | 2636 | 20 | 431 | COUNTY-OTHER, BRAZORIA | H | WUG | MUNICIPAL | 757 | COUNTY-OTHER | H | 20 | BRAZORIA | 0 | 0 | 0 | 1 | 2 | 2 | N
725 | WASTEWATER RECLAMATION FOR MUN. IRRIGATION | Wastewater reclamation for municipal irrigation | H | 8 | REUSE | 7 | REUSE | 6 | OTHER INFRASTRUCTURE |  | 2050 | 4305 | DIRECT REUSE | H | 20 | BRAZORIA | 13 | BRAZOS-COLORADO | 2 | REUSE | 1 | NO WATER QUALITY IMPROVEMENTS |  | 2380 | 1 | Wastewater reclamation for municipal irrigation | 431 | COUNTY-OTHER, BRAZORIA | H | WUG | MUNICIPAL | 757 | COUNTY-OTHER |  | N | 2030 | 2030 | 0 | 0 | 11929 | 23857 | 33941 | 44591 | 114642 | 20 | 431 | COUNTY-OTHER, BRAZORIA | H | WUG | MUNICIPAL | 757 | COUNTY-OTHER | H | 20 | BRAZORIA | 0 | 0 | 21 | 42 | 64 | 87 | N
725 | WASTEWATER RECLAMATION FOR MUN. IRRIGATION | Wastewater reclamation for municipal irrigation | H | 8 | REUSE | 7 | REUSE | 6 | OTHER INFRASTRUCTURE |  | 2048 | 4300 | DIRECT REUSE | H | 20 | BRAZORIA | 11 | SAN JACINTO-BRAZOS | 2 | REUSE | 1 | NO WATER QUALITY IMPROVEMENTS |  | 2455 | 1 | Wastewater reclamation for municipal irrigation | 431 | COUNTY-OTHER, BRAZORIA | H | WUG | MUNICIPAL | 757 | COUNTY-OTHER |  | N | 2030 | 2030 | 0 | 0 | 53961 | 104514 | 146993 | 192434 | 495468 | 20 | 431 | COUNTY-OTHER, BRAZORIA | H | WUG | MUNICIPAL | 757 | COUNTY-OTHER | H | 20 | BRAZORIA | 0 | 0 | 95 | 184 | 278 | 376 | N
725 | WASTEWATER RECLAMATION FOR MUN. IRRIGATION | Wastewater reclamation for municipal irrigation | H | 8 | REUSE | 7 | REUSE | 6 | OTHER INFRASTRUCTURE |  | 2055 | 4292 | DIRECT REUSE | H | 79 | FORT BEND | 12 | BRAZOS | 2 | REUSE | 1 | NO WATER QUALITY IMPROVEMENTS |  | 2207 | 1 | Wastewater reclamation for municipal irrigation | 490 | COUNTY-OTHER, FORT BEND | H | WUG | MUNICIPAL | 757 | COUNTY-OTHER |  | N | 2030 | 2030 | 0 | 0 | 261286 | 608910 | 1245627 | 1986434 | 4894063 | 20 | 490 | COUNTY-OTHER, FORT BEND | H | WUG | MUNICIPAL | 757 | COUNTY-OTHER | H | 79 | FORT BEND | 0 | 0 | 460 | 1072 | 2286 | 3714 | N
725 | WASTEWATER RECLAMATION FOR MUN. IRRIGATION | Wastewater reclamation for municipal irrigation | H | 8 | REUSE | 7 | REUSE | 6 | OTHER INFRASTRUCTURE |  | 2055 | 4292 | DIRECT REUSE | H | 79 | FORT BEND | 12 | BRAZOS | 2 | REUSE | 1 | NO WATER QUALITY IMPROVEMENTS |  | 1345 | 1 | Wastewater reclamation for municipal irrigation | 2678 | NORTH FORT BEND WATER AUTHORITY | H | BOTH | MUNICIPAL | 8004 | CRU |  | N | 2030 | 2030 | 0 | 0 | 51122 | 110196 | 191875 | 296369 | 739248 | 20 | 2678 | NORTH FORT BEND WATER AUTHORITY | H | BOTH | MUNICIPAL | 8004 | CRU | H | 79 | FORT BEND | 0 | 0 | 90 | 194 | 356 | 561 | N
725 | WASTEWATER RECLAMATION FOR MUN. IRRIGATION | Wastewater reclamation for municipal irrigation | H | 8 | REUSE | 7 | REUSE | 6 | OTHER INFRASTRUCTURE |  | 2056 | 4306 | DIRECT REUSE | H | 79 | FORT BEND | 13 | BRAZOS-COLORADO | 2 | REUSE | 1 | NO WATER QUALITY IMPROVEMENTS |  | 2381 | 1 | Wastewater reclamation for municipal irrigation | 490 | COUNTY-OTHER, FORT BEND | H | WUG | MUNICIPAL | 757 | COUNTY-OTHER |  | N | 2030 | 2030 | 0 | 0 | 7952 | 11928 | 16000 | 16901 | 44802 | 20 | 490 | COUNTY-OTHER, FORT BEND | H | WUG | MUNICIPAL | 757 | COUNTY-OTHER | H | 79 | FORT BEND | 0 | 0 | 14 | 21 | 31 | 34 | N
725 | WASTEWATER RECLAMATION FOR MUN. IRRIGATION | Wastewater reclamation for municipal irrigation | H | 8 | REUSE | 7 | REUSE | 6 | OTHER INFRASTRUCTURE |  | 2052 | 4294 | DIRECT REUSE | H | 79 | FORT BEND | 10 | SAN JACINTO | 2 | REUSE | 1 | NO WATER QUALITY IMPROVEMENTS |  | 2367 | 1 | Wastewater reclamation for municipal irrigation | 490 | COUNTY-OTHER, FORT BEND | H | WUG | MUNICIPAL | 757 | COUNTY-OTHER |  | N | 2030 | 2030 | 0 | 0 | 1705 | 37490 | 129730 | 227575 | 545542 | 20 | 490 | COUNTY-OTHER, FORT BEND | H | WUG | MUNICIPAL | 757 | COUNTY-OTHER | H | 79 | FORT BEND | 0 | 0 | 3 | 66 | 229 | 414 | N
725 | WASTEWATER RECLAMATION FOR MUN. IRRIGATION | Wastewater reclamation for municipal irrigation | H | 8 | REUSE | 7 | REUSE | 6 | OTHER INFRASTRUCTURE |  | 2052 | 4294 | DIRECT REUSE | H | 79 | FORT BEND | 10 | SAN JACINTO | 2 | REUSE | 1 | NO WATER QUALITY IMPROVEMENTS |  | 1345 | 1 | Wastewater reclamation for municipal irrigation | 2678 | NORTH FORT BEND WATER AUTHORITY | H | BOTH | MUNICIPAL | 8004 | CRU |  | N | 2030 | 2030 | 0 | 0 | 269238 | 461226 | 471523 | 434397 | 1224175 | 20 | 2678 | NORTH FORT BEND WATER AUTHORITY | H | BOTH | MUNICIPAL | 8004 | CRU | H | 79 | FORT BEND | 0 | 0 | 474 | 812 | 926 | 929 | N
725 | WASTEWATER RECLAMATION FOR MUN. IRRIGATION | Wastewater reclamation for municipal irrigation | H | 8 | REUSE | 7 | REUSE | 6 | OTHER INFRASTRUCTURE |  | 2052 | 4294 | DIRECT REUSE | H | 79 | FORT BEND | 10 | SAN JACINTO | 2 | REUSE | 1 | NO WATER QUALITY IMPROVEMENTS |  | 2419 | 1 | Wastewater reclamation for municipal irrigation | 158 | WEST HARRIS COUNTY REGIONAL WATER AUTHORITY | H | BOTH | MUNICIPAL | 8002 | CRU |  | N | 2030 | 2030 | 0 | 0 | 39193 | 88042 | 128396 | 163958 | 421675 | 20 | 158 | WEST HARRIS COUNTY REGIONAL WATER AUTHORITY | H | BOTH | MUNICIPAL | 8002 | CRU | H | 79 | FORT BEND | 0 | 0 | 69 | 155 | 240 | 320 | N
725 | WASTEWATER RECLAMATION FOR MUN. IRRIGATION | Wastewater reclamation for municipal irrigation | H | 8 | REUSE | 7 | REUSE | 6 | OTHER INFRASTRUCTURE |  | 2054 | 4302 | DIRECT REUSE | H | 79 | FORT BEND | 11 | SAN JACINTO-BRAZOS | 2 | REUSE | 1 | NO WATER QUALITY IMPROVEMENTS |  | 2459 | 1 | Wastewater reclamation for municipal irrigation | 490 | COUNTY-OTHER, FORT BEND | H | WUG | MUNICIPAL | 757 | COUNTY-OTHER |  | N | 2040 | 2040 | 0 | 0 | 0 | 259582 | 851449 | 1451591 | 3489358 | 20 | 490 | COUNTY-OTHER, FORT BEND | H | WUG | MUNICIPAL | 757 | COUNTY-OTHER | H | 79 | FORT BEND | 0 | 0 | 0 | 457 | 1499 | 2648 | N
725 | WASTEWATER RECLAMATION FOR MUN. IRRIGATION | Wastewater reclamation for municipal irrigation | H | 8 | REUSE | 7 | REUSE | 6 | OTHER INFRASTRUCTURE |  | 2054 | 4302 | DIRECT REUSE | H | 79 | FORT BEND | 11 | SAN JACINTO-BRAZOS | 2 | REUSE | 1 | NO WATER QUALITY IMPROVEMENTS |  | 1345 | 1 | Wastewater reclamation for municipal irrigation | 2678 | NORTH FORT BEND WATER AUTHORITY | H | BOTH | MUNICIPAL | 8004 | CRU |  | N | 2030 | 2030 | 0 | 0 | 582779 | 1117279 | 1493008 | 1851238 | 4818952 | 20 | 2678 | NORTH FORT BEND WATER AUTHORITY | H | BOTH | MUNICIPAL | 8004 | CRU | H | 79 | FORT BEND | 0 | 0 | 1026 | 1967 | 2836 | 3657 | N
725 | WASTEWATER RECLAMATION FOR MUN. IRRIGATION | Wastewater reclamation for municipal irrigation | H | 8 | REUSE | 7 | REUSE | 6 | OTHER INFRASTRUCTURE |  | 2051 | 4019 | DIRECT REUSE | H | 101 | HARRIS | 10 | SAN JACINTO | 2 | REUSE | 1 | NO WATER QUALITY IMPROVEMENTS |  | 7086 | 1 | Wastewater reclamation for municipal irrigation | 512 | COUNTY-OTHER, HARRIS | H | WUG | MUNICIPAL | 757 | COUNTY-OTHER |  | N | 2030 | 2030 | 0 | 0 | 528251 | 1700619 | 3196687 | 4639154 | 11560476 | 20 | 512 | COUNTY-OTHER, HARRIS | H | WUG | MUNICIPAL | 757 | COUNTY-OTHER | H | 101 | HARRIS | 0 | 0 | 930 | 2994 | 5816 | 8773 | N
725 | WASTEWATER RECLAMATION FOR MUN. IRRIGATION | Wastewater reclamation for municipal irrigation | H | 8 | REUSE | 7 | REUSE | 6 | OTHER INFRASTRUCTURE |  | 2051 | 4019 | DIRECT REUSE | H | 101 | HARRIS | 10 | SAN JACINTO | 2 | REUSE | 1 | NO WATER QUALITY IMPROVEMENTS |  | 1345 | 1 | Wastewater reclamation for municipal irrigation | 2678 | NORTH FORT BEND WATER AUTHORITY | H | BOTH | MUNICIPAL | 8004 | CRU |  | N | 2040 | 2040 | 0 | 0 | 0 | 3976 | 6248 | 5444 | 14495 | 20 | 2678 | NORTH FORT BEND WATER AUTHORITY | H | BOTH | MUNICIPAL | 8004 | CRU | H | 101 | HARRIS | 0 | 0 | 0 | 7 | 11 | 11 | N
725 | WASTEWATER RECLAMATION FOR MUN. IRRIGATION | Wastewater reclamation for municipal irrigation | H | 8 | REUSE | 7 | REUSE | 6 | OTHER INFRASTRUCTURE |  | 2051 | 4019 | DIRECT REUSE | H | 101 | HARRIS | 10 | SAN JACINTO | 2 | REUSE | 1 | NO WATER QUALITY IMPROVEMENTS |  | 4623 | 1 | Wastewater reclamation for municipal irrigation | 106 | NORTH HARRIS COUNTY REGIONAL WATER AUTHORITY | H | BOTH | MUNICIPAL | 8000 | CRU |  | N | 2030 | 2030 | 0 | 0 | 905974 | 1404689 | 1456035 | 1575554 | 4314260 | 20 | 106 | NORTH HARRIS COUNTY REGIONAL WATER AUTHORITY | H | BOTH | MUNICIPAL | 8000 | CRU | H | 101 | HARRIS | 0 | 0 | 1595 | 2473 | 2886 | 3274 | N
725 | WASTEWATER RECLAMATION FOR MUN. IRRIGATION | Wastewater reclamation for municipal irrigation | H | 8 | REUSE | 7 | REUSE | 6 | OTHER INFRASTRUCTURE |  | 2051 | 4019 | DIRECT REUSE | H | 101 | HARRIS | 10 | SAN JACINTO | 2 | REUSE | 1 | NO WATER QUALITY IMPROVEMENTS |  | 2419 | 1 | Wastewater reclamation for municipal irrigation | 158 | WEST HARRIS COUNTY REGIONAL WATER AUTHORITY | H | BOTH | MUNICIPAL | 8002 | CRU |  | N | 2030 | 2030 | 0 | 0 | 377728 | 644694 | 668833 | 645510 | 1800025 | 20 | 158 | WEST HARRIS COUNTY REGIONAL WATER AUTHORITY | H | BOTH | MUNICIPAL | 8002 | CRU | H | 101 | HARRIS | 0 | 0 | 665 | 1135 | 1312 | 1366 | N
725 | WASTEWATER RECLAMATION FOR MUN. IRRIGATION | Wastewater reclamation for municipal irrigation | H | 8 | REUSE | 7 | REUSE | 6 | OTHER INFRASTRUCTURE |  | 2053 | 4304 | DIRECT REUSE | H | 101 | HARRIS | 11 | SAN JACINTO-BRAZOS | 2 | REUSE | 1 | NO WATER QUALITY IMPROVEMENTS |  | 2461 | 1 | Wastewater reclamation for municipal irrigation | 512 | COUNTY-OTHER, HARRIS | H | WUG | MUNICIPAL | 757 | COUNTY-OTHER |  | N | 2030 | 2030 | 0 | 0 | 29537 | 28432 | 22335 | 22458 | 68522 | 20 | 512 | COUNTY-OTHER, HARRIS | H | WUG | MUNICIPAL | 757 | COUNTY-OTHER | H | 101 | HARRIS | 0 | 0 | 52 | 7 | 2 | 7 | N
725 | WASTEWATER RECLAMATION FOR MUN. IRRIGATION | Wastewater reclamation for municipal irrigation | H | 8 | REUSE | 7 | REUSE | 6 | OTHER INFRASTRUCTURE |  | 2057 | 4293 | DIRECT REUSE | H | 101 | HARRIS | 9 | TRINITY-SAN JACINTO | 2 | REUSE | 1 | NO WATER QUALITY IMPROVEMENTS |  | 7024 | 1 | Wastewater reclamation for municipal irrigation | 512 | COUNTY-OTHER, HARRIS | H | WUG | MUNICIPAL | 757 | COUNTY-OTHER |  | N | 2030 | 2030 | 0 | 0 | 14768 | 14130 | 11143 | 11143 | 34261 | 20 | 512 | COUNTY-OTHER, HARRIS | H | WUG | MUNICIPAL | 757 | COUNTY-OTHER | H | 101 | HARRIS | 0 | 0 | 26 | 0 | 0 | 0 | N
725 | WASTEWATER RECLAMATION FOR MUN. IRRIGATION | Wastewater reclamation for municipal irrigation | H | 8 | REUSE | 7 | REUSE | 6 | OTHER INFRASTRUCTURE |  | 2058 | 4291 | DIRECT REUSE | H | 170 | MONTGOMERY | 10 | SAN JACINTO | 2 | REUSE | 1 | NO WATER QUALITY IMPROVEMENTS |  | 7070 | 1 | Wastewater reclamation for municipal irrigation | 581 | COUNTY-OTHER, MONTGOMERY | H | WUG | MUNICIPAL | 757 | COUNTY-OTHER |  | N | 2030 | 2030 | 0 | 0 | 995150 | 2180014 | 3653783 | 5361251 | 13460649 | 20 | 581 | COUNTY-OTHER, MONTGOMERY | H | WUG | MUNICIPAL | 757 | COUNTY-OTHER | H | 170 | MONTGOMERY | 0 | 0 | 1752 | 3838 | 6787 | 10215 | N
99 | WASTEWATER REUSE | Wastewater reuse | B | 8 | REUSE | 7 | REUSE | 5 | PIPELINE, WATER TREATMENT PLANT, AND OTHER |  | 645 | 75 | AMON G. CARTER LAKE/RESERVOIR | B | 999 | RESERVOIR | 8 | TRINITY | 0 | SURFACE WATER | 5 | OTHER WATER QUALITY ENHANCEMENT |  | 4001 | 1 | Wastewater reuse | 275 | BOWIE | B | WUG | MUNICIPAL | 69 | CITY |  | N | 2040 | 2040 | 0 | 0 | 0 | 162500 | 162500 | 162500 | 1206500 | 20 | 275 | BOWIE | B | WUG | MUNICIPAL | 69 | CITY | B | 169 | MONTAGUE | 0 | 0 | 0 | 171 | 171 | 171 | N
139 | WASTEWATER REUSE | Wastewater reuse | G | 8 | REUSE | 7 | REUSE | 2 | PIPELINE |  | 2098 | 4340 | DIRECT REUSE | G | 14 | BELL | 12 | BRAZOS | 2 | REUSE | 1 | NO WATER QUALITY IMPROVEMENTS |  | 2194 | 1 | Wastewater reuse | 10 | BELL COUNTY WCID #1 | G | WWP | WWP | N/A | N/A |  | N | 2010 | 2010 | 2021000 | 2021000 | 2021000 | 2021000 | 2021000 | 2021000 | 18323000 | 20 | 884 | HARKER HEIGHTS | G | WUG | MUNICIPAL | 264 | CITY | G | 14 | BELL | 185 | 185 | 185 | 185 | 185 | 185 | N
139 | WASTEWATER REUSE | Wastewater reuse | G | 8 | REUSE | 7 | REUSE | 2 | PIPELINE |  | 2098 | 4340 | DIRECT REUSE | G | 14 | BELL | 12 | BRAZOS | 2 | REUSE | 1 | NO WATER QUALITY IMPROVEMENTS |  | 2194 | 1 | Wastewater reuse | 10 | BELL COUNTY WCID #1 | G | WWP | WWP | N/A | N/A |  | N | 2010 | 2010 | 2021000 | 2021000 | 2021000 | 2021000 | 2021000 | 2021000 | 18323000 | 20 | 1264 | KILLEEN | G | WUG | MUNICIPAL | 322 | CITY | G | 14 | BELL | 2488 | 2488 | 2488 | 2488 | 2488 | 2488 | N
139 | WASTEWATER REUSE | Wastewater reuse | G | 8 | REUSE | 7 | REUSE | 2 | PIPELINE |  | 2098 | 4340 | DIRECT REUSE | G | 14 | BELL | 12 | BRAZOS | 2 | REUSE | 1 | NO WATER QUALITY IMPROVEMENTS |  | 2194 | 1 | Wastewater reuse | 2404 | STEAM ELECTRIC POWER, BELL | G | WUG | STEAM ELECTRIC | 1002 | N/A |  | N | 2020 | 2020 | 0 | 3375000 | 3375000 | 1858000 | 1858000 | 1858000 | 17404000 | 20 | 2404 | STEAM ELECTRIC POWER, BELL | G | WUG | STEAM ELECTRIC | 1002 | N/A | G | 14 | BELL | 0 | 8407 | 8407 | 8407 | 8407 | 8407 | N
139 | WASTEWATER REUSE | Wastewater reuse | G | 8 | REUSE | 7 | REUSE | 2 | PIPELINE |  | 1070 | 4146 | DIRECT REUSE | G | 21 | BRAZOS | 12 | BRAZOS | 2 | REUSE | 1 | NO WATER QUALITY IMPROVEMENTS |  | 2195 | 1 | Wastewater reuse | 305 | BRYAN | G | BOTH | MUNICIPAL | 82 | CITY |  | N | 2050 | 2050 | 0 | 0 | 0 | 0 | 576000 | 576000 | 6485000 | 20 | 305 | BRYAN | G | BOTH | MUNICIPAL | 82 | CITY | G | 21 | BRAZOS | 0 | 0 | 0 | 0 | 605 | 605 | N
139 | WASTEWATER REUSE | Wastewater reuse | G | 8 | REUSE | 7 | REUSE | 2 | PIPELINE |  | 1070 | 4146 | DIRECT REUSE | G | 21 | BRAZOS | 12 | BRAZOS | 2 | REUSE | 1 | NO WATER QUALITY IMPROVEMENTS |  | 2196 | 1 | Wastewater reuse | 381 | COLLEGE STATION | G | WUG | MUNICIPAL | 124 | CITY |  | N | 2040 | 2040 | 0 | 0 | 0 | 464000 | 464000 | 65000 | 4583000 | 20 | 381 | COLLEGE STATION | G | WUG | MUNICIPAL | 124 | CITY | G | 21 | BRAZOS | 0 | 0 | 0 | 312 | 312 | 312 | N
139 | WASTEWATER REUSE | Wastewater reuse | G | 8 | REUSE | 7 | REUSE | 2 | PIPELINE |  | 1070 | 4146 | DIRECT REUSE | G | 21 | BRAZOS | 12 | BRAZOS | 2 | REUSE | 1 | NO WATER QUALITY IMPROVEMENTS |  | 2196 | 1 | Wastewater reuse | 2428 | STEAM ELECTRIC POWER, GRIMES | G | WUG | STEAM ELECTRIC | 1002 | N/A |  | N | 2020 | 2020 | 0 | 7743000 | 7743000 | 4810000 | 4810000 | 4810000 | 33647000 | 20 | 2428 | STEAM ELECTRIC POWER, GRIMES | G | WUG | STEAM ELECTRIC | 1002 | N/A | G | 93 | GRIMES | 0 | 11000 | 11000 | 11000 | 11000 | 11000 | N
139 | WASTEWATER REUSE | Wastewater reuse | G | 8 | REUSE | 7 | REUSE | 2 | PIPELINE |  | 1071 | 4157 | DIRECT REUSE | G | 126 | JOHNSON | 12 | BRAZOS | 2 | REUSE | 1 | NO WATER QUALITY IMPROVEMENTS |  | 2198 | 1 | New West Loop reuse line | 369 | CLEBURNE | G | WUG | MUNICIPAL | 115 | CITY |  | N | 2010 | 2010 | 943120 | 943120 | 178400 | 178400 | 268400 | 498400 | 5495500 | 20 | 369 | CLEBURNE | G | WUG | MUNICIPAL | 115 | CITY | G | 126 | JOHNSON | 351 | 351 | 351 | 351 | 1051 | 2853 | N
139 | WASTEWATER REUSE | Wastewater reuse | G | 8 | REUSE | 7 | REUSE | 2 | PIPELINE |  | 1072 | 4166 | DIRECT REUSE | G | 155 | MCLENNAN | 12 | BRAZOS | 2 | REUSE | 1 | NO WATER QUALITY IMPROVEMENTS |  | 2199 | 1 | Wastewater reuse | 237 | BELLMEAD | G | WUG | MUNICIPAL | 47 | CITY | ADDED AS PART OF AN AMENDMENT TO THE 2006 REGIONAL WATER PLAN | N | 2010 | 2010 | 392000 | 392000 | 110000 | 110000 | 110000 | 110000 | 3234000 | 20 | 237 | BELLMEAD | G | WUG | MUNICIPAL | 47 | CITY | G | 155 | MCLENNAN | 1121 | 1121 | 1121 | 1121 | 1121 | 1121 | Y
139 | WASTEWATER REUSE | Wastewater reuse | G | 8 | REUSE | 7 | REUSE | 2 | PIPELINE |  | 1072 | 4166 | DIRECT REUSE | G | 155 | MCLENNAN | 12 | BRAZOS | 2 | REUSE | 1 | NO WATER QUALITY IMPROVEMENTS |  | 2199 | 1 | Wastewater reuse | 935 | HEWITT | G | WUG | MUNICIPAL | 703 | CITY | ADDED AS PART OF AN AMENDMENT TO THE 2006 REGIONAL WATER PLAN | N | 2010 | 2010 | 1508000 | 1508000 | 150000 | 150000 | 150000 | 150000 | 15421731 | 20 | 935 | HEWITT | G | WUG | MUNICIPAL | 703 | CITY | G | 155 | MCLENNAN | 1223 | 1223 | 1223 | 1223 | 1223 | 1223 | Y
139 | WASTEWATER REUSE | Wastewater reuse | G | 8 | REUSE | 7 | REUSE | 2 | PIPELINE |  | 1072 | 4166 | DIRECT REUSE | G | 155 | MCLENNAN | 12 | BRAZOS | 2 | REUSE | 1 | NO WATER QUALITY IMPROVEMENTS |  | 2199 | 1 | Wastewater reuse | 1287 | LACY-LAKEVIEW | G | WUG | MUNICIPAL | 332 | CITY | ADDED AS PART OF AN AMENDMENT TO THE 2006 REGIONAL WATER PLAN | N | 2010 | 2010 | 392000 | 392000 | 110000 | 110000 | 110000 | 110000 | 3234000 | 20 | 1287 | LACY-LAKEVIEW | G | WUG | MUNICIPAL | 332 | CITY | G | 155 | MCLENNAN | 1121 | 1121 | 1121 | 1121 | 1121 | 1121 | Y
139 | WASTEWATER REUSE | Wastewater reuse | G | 8 | REUSE | 7 | REUSE | 2 | PIPELINE |  | 1072 | 4166 | DIRECT REUSE | G | 155 | MCLENNAN | 12 | BRAZOS | 2 | REUSE | 1 | NO WATER QUALITY IMPROVEMENTS |  | 2199 | 1 | Wastewater reuse | 1597 | LORENA | G | WUG | MUNICIPAL | 791 | CITY | ADDED AS PART OF AN AMENDMENT TO THE 2006 REGIONAL WATER PLAN | N | 2010 | 2010 | 548000 | 548000 | 150000 | 150000 | 150000 | 150000 | 5649170 | 20 | 1597 | LORENA | G | WUG | MUNICIPAL | 791 | CITY | G | 155 | MCLENNAN | 448 | 448 | 448 | 448 | 448 | 448 | Y
139 | WASTEWATER REUSE | Wastewater reuse | G | 8 | REUSE | 7 | REUSE | 2 | PIPELINE |  | 1072 | 4166 | DIRECT REUSE | G | 155 | MCLENNAN | 12 | BRAZOS | 2 | REUSE | 1 | NO WATER QUALITY IMPROVEMENTS |  | 2199 | 1 | Wastewater reuse | 1725 | MANUFACTURING, MCLENNAN | G | WUG | MANUFACTURING | 1001 | N/A | FLAT CREEK REUSE PROJECT | N | 2010 | 2010 | 1186000 | 1543000 | 737000 | 737000 | 737000 | 737000 | 11590000 | 20 | 1725 | MANUFACTURING, MCLENNAN | G | WUG | MANUFACTURING | 1001 | N/A | G | 155 | MCLENNAN | 5319 | 6918 | 7847 | 7847 | 7847 | 7847 | Y
139 | WASTEWATER REUSE | Wastewater reuse | G | 8 | REUSE | 7 | REUSE | 2 | PIPELINE |  | 1072 | 4166 | DIRECT REUSE | G | 155 | MCLENNAN | 12 | BRAZOS | 2 | REUSE | 1 | NO WATER QUALITY IMPROVEMENTS |  | 2199 | 1 | Wastewater reuse | 152 | WACO | G | BOTH | MUNICIPAL | 626 | CITY |  | N | 2010 | 2010 | 2060930 | 2417670 | 2718331 | 3029985 | 3227905 | 3515533 | 0 | 0 | 237 | BELLMEAD | G | WUG | MUNICIPAL | 47 | CITY | G | 155 | MCLENNAN | 1121 | 1121 | 1121 | 1121 | 1121 | 1121 | N
139 | WASTEWATER REUSE | Wastewater reuse | G | 8 | REUSE | 7 | REUSE | 2 | PIPELINE |  | 1072 | 4166 | DIRECT REUSE | G | 155 | MCLENNAN | 12 | BRAZOS | 2 | REUSE | 1 | NO WATER QUALITY IMPROVEMENTS |  | 2199 | 1 | Wastewater reuse | 152 | WACO | G | BOTH | MUNICIPAL | 626 | CITY |  | N | 2010 | 2010 | 2060930 | 2417670 | 2718331 | 3029985 | 3227905 | 3515533 | 0 | 0 | 935 | HEWITT | G | WUG | MUNICIPAL | 703 | CITY | G | 155 | MCLENNAN | 1223 | 1223 | 1223 | 1223 | 1223 | 1223 | N
139 | WASTEWATER REUSE | Wastewater reuse | G | 8 | REUSE | 7 | REUSE | 2 | PIPELINE |  | 1072 | 4166 | DIRECT REUSE | G | 155 | MCLENNAN | 12 | BRAZOS | 2 | REUSE | 1 | NO WATER QUALITY IMPROVEMENTS |  | 2199 | 1 | Wastewater reuse | 152 | WACO | G | BOTH | MUNICIPAL | 626 | CITY |  | N | 2010 | 2010 | 2060930 | 2417670 | 2718331 | 3029985 | 3227905 | 3515533 | 0 | 0 | 1287 | LACY-LAKEVIEW | G | WUG | MUNICIPAL | 332 | CITY | G | 155 | MCLENNAN | 1121 | 1121 | 1121 | 1121 | 1121 | 1121 | N
139 | WASTEWATER REUSE | Wastewater reuse | G | 8 | REUSE | 7 | REUSE | 2 | PIPELINE |  | 1072 | 4166 | DIRECT REUSE | G | 155 | MCLENNAN | 12 | BRAZOS | 2 | REUSE | 1 | NO WATER QUALITY IMPROVEMENTS |  | 2199 | 1 | Wastewater reuse | 152 | WACO | G | BOTH | MUNICIPAL | 626 | CITY |  | N | 2010 | 2010 | 2060930 | 2417670 | 2718331 | 3029985 | 3227905 | 3515533 | 0 | 0 | 1597 | LORENA | G | WUG | MUNICIPAL | 791 | CITY | G | 155 | MCLENNAN | 448 | 448 | 448 | 448 | 448 | 448 | N
139 | WASTEWATER REUSE | Wastewater reuse | G | 8 | REUSE | 7 | REUSE | 2 | PIPELINE |  | 1072 | 4166 | DIRECT REUSE | G | 155 | MCLENNAN | 12 | BRAZOS | 2 | REUSE | 1 | NO WATER QUALITY IMPROVEMENTS |  | 2199 | 1 | Wastewater reuse | 152 | WACO | G | BOTH | MUNICIPAL | 626 | CITY |  | N | 2010 | 2010 | 2060930 | 2417670 | 2718331 | 3029985 | 3227905 | 3515533 | 0 | 0 | 1725 | MANUFACTURING, MCLENNAN | G | WUG | MANUFACTURING | 1001 | N/A | G | 155 | MCLENNAN | 5319 | 6918 | 7847 | 7847 | 7847 | 7847 | N
139 | WASTEWATER REUSE | Wastewater reuse | G | 8 | REUSE | 7 | REUSE | 2 | PIPELINE |  | 1072 | 4166 | DIRECT REUSE | G | 155 | MCLENNAN | 12 | BRAZOS | 2 | REUSE | 1 | NO WATER QUALITY IMPROVEMENTS |  | 2199 | 1 | Wastewater reuse | 152 | WACO | G | BOTH | MUNICIPAL | 626 | CITY |  | N | 2010 | 2010 | 2060930 | 2417670 | 2718331 | 3029985 | 3227905 | 3515533 | 0 | 0 | 152 | WACO | G | BOTH | MUNICIPAL | 626 | CITY | G | 155 | MCLENNAN | 10 | 11 | 430 | 1827 | 2715 | 4005 | N
139 | WASTEWATER REUSE | Wastewater reuse | G | 8 | REUSE | 7 | REUSE | 2 | PIPELINE |  | 1183 | 4179 | DIRECT REUSE | G | 198 | ROBERTSON | 12 | BRAZOS | 2 | REUSE | 1 | NO WATER QUALITY IMPROVEMENTS |  | 2200 | 1 | Wastewater reuse | 2467 | STEAM ELECTRIC POWER, ROBERTSON | G | WUG | STEAM ELECTRIC | 1002 | N/A | PURCHASE REUSE WATER FROM WALNUT CREEK MINE | N | 2040 | 2040 | 0 | 0 | 0 | 7117000 | 7117000 | 5108000 | 23126000 | 20 | 2467 | STEAM ELECTRIC POWER, ROBERTSON | G | WUG | STEAM ELECTRIC | 1002 | N/A | G | 198 | ROBERTSON | 0 | 0 | 0 | 1791 | 13314 | 15479 | N
139 | WASTEWATER REUSE | Wastewater reuse | G | 8 | REUSE | 7 | REUSE | 2 | PIPELINE |  | 2217 | 4185 | DIRECT REUSE | G | 221 | TAYLOR | 12 | BRAZOS | 2 | REUSE | 1 | NO WATER QUALITY IMPROVEMENTS |  | 2201 | 1 | Wastewater reuse | 1 | ABILENE | G | BOTH | MUNICIPAL | 2 | CITY |  | N | 2010 | 2010 | 0 | 0 | 0 | 0 | 0 | 0 | 0 | 0 | 1 | ABILENE | G | BOTH | MUNICIPAL | 2 | CITY | G | 127 | JONES | 0 | 0 | 0 | 0 | 0 | 0 | N
139 | WASTEWATER REUSE | Wastewater reuse | G | 8 | REUSE | 7 | REUSE | 2 | PIPELINE |  | 2217 | 4185 | DIRECT REUSE | G | 221 | TAYLOR | 12 | BRAZOS | 2 | REUSE | 1 | NO WATER QUALITY IMPROVEMENTS |  | 2201 | 1 | Wastewater reuse | 1 | ABILENE | G | BOTH | MUNICIPAL | 2 | CITY |  | N | 2010 | 2010 | 0 | 0 | 0 | 0 | 0 | 0 | 0 | 0 | 1 | ABILENE | G | BOTH | MUNICIPAL | 2 | CITY | G | 221 | TAYLOR | 3245 | 3848 | 4370 | 5550 | 5550 | 5550 | N
139 | WASTEWATER REUSE | Wastewater reuse | G | 8 | REUSE | 7 | REUSE | 2 | PIPELINE |  | 1185 | 4181 | DIRECT REUSE | G | 246 | WILLIAMSON | 12 | BRAZOS | 2 | REUSE | 1 | NO WATER QUALITY IMPROVEMENTS |  | 2202 | 1 | Wastewater reuse | 123 | ROUND ROCK | G | BOTH | MUNICIPAL | 520 | CITY |  | N | 2010 | 2010 | 772000 | 772000 | 772000 | 3751270 | 3751270 | 3751270 | 6369000 | 20 | 1790 | MANUFACTURING, WILLIAMSON | G | WUG | MANUFACTURING | 1001 | N/A | G | 246 | WILLIAMSON | 1472 | 1532 | 1532 | 2072 | 2272 | 2472 | N
139 | WASTEWATER REUSE | Wastewater reuse | G | 8 | REUSE | 7 | REUSE | 2 | PIPELINE |  | 1185 | 4181 | DIRECT REUSE | G | 246 | WILLIAMSON | 12 | BRAZOS | 2 | REUSE | 1 | NO WATER QUALITY IMPROVEMENTS |  | 2202 | 1 | Wastewater reuse | 123 | ROUND ROCK | G | BOTH | MUNICIPAL | 520 | CITY |  | N | 2010 | 2010 | 772000 | 772000 | 772000 | 3751270 | 3751270 | 3751270 | 6369000 | 20 | 123 | ROUND ROCK | G | BOTH | MUNICIPAL | 520 | CITY | G | 246 | WILLIAMSON | 60 | 0 | 0 | 5371 | 5171 | 4971 | N
724 | WASTEWATER REUSE FOR INDUSTRY | Wastewater reuse for industry | H | 8 | REUSE | 7 | REUSE | 6 | OTHER INFRASTRUCTURE |  | 1846 | 4019 | DIRECT REUSE | H | 101 | HARRIS | 10 | SAN JACINTO | 2 | REUSE | 1 | NO WATER QUALITY IMPROVEMENTS |  | 1237 | 1 | Wastewater reuse for industry | 76 | HOUSTON | H | BOTH | MUNICIPAL | 285 | CITY |  | N | 2060 | 2060 | 0 | 0 | 0 | 0 | 0 | 60010614 | 332051761 | 20 | 1687 | MANUFACTURING, HARRIS | H | WUG | MANUFACTURING | 1001 | N/A | H | 101 | HARRIS | 0 | 0 | 0 | 0 | 0 | 67200 | N
450 | WATER ALLOCATION | Water allocation | K | 5 | EXISTING SOURCE OR EXPANDED USE OF AN EXISTING SOURCE (SURFACE WATER OR GROUNDWATER) | 6 | GROUNDWATER | 6 | OTHER INFRASTRUCTURE | For this strategy water is allocated to WUGs from another WUG usually the County-Other WUG within the same county. | 2155 | 1588 | EDWARDS-BFZ AQUIFER | K | 105 | HAYS | 14 | COLORADO | 1 | GROUNDWATER | 1 | NO WATER QUALITY IMPROVEMENTS |  | 3290 | 1 | Water allocation | 356 | CIMARRON PARK WATER COMPANY | K | WUG | MUNICIPAL | 4057 | UTILITY |  | N | 2010 | 2010 | 0 | 0 | 0 | 0 | 0 | 0 | 0 | 0 | 356 | CIMARRON PARK WATER COMPANY | K | WUG | MUNICIPAL | 4057 | UTILITY | K | 105 | HAYS | 17 | 110 | 0 | 0 | 0 | 0 | N
450 | WATER ALLOCATION | Water allocation | K | 5 | EXISTING SOURCE OR EXPANDED USE OF AN EXISTING SOURCE (SURFACE WATER OR GROUNDWATER) | 6 | GROUNDWATER | 6 | OTHER INFRASTRUCTURE | For this strategy water is allocated to WUGs from another WUG usually the County-Other WUG within the same county. | 1458 | 1596 | TRINITY AQUIFER | K | 167 | MILLS | 14 | COLORADO | 1 | GROUNDWATER | 1 | NO WATER QUALITY IMPROVEMENTS |  | 3345 | 1 | Water allocation | 1137 | IRRIGATION, MILLS | K | WUG | IRRIGATION | 1004 | N/A |  | N | 2010 | 2010 | 0 | 0 | 0 | 0 | 0 | 0 | 0 | 0 | 1137 | IRRIGATION, MILLS | K | WUG | IRRIGATION | 1004 | N/A | K | 167 | MILLS | 50 | 0 | 0 | 0 | 0 | 0 | N
856 | WATER DISTRICT DELIVERY SYSTEMS | Water district delivery systems | E | 3 | CONSERVATION | 2 | IRRIGATION CONSERVATION | 1 | NO INFRASTRUCTURE | Region E Errata Sheet: In Section 4.4.4, last paragraph titled "Additional Conjunctive Use (Strategy E-5)", the following language is added to the end ofthe paragraph. The 16,400 acre-feet per year could be provided to EPWUthrough EPCWID#l from the pool ofwater supply developedfrom the irrigation conservation strategies E-18 and E-19. The remaining water supply developed through these strategies (10,340 acre-feet/per year) would be made available to irrigator members ofthe EPCWID#1. Next | 2384 | 268 | UPPER RIO GRANDE COMBINED RUN-OF-RIVER | E | 71 | EL PASO | 23 | RIO GRANDE | 0 | SURFACE WATER | 1 | NO WATER QUALITY IMPROVEMENTS |  | 6009 | 1 | Integrated water management strategy - conjunctive use with additional surface water | 1047 | IRRIGATION, EL PASO | E | WUG | IRRIGATION | 1004 | N/A |  | N | 2020 | 2020 | 0 | 202261 | 202261 | 202261 | 202261 | 202261 | 147635869 | 20 | 1047 | IRRIGATION, EL PASO | E | WUG | IRRIGATION | 1004 | N/A | E | 71 | EL PASO | 0 | 25000 | 25000 | 25000 | 25000 | 25000 | N
803 | WATER RIGHT PERMIT AMENDMENT | Water right permit amendment | K | 6 | NEW SURFACE WATER OR NEW GROUNDWATER SOURCE | 5 | OTHER SURFACE WATER | 1 | NO INFRASTRUCTURE | Increase STPNOC's diversion authorization to obtain larger amounts of water for storage in years when available. | 2172 | 681 | COLORADO RIVER RUN-OF-RIVER | K | 161 | MATAGORDA | 14 | COLORADO | 0 | SURFACE WATER | 1 | NO WATER QUALITY IMPROVEMENTS |  | 3279 | 1 | Water right permit amendment | 2452 | STEAM ELECTRIC POWER, MATAGORDA | K | WUG | STEAM ELECTRIC | 1002 | N/A |  | N | 2020 | 2020 | 0 | 0 | 0 | 0 | 0 | 0 | 0 | 0 | 2452 | STEAM ELECTRIC POWER, MATAGORDA | K | WUG | STEAM ELECTRIC | 1002 | N/A | K | 161 | MATAGORDA | 0 | 5500 | 5500 | 5500 | 5500 | 5500 | N
447 | WATER TRANSFER | Water transfer | K | 5 | EXISTING SOURCE OR EXPANDED USE OF AN EXISTING SOURCE (SURFACE WATER OR GROUNDWATER) | 5 | OTHER SURFACE WATER | 1 | NO INFRASTRUCTURE | For this strategy water is transferred either within the same WUG but in a different county or within the same WUG but from a different river basin. | 1573 | 756 | CANYON LAKE/RESERVOIR | L | 999 | RESERVOIR | 18 | GUADALUPE | 0 | SURFACE WATER | 1 | NO WATER QUALITY IMPROVEMENTS |  | 6131 | 1 | Water transfer | 843 | GOFORTH WSC | L | WUG | MUNICIPAL | 4140 | UTILITY |  | Y | 2010 | 2010 | 0 | 0 | 0 | 0 | 0 | 0 | 0 | 0 | 843 | GOFORTH WSC | L | WUG | MUNICIPAL | 4140 | UTILITY | K | 227 | TRAVIS | 11 | 21 | 30 | 37 | 43 | 48 | N
476 | WATER TREATMENT PLANT - EXPANSION | Water treatment plant - expansion | C | 5 | EXISTING SOURCE OR EXPANDED USE OF AN EXISTING SOURCE (SURFACE WATER OR GROUNDWATER) | 5 | OTHER SURFACE WATER | 3 | WATER TREATMENT PLANT |  | 1175 | 252 | FORK LAKE/RESERVOIR | D | 999 | RESERVOIR | 5 | SABINE | 0 | SURFACE WATER | 5 | OTHER WATER QUALITY ENHANCEMENT |  | 5286 | 2 | Additional pipeline from Lake Tawakoni (more Lake Fork supply) | 36 | DALLAS | C | BOTH | MUNICIPAL | 151 | CITY |  | Y | 2010 | 2020 | 0 | 50010000 | 73424000 | 96838000 | 95810000 | 132008000 | 1068033000 | 30 | 36 | DALLAS | C | BOTH | MUNICIPAL | 151 | CITY | C | 199 | ROCKWALL | 0 | 0 | 0 | 0 | 0 | 0 | Y
476 | WATER TREATMENT PLANT - EXPANSION | Water treatment plant - expansion | C | 5 | EXISTING SOURCE OR EXPANDED USE OF AN EXISTING SOURCE (SURFACE WATER OR GROUNDWATER) | 5 | OTHER SURFACE WATER | 3 | WATER TREATMENT PLANT |  | 1172 | 158 | NAVARRO MILLS LAKE/RESERVOIR | C | 999 | RESERVOIR | 8 | TRINITY | 0 | SURFACE WATER | 5 | OTHER WATER QUALITY ENHANCEMENT |  | 4738 | 2 | Purchase from water provider (1) - Richland Chambers | 2649 | WORTHAM | C | WUG | MUNICIPAL | 668 | CITY |  | N | 2010 | 2010 | 432720 | 432720 | 732720 | 153000 | 153000 | 153000 | 4662000 | 30 | 2649 | WORTHAM | C | WUG | MUNICIPAL | 668 | CITY | C | 81 | FREESTONE | 0 | 0 | 0 | 0 | 0 | 0 | Y
476 | WATER TREATMENT PLANT - EXPANSION | Water treatment plant - expansion | C | 5 | EXISTING SOURCE OR EXPANDED USE OF AN EXISTING SOURCE (SURFACE WATER OR GROUNDWATER) | 5 | OTHER SURFACE WATER | 3 | WATER TREATMENT PLANT |  | 1710 | 150 | RAY ROBERTS-LEWISVILLE-GRAPEVINE LAKE/RESERVOIR SYSTEM | C | 999 | RESERVOIR | 8 | TRINITY | 0 | SURFACE WATER | 5 | OTHER WATER QUALITY ENHANCEMENT |  | 7087 | 2 | Redistribution of supplies - Ray Roberts, Lewisville, Grapevine System | 40 | DENTON | C | BOTH | MUNICIPAL | 159 | CITY |  | N | 2010 | 2020 | 0 | 4797020 | 11696680 | 16493700 | 21151340 | 29781360 | 265434000 | 30 | 40 | DENTON | C | BOTH | MUNICIPAL | 159 | CITY | C | 61 | DENTON | 0 | 0 | 0 | 0 | 0 | 0 | Y
476 | WATER TREATMENT PLANT - EXPANSION | Water treatment plant - expansion | C | 5 | EXISTING SOURCE OR EXPANDED USE OF AN EXISTING SOURCE (SURFACE WATER OR GROUNDWATER) | 5 | OTHER SURFACE WATER | 3 | WATER TREATMENT PLANT |  | 1710 | 150 | RAY ROBERTS-LEWISVILLE-GRAPEVINE LAKE/RESERVOIR SYSTEM | C | 999 | RESERVOIR | 8 | TRINITY | 0 | SURFACE WATER | 5 | OTHER WATER QUALITY ENHANCEMENT |  | 7087 | 2 | Redistribution of supplies - Ray Roberts, Lewisville, Grapevine System | 1317 | LEWISVILLE | C | WUG | MUNICIPAL | 355 | CITY |  | N | 2010 | 2010 | 2202140 | 4404280 | 4404280 | 3224140 | 2044000 | 3542680 | 53666000 | 30 | 1317 | LEWISVILLE | C | WUG | MUNICIPAL | 355 | CITY | C | 61 | DENTON | 0 | 0 | 0 | 0 | 0 | 0 | Y
476 | WATER TREATMENT PLANT - EXPANSION | Water treatment plant - expansion | C | 5 | EXISTING SOURCE OR EXPANDED USE OF AN EXISTING SOURCE (SURFACE WATER OR GROUNDWATER) | 5 | OTHER SURFACE WATER | 3 | WATER TREATMENT PLANT |  | 1278 | 157 | RICHLAND CHAMBERS LAKE/RESERVOIR NON-SYSTEM PORTION | C | 999 | RESERVOIR | 8 | TRINITY | 0 | SURFACE WATER | 1 | NO WATER QUALITY IMPROVEMENTS |  | 4738 | 1 | Purchase from water provider (1) - Richland Chambers | 35 | CORSICANA | C | BOTH | MUNICIPAL | 137 | CITY |  | N | 2020 | 2020 | 0 | 0 | 0 | 2473000 | 2473000 | 2473000 | 19970000 | 30 | 401 | COOLIDGE | G | WUG | MUNICIPAL | 848 | CITY | G | 147 | LIMESTONE | 0 | 7 | 6 | 18 | 16 | 15 | N
476 | WATER TREATMENT PLANT - EXPANSION | Water treatment plant - expansion | C | 5 | EXISTING SOURCE OR EXPANDED USE OF AN EXISTING SOURCE (SURFACE WATER OR GROUNDWATER) | 5 | OTHER SURFACE WATER | 3 | WATER TREATMENT PLANT |  | 1278 | 157 | RICHLAND CHAMBERS LAKE/RESERVOIR NON-SYSTEM PORTION | C | 999 | RESERVOIR | 8 | TRINITY | 0 | SURFACE WATER | 1 | NO WATER QUALITY IMPROVEMENTS |  | 4738 | 1 | Purchase from water provider (1) - Richland Chambers | 35 | CORSICANA | C | BOTH | MUNICIPAL | 137 | CITY |  | N | 2020 | 2020 | 0 | 0 | 0 | 2473000 | 2473000 | 2473000 | 19970000 | 30 | 35 | CORSICANA | C | BOTH | MUNICIPAL | 137 | CITY | C | 175 | NAVARRO | 0 | 1155 | 984 | 2910 | 2539 | 2042 | N
476 | WATER TREATMENT PLANT - EXPANSION | Water treatment plant - expansion | C | 5 | EXISTING SOURCE OR EXPANDED USE OF AN EXISTING SOURCE (SURFACE WATER OR GROUNDWATER) | 5 | OTHER SURFACE WATER | 3 | WATER TREATMENT PLANT |  | 1278 | 157 | RICHLAND CHAMBERS LAKE/RESERVOIR NON-SYSTEM PORTION | C | 999 | RESERVOIR | 8 | TRINITY | 0 | SURFACE WATER | 1 | NO WATER QUALITY IMPROVEMENTS |  | 4738 | 1 | Purchase from water provider (1) - Richland Chambers | 35 | CORSICANA | C | BOTH | MUNICIPAL | 137 | CITY |  | N | 2020 | 2020 | 0 | 0 | 0 | 2473000 | 2473000 | 2473000 | 19970000 | 30 | 520 | COUNTY-OTHER, HILL | G | WUG | MUNICIPAL | 757 | COUNTY-OTHER | G | 109 | HILL | 0 | 64 | 60 | 168 | 155 | 142 | N
476 | WATER TREATMENT PLANT - EXPANSION | Water treatment plant - expansion | C | 5 | EXISTING SOURCE OR EXPANDED USE OF AN EXISTING SOURCE (SURFACE WATER OR GROUNDWATER) | 5 | OTHER SURFACE WATER | 3 | WATER TREATMENT PLANT |  | 1278 | 157 | RICHLAND CHAMBERS LAKE/RESERVOIR NON-SYSTEM PORTION | C | 999 | RESERVOIR | 8 | TRINITY | 0 | SURFACE WATER | 1 | NO WATER QUALITY IMPROVEMENTS |  | 4738 | 1 | Purchase from water provider (1) - Richland Chambers | 35 | CORSICANA | C | BOTH | MUNICIPAL | 137 | CITY |  | N | 2020 | 2020 | 0 | 0 | 0 | 2473000 | 2473000 | 2473000 | 19970000 | 30 | 961 | HUBBARD | G | WUG | MUNICIPAL | 287 | CITY | G | 109 | HILL | 0 | 34 | 31 | 84 | 76 | 69 | N
476 | WATER TREATMENT PLANT - EXPANSION | Water treatment plant - expansion | C | 5 | EXISTING SOURCE OR EXPANDED USE OF AN EXISTING SOURCE (SURFACE WATER OR GROUNDWATER) | 5 | OTHER SURFACE WATER | 3 | WATER TREATMENT PLANT |  | 1278 | 157 | RICHLAND CHAMBERS LAKE/RESERVOIR NON-SYSTEM PORTION | C | 999 | RESERVOIR | 8 | TRINITY | 0 | SURFACE WATER | 1 | NO WATER QUALITY IMPROVEMENTS |  | 4738 | 2 | Purchase from water provider (1) - Richland Chambers | 98 | MIDLOTHIAN | C | BOTH | MUNICIPAL | 405 | CITY |  | N | 2010 | 2020 | 0 | 5504800 | 5504800 | 8257200 | 2752400 | 2752400 | 66150000 | 30 | 98 | MIDLOTHIAN | C | BOTH | MUNICIPAL | 405 | CITY | C | 70 | ELLIS | 0 | 0 | 0 | 0 | 0 | 0 | Y
476 | WATER TREATMENT PLANT - EXPANSION | Water treatment plant - expansion | C | 5 | EXISTING SOURCE OR EXPANDED USE OF AN EXISTING SOURCE (SURFACE WATER OR GROUNDWATER) | 5 | OTHER SURFACE WATER | 3 | WATER TREATMENT PLANT |  | 1713 | 90 | TEXOMA LAKE/RESERVOIR NON-SYSTEM PORTION | C | 999 | RESERVOIR | 2 | RED | 0 | SURFACE WATER | 1 | NO WATER QUALITY IMPROVEMENTS |  | 7091 | 1 | Water treatment plant - expansion | 706 | DENISON | C | WUG | MUNICIPAL | 158 | CITY |  | N | 2040 | 2040 | 0 | 692200 | 692200 | 692200 | 256000 | 256000 | 7270000 | 30 | 706 | DENISON | C | WUG | MUNICIPAL | 158 | CITY | C | 91 | GRAYSON | 0 | 0 | 0 | 1121 | 1121 | 1121 | Y
476 | WATER TREATMENT PLANT - EXPANSION | Water treatment plant - expansion | C | 5 | EXISTING SOURCE OR EXPANDED USE OF AN EXISTING SOURCE (SURFACE WATER OR GROUNDWATER) | 5 | OTHER SURFACE WATER | 3 | WATER TREATMENT PLANT |  | 2526 | 86 | TEXOMA LAKE/RESERVOIR NORTH TEXAS MWD SYSTEM | C | 999 | RESERVOIR | 2 | RED | 0 | SURFACE WATER | 1 | NO WATER QUALITY IMPROVEMENTS |  | 5210 | 2 | Lake Texoma - authorized (blend) | 23 | CASH SUD | D | BOTH | MUNICIPAL | 4045 | UTILITY |  | Y | 2010 | 2030 | 0 | 0 | 692200 | 692200 | 692200 | 256000 | 7270000 | 30 | 23 | CASH SUD | D | BOTH | MUNICIPAL | 4045 | UTILITY | C | 199 | ROCKWALL | 0 | 0 | 0 | 0 | 0 | 0 | Y
476 | WATER TREATMENT PLANT - EXPANSION | Water treatment plant - expansion | C | 5 | EXISTING SOURCE OR EXPANDED USE OF AN EXISTING SOURCE (SURFACE WATER OR GROUNDWATER) | 5 | OTHER SURFACE WATER | 3 | WATER TREATMENT PLANT |  | 1178 | 152 | TRWD LAKE/RESERVOIR SYSTEM | C | 999 | RESERVOIR | 8 | TRINITY | 0 | SURFACE WATER | 5 | OTHER WATER QUALITY ENHANCEMENT |  | 4741 | 2 | TRA Tarrant County project | 200 | ARLINGTON | C | BOTH | MUNICIPAL | 25 | CITY |  | N | 2010 | 2040 | 0 | 0 | 0 | 7429080 | 7429080 | 7429080 | 54618000 | 30 | 200 | ARLINGTON | C | BOTH | MUNICIPAL | 25 | CITY | C | 220 | TARRANT | 0 | 0 | 0 | 0 | 0 | 0 | Y
476 | WATER TREATMENT PLANT - EXPANSION | Water treatment plant - expansion | C | 5 | EXISTING SOURCE OR EXPANDED USE OF AN EXISTING SOURCE (SURFACE WATER OR GROUNDWATER) | 5 | OTHER SURFACE WATER | 3 | WATER TREATMENT PLANT |  | 1178 | 152 | TRWD LAKE/RESERVOIR SYSTEM | C | 999 | RESERVOIR | 8 | TRINITY | 0 | SURFACE WATER | 5 | OTHER WATER QUALITY ENHANCEMENT |  | 4741 | 2 | TRA Tarrant County project | 209 | AZLE | C | WUG | MUNICIPAL | 31 | CITY |  | N | 2020 | 2020 | 0 | 1009760 | 1009760 | 1009760 | 1392760 | 1392760 | 20892000 | 30 | 209 | AZLE | C | WUG | MUNICIPAL | 31 | CITY | C | 220 | TARRANT | 0 | 484 | 828 | 1158 | 1424 | 1497 | Y
476 | WATER TREATMENT PLANT - EXPANSION | Water treatment plant - expansion | C | 5 | EXISTING SOURCE OR EXPANDED USE OF AN EXISTING SOURCE (SURFACE WATER OR GROUNDWATER) | 5 | OTHER SURFACE WATER | 3 | WATER TREATMENT PLANT |  | 1178 | 152 | TRWD LAKE/RESERVOIR SYSTEM | C | 999 | RESERVOIR | 8 | TRINITY | 0 | SURFACE WATER | 5 | OTHER WATER QUALITY ENHANCEMENT |  | 4741 | 2 | TRA Tarrant County project | 242 | BENBROOK | C | WUG | MUNICIPAL | 51 | CITY | Multiple expansions | N | 2010 | 2020 | 0 | 532920 | 932920 | 1065840 | 1257840 | 1257840 | 17046000 | 30 | 242 | BENBROOK | C | WUG | MUNICIPAL | 51 | CITY | C | 220 | TARRANT | 0 | 0 | 0 | 0 | 0 | 0 | Y
476 | WATER TREATMENT PLANT - EXPANSION | Water treatment plant - expansion | C | 5 | EXISTING SOURCE OR EXPANDED USE OF AN EXISTING SOURCE (SURFACE WATER OR GROUNDWATER) | 5 | OTHER SURFACE WATER | 3 | WATER TREATMENT PLANT |  | 1178 | 152 | TRWD LAKE/RESERVOIR SYSTEM | C | 999 | RESERVOIR | 8 | TRINITY | 0 | SURFACE WATER | 5 | OTHER WATER QUALITY ENHANCEMENT |  | 4741 | 2 | TRA Tarrant County project | 291 | BRIDGEPORT | C | WUG | MUNICIPAL | 76 | CITY |  | N | 2010 | 2040 | 0 | 0 | 0 | 692200 | 692200 | 1384400 | 14540000 | 30 | 291 | BRIDGEPORT | C | WUG | MUNICIPAL | 76 | CITY | C | 249 | WISE | 0 | 0 | 0 | 0 | 0 | 0 | Y
476 | WATER TREATMENT PLANT - EXPANSION | Water treatment plant - expansion | C | 5 | EXISTING SOURCE OR EXPANDED USE OF AN EXISTING SOURCE (SURFACE WATER OR GROUNDWATER) | 5 | OTHER SURFACE WATER | 3 | WATER TREATMENT PLANT |  | 1178 | 152 | TRWD LAKE/RESERVOIR SYSTEM | C | 999 | RESERVOIR | 8 | TRINITY | 0 | SURFACE WATER | 5 | OTHER WATER QUALITY ENHANCEMENT |  | 4741 | 2 | TRA Tarrant County project | 45 | EAST CEDAR CREEK FWSD | C | BOTH | MUNICIPAL | 4094 | UTILITY |  | N | 2010 | 2020 | 0 | 692200 | 692200 | 692200 | 256000 | 948200 | 14540000 | 30 | 45 | EAST CEDAR CREEK FWSD | C | BOTH | MUNICIPAL | 4094 | UTILITY | C | 107 | HENDERSON | 0 | 0 | 0 | 0 | 0 | 0 | Y
476 | WATER TREATMENT PLANT - EXPANSION | Water treatment plant - expansion | C | 5 | EXISTING SOURCE OR EXPANDED USE OF AN EXISTING SOURCE (SURFACE WATER OR GROUNDWATER) | 5 | OTHER SURFACE WATER | 3 | WATER TREATMENT PLANT |  | 1178 | 152 | TRWD LAKE/RESERVOIR SYSTEM | C | 999 | RESERVOIR | 8 | TRINITY | 0 | SURFACE WATER | 5 | OTHER WATER QUALITY ENHANCEMENT |  | 4741 | 2 | TRA Tarrant County project | 51 | ENNIS | C | BOTH | MUNICIPAL | 192 | CITY |  | N | 2010 | 2040 | 0 | 0 | 0 | 2000550 | 2000550 | 4001100 | 33960000 | 30 | 51 | ENNIS | C | BOTH | MUNICIPAL | 192 | CITY | C | 70 | ELLIS | 0 | 0 | 0 | 0 | 0 | 0 | Y
476 | WATER TREATMENT PLANT - EXPANSION | Water treatment plant - expansion | C | 5 | EXISTING SOURCE OR EXPANDED USE OF AN EXISTING SOURCE (SURFACE WATER OR GROUNDWATER) | 5 | OTHER SURFACE WATER | 3 | WATER TREATMENT PLANT |  | 1178 | 152 | TRWD LAKE/RESERVOIR SYSTEM | C | 999 | RESERVOIR | 8 | TRINITY | 0 | SURFACE WATER | 5 | OTHER WATER QUALITY ENHANCEMENT |  | 4741 | 2 | TRA Tarrant County project | 55 | FORT WORTH | C | BOTH | MUNICIPAL | 213 | CITY | Costs for all Expansions are listed under this WMS | N | 2010 | 2020 | 0 | 11060980 | 19019540 | 47550520 | 59786860 | 67360280 | 772646000 | 30 | 55 | FORT WORTH | C | BOTH | MUNICIPAL | 213 | CITY | C | 220 | TARRANT | 0 | 0 | 0 | 0 | 0 | 0 | Y
476 | WATER TREATMENT PLANT - EXPANSION | Water treatment plant - expansion | C | 5 | EXISTING SOURCE OR EXPANDED USE OF AN EXISTING SOURCE (SURFACE WATER OR GROUNDWATER) | 5 | OTHER SURFACE WATER | 3 | WATER TREATMENT PLANT |  | 1178 | 152 | TRWD LAKE/RESERVOIR SYSTEM | C | 999 | RESERVOIR | 8 | TRINITY | 0 | SURFACE WATER | 5 | OTHER WATER QUALITY ENHANCEMENT |  | 4741 | 2 | TRA Tarrant County project | 94 | MANSFIELD | C | BOTH | MUNICIPAL | 384 | CITY |  | N | 2010 | 2020 | 0 | 7372480 | 7372480 | 11058720 | 7518240 | 11204480 | 118016000 | 30 | 94 | MANSFIELD | C | BOTH | MUNICIPAL | 384 | CITY | C | 70 | ELLIS | 0 | 0 | 0 | 0 | 0 | 0 | Y
476 | WATER TREATMENT PLANT - EXPANSION | Water treatment plant - expansion | C | 5 | EXISTING SOURCE OR EXPANDED USE OF AN EXISTING SOURCE (SURFACE WATER OR GROUNDWATER) | 5 | OTHER SURFACE WATER | 3 | WATER TREATMENT PLANT |  | 1178 | 152 | TRWD LAKE/RESERVOIR SYSTEM | C | 999 | RESERVOIR | 8 | TRINITY | 0 | SURFACE WATER | 5 | OTHER WATER QUALITY ENHANCEMENT |  | 4741 | 2 | TRA Tarrant County project | 94 | MANSFIELD | C | BOTH | MUNICIPAL | 384 | CITY |  | N | 2010 | 2020 | 0 | 7372480 | 7372480 | 11058720 | 7518240 | 11204480 | 118016000 | 30 | 94 | MANSFIELD | C | BOTH | MUNICIPAL | 384 | CITY | C | 220 | TARRANT | 0 | 0 | 0 | 0 | 0 | 0 | Y
476 | WATER TREATMENT PLANT - EXPANSION | Water treatment plant - expansion | C | 5 | EXISTING SOURCE OR EXPANDED USE OF AN EXISTING SOURCE (SURFACE WATER OR GROUNDWATER) | 5 | OTHER SURFACE WATER | 3 | WATER TREATMENT PLANT |  | 1178 | 152 | TRWD LAKE/RESERVOIR SYSTEM | C | 999 | RESERVOIR | 8 | TRINITY | 0 | SURFACE WATER | 5 | OTHER WATER QUALITY ENHANCEMENT |  | 4741 | 2 | TRA Tarrant County project | 94 | MANSFIELD | C | BOTH | MUNICIPAL | 384 | CITY |  | N | 2010 | 2020 | 0 | 7372480 | 7372480 | 11058720 | 7518240 | 11204480 | 118016000 | 30 | 94 | MANSFIELD | C | BOTH | MUNICIPAL | 384 | CITY | G | 126 | JOHNSON | 0 | 0 | 0 | 0 | 0 | 0 | Y
476 | WATER TREATMENT PLANT - EXPANSION | Water treatment plant - expansion | C | 5 | EXISTING SOURCE OR EXPANDED USE OF AN EXISTING SOURCE (SURFACE WATER OR GROUNDWATER) | 5 | OTHER SURFACE WATER | 3 | WATER TREATMENT PLANT |  | 1178 | 152 | TRWD LAKE/RESERVOIR SYSTEM | C | 999 | RESERVOIR | 8 | TRINITY | 0 | SURFACE WATER | 5 | OTHER WATER QUALITY ENHANCEMENT |  | 4741 | 2 | TRA Tarrant County project | 121 | ROCKETT SUD | C | BOTH | MUNICIPAL | 4325 | UTILITY |  | N | 2010 | 2020 | 0 | 2675200 | 2675200 | 2675200 | 2675200 | 2675200 | 38460000 | 30 | 121 | ROCKETT SUD | C | BOTH | MUNICIPAL | 4325 | UTILITY | C | 57 | DALLAS | 0 | 0 | 0 | 0 | 0 | 0 | Y
476 | WATER TREATMENT PLANT - EXPANSION | Water treatment plant - expansion | C | 5 | EXISTING SOURCE OR EXPANDED USE OF AN EXISTING SOURCE (SURFACE WATER OR GROUNDWATER) | 5 | OTHER SURFACE WATER | 3 | WATER TREATMENT PLANT |  | 1178 | 152 | TRWD LAKE/RESERVOIR SYSTEM | C | 999 | RESERVOIR | 8 | TRINITY | 0 | SURFACE WATER | 5 | OTHER WATER QUALITY ENHANCEMENT |  | 4741 | 2 | TRA Tarrant County project | 2306 | RUNAWAY BAY | C | WUG | MUNICIPAL | 1059 | CITY | Strategy starts in 2030. | N | 2010 | 2020 | 0 | 228100 | 228100 | 228100 | 64000 | 64000 | 2735000 | 30 | 2306 | RUNAWAY BAY | C | WUG | MUNICIPAL | 1059 | CITY | C | 249 | WISE | 0 | 0 | 0 | 0 | 0 | 0 | Y
476 | WATER TREATMENT PLANT - EXPANSION | Water treatment plant - expansion | C | 5 | EXISTING SOURCE OR EXPANDED USE OF AN EXISTING SOURCE (SURFACE WATER OR GROUNDWATER) | 5 | OTHER SURFACE WATER | 3 | WATER TREATMENT PLANT |  | 1178 | 152 | TRWD LAKE/RESERVOIR SYSTEM | C | 999 | RESERVOIR | 8 | TRINITY | 0 | SURFACE WATER | 5 | OTHER WATER QUALITY ENHANCEMENT |  | 4741 | 2 | TRA Tarrant County project | 2393 | SPRINGTOWN | C | WUG | MUNICIPAL | 574 | CITY |  | N | 2010 | 2030 | 0 | 0 | 373640 | 373640 | 373640 | 128000 | 4094000 | 30 | 2393 | SPRINGTOWN | C | WUG | MUNICIPAL | 574 | CITY | C | 184 | PARKER | 0 | 0 | 0 | 0 | 0 | 0 | Y
476 | WATER TREATMENT PLANT - EXPANSION | Water treatment plant - expansion | C | 5 | EXISTING SOURCE OR EXPANDED USE OF AN EXISTING SOURCE (SURFACE WATER OR GROUNDWATER) | 5 | OTHER SURFACE WATER | 3 | WATER TREATMENT PLANT |  | 1178 | 152 | TRWD LAKE/RESERVOIR SYSTEM | C | 999 | RESERVOIR | 8 | TRINITY | 0 | SURFACE WATER | 5 | OTHER WATER QUALITY ENHANCEMENT |  | 4741 | 2 | TRA Tarrant County project | 153 | WALNUT CREEK SUD | C | BOTH | MUNICIPAL | 4373 | UTILITY |  | N | 2010 | 2020 | 0 | 692200 | 2076600 | 3461000 | 3717000 | 3536800 | 50890000 | 30 | 153 | WALNUT CREEK SUD | C | BOTH | MUNICIPAL | 4373 | UTILITY | C | 184 | PARKER | 0 | 0 | 0 | 0 | 0 | 0 | Y
476 | WATER TREATMENT PLANT - EXPANSION | Water treatment plant - expansion | C | 5 | EXISTING SOURCE OR EXPANDED USE OF AN EXISTING SOURCE (SURFACE WATER OR GROUNDWATER) | 5 | OTHER SURFACE WATER | 3 | WATER TREATMENT PLANT |  | 1178 | 152 | TRWD LAKE/RESERVOIR SYSTEM | C | 999 | RESERVOIR | 8 | TRINITY | 0 | SURFACE WATER | 5 | OTHER WATER QUALITY ENHANCEMENT |  | 4741 | 2 | TRA Tarrant County project | 154 | WAXAHACHIE | C | BOTH | MUNICIPAL | 633 | CITY | Water purchased from TTWD will be used in the WTP expansions | N | 2010 | 2020 | 0 | 2675200 | 2675200 | 2675200 | 3825740 | 3825740 | 38452000 | 30 | 154 | WAXAHACHIE | C | BOTH | MUNICIPAL | 633 | CITY | C | 70 | ELLIS | 0 | 0 | 0 | 0 | 0 | 0 | Y
476 | WATER TREATMENT PLANT - EXPANSION | Water treatment plant - expansion | C | 5 | EXISTING SOURCE OR EXPANDED USE OF AN EXISTING SOURCE (SURFACE WATER OR GROUNDWATER) | 5 | OTHER SURFACE WATER | 3 | WATER TREATMENT PLANT |  | 1178 | 152 | TRWD LAKE/RESERVOIR SYSTEM | C | 999 | RESERVOIR | 8 | TRINITY | 0 | SURFACE WATER | 5 | OTHER WATER QUALITY ENHANCEMENT |  | 4741 | 2 | TRA Tarrant County project | 155 | WEATHERFORD | C | BOTH | MUNICIPAL | 634 | CITY |  | N | 2010 | 2030 | 0 | 0 | 1986660 | 1986660 | 1986660 | 2880660 | 36422000 | 30 | 155 | WEATHERFORD | C | BOTH | MUNICIPAL | 634 | CITY | C | 184 | PARKER | 0 | 0 | 0 | 0 | 0 | 0 | Y
476 | WATER TREATMENT PLANT - EXPANSION | Water treatment plant - expansion | C | 5 | EXISTING SOURCE OR EXPANDED USE OF AN EXISTING SOURCE (SURFACE WATER OR GROUNDWATER) | 5 | OTHER SURFACE WATER | 3 | WATER TREATMENT PLANT |  | 1178 | 152 | TRWD LAKE/RESERVOIR SYSTEM | C | 999 | RESERVOIR | 8 | TRINITY | 0 | SURFACE WATER | 5 | OTHER WATER QUALITY ENHANCEMENT |  | 4741 | 2 | TRA Tarrant County project | 2604 | WEST WISE RURAL SUD | C | WUG | MUNICIPAL | 4391 | UTILITY |  | N | 2010 | 2060 | 0 | 0 | 0 | 0 | 0 | 373640 | 4094000 | 30 | 2604 | WEST WISE RURAL SUD | C | WUG | MUNICIPAL | 4391 | UTILITY | C | 249 | WISE | 0 | 0 | 0 | 0 | 0 | 0 | Y
476 | WATER TREATMENT PLANT - EXPANSION | Water treatment plant - expansion | C | 5 | EXISTING SOURCE OR EXPANDED USE OF AN EXISTING SOURCE (SURFACE WATER OR GROUNDWATER) | 5 | OTHER SURFACE WATER | 3 | WATER TREATMENT PLANT |  | 1178 | 152 | TRWD LAKE/RESERVOIR SYSTEM | C | 999 | RESERVOIR | 8 | TRINITY | 0 | SURFACE WATER | 5 | OTHER WATER QUALITY ENHANCEMENT |  | 4741 | 2 | TRA Tarrant County project | 161 | WISE COUNTY WSD | C | WWP | WWP | N/A | N/A |  | N | 2010 | 2020 | 0 | 692200 | 692200 | 692200 | 948200 | 948200 | 14540000 | 30 | 704 | DECATUR | C | WUG | MUNICIPAL | 153 | CITY | C | 249 | WISE | 0 | 0 | 0 | 0 | 0 | 0 | Y
636 | WATER TREATMENT PLANT-EXPANSION- REUSE SOURCES | Water treatment plant - expansion - reuse sources | C | 8 | REUSE | 7 | REUSE | 3 | WATER TREATMENT PLANT | THIS STRATEGY IS THE SAME AS C53.1 BUT IT IS FOR REUSE SOURCES. | 1173 | 4170 | INDIRECT REUSE | C | 107 | HENDERSON | 8 | TRINITY | 2 | REUSE | 5 | OTHER WATER QUALITY ENHANCEMENT |  | 4751 | 2 | TRWD third pipeline and reuse | 1613 | MABANK | C | WUG | MUNICIPAL | 375 | CITY |  | N | 2010 | 2030 | 0 | 0 | 361000 | 361000 | 361000 | 64000 | 4094000 | 30 | 1613 | MABANK | C | WUG | MUNICIPAL | 375 | CITY | C | 129 | KAUFMAN | 0 | 0 | 0 | 0 | 0 | 0 | Y
636 | WATER TREATMENT PLANT-EXPANSION- REUSE SOURCES | Water treatment plant - expansion - reuse sources | C | 8 | REUSE | 7 | REUSE | 3 | WATER TREATMENT PLANT | THIS STRATEGY IS THE SAME AS C53.1 BUT IT IS FOR REUSE SOURCES. | 1173 | 4170 | INDIRECT REUSE | C | 107 | HENDERSON | 8 | TRINITY | 2 | REUSE | 5 | OTHER WATER QUALITY ENHANCEMENT |  | 4760 | 1 | Facility improvements - reuse sources | 156 | WEST CEDAR CREEK MUD | C | BOTH | MUNICIPAL | 4381 | UTILITY |  | N | 2010 | 2040 | 0 | 0 | 0 | 1498680 | 1498680 | 2137680 | 28656000 | 30 | 156 | WEST CEDAR CREEK MUD - FUTURE CUSTOMER/SURPLUS SUPPLY | C | BOTH | MUNICIPAL | N/A | N/A | C | 129 | KAUFMAN | 0 | 0 | 0 | 0 | 0 | 0 | Y
432 | WATER TREATMENT PLANT - NEW | Water treatment plant - new | C | 5 | EXISTING SOURCE OR EXPANDED USE OF AN EXISTING SOURCE (SURFACE WATER OR GROUNDWATER) | 5 | OTHER SURFACE WATER | 3 | WATER TREATMENT PLANT |  | 1141 | 252 | FORK LAKE/RESERVOIR | D | 999 | RESERVOIR | 5 | SABINE | 0 | SURFACE WATER | 5 | OTHER WATER QUALITY ENHANCEMENT |  | 5286 | 1 | Additional pipeline from Lake Tawakoni (more Lake Fork supply) | 1317 | LEWISVILLE | C | WUG | MUNICIPAL | 355 | CITY |  | Y | 2010 | 2040 | 0 | 0 | 0 | 3575000 | 3575000 | 3575000 | 31621000 | 30 | 1317 | LEWISVILLE | C | WUG | MUNICIPAL | 355 | CITY | C | 61 | DENTON | 0 | 0 | 0 | 0 | 0 | 0 | N
432 | WATER TREATMENT PLANT - NEW | Water treatment plant - new | C | 5 | EXISTING SOURCE OR EXPANDED USE OF AN EXISTING SOURCE (SURFACE WATER OR GROUNDWATER) | 7 | REUSE | 3 | WATER TREATMENT PLANT |  | 2550 | 4171 | INDIRECT REUSE | C | 175 | NAVARRO | 8 | TRINITY | 2 | REUSE | 1 | NO WATER QUALITY IMPROVEMENTS |  | 4751 | 1 | TRWD third pipeline and reuse | 209 | AZLE | C | WUG | MUNICIPAL | 31 | CITY |  | N | 2020 | 2020 | 0 | 0 | 0 | 1470000 | 1470000 | 1470000 | 14964000 | 30 | 209 | AZLE | C | WUG | MUNICIPAL | 31 | CITY | C | 220 | TARRANT | 0 | 93 | 0 | 19 | 0 | 96 | N
432 | WATER TREATMENT PLANT - NEW | Water treatment plant - new | C | 5 | EXISTING SOURCE OR EXPANDED USE OF AN EXISTING SOURCE (SURFACE WATER OR GROUNDWATER) | 7 | REUSE | 3 | WATER TREATMENT PLANT |  | 2550 | 4171 | INDIRECT REUSE | C | 175 | NAVARRO | 8 | TRINITY | 2 | REUSE | 1 | NO WATER QUALITY IMPROVEMENTS |  | 4751 | 1 | TRWD third pipeline and reuse | 94 | MANSFIELD | C | BOTH | MUNICIPAL | 384 | CITY |  | N | 2010 | 2020 | 0 | 4900000 | 4900000 | 4900000 | 1916000 | 1916000 | 41080000 | 30 | 94 | MANSFIELD | C | BOTH | MUNICIPAL | 384 | CITY | C | 220 | TARRANT | 0 | 0 | 0 | 0 | 0 | 0 | N
432 | WATER TREATMENT PLANT - NEW | Water treatment plant - new | C | 5 | EXISTING SOURCE OR EXPANDED USE OF AN EXISTING SOURCE (SURFACE WATER OR GROUNDWATER) | 5 | OTHER SURFACE WATER | 3 | WATER TREATMENT PLANT |  | 2549 | 4183 | MUENSTER LAKE/RESERVOIR | C | 999 | RESERVOIR | 2 | RED | 0 | SURFACE WATER | 1 | NO WATER QUALITY IMPROVEMENTS |  | 5184 | 1 | Water treatment plant - new | 1654 | MANUFACTURING, COOKE | C | WUG | MANUFACTURING | 1001 | N/A |  | Y | 2030 | 2030 | 0 | 0 | 0 | 0 | 0 | 0 | 0 | 0 | 1654 | MANUFACTURING, COOKE | C | WUG | MANUFACTURING | 1001 | N/A | C | 49 | COOKE | 0 | 0 | 60 | 61 | 63 | 65 | N
432 | WATER TREATMENT PLANT - NEW | Water treatment plant - new | C | 5 | EXISTING SOURCE OR EXPANDED USE OF AN EXISTING SOURCE (SURFACE WATER OR GROUNDWATER) | 5 | OTHER SURFACE WATER | 3 | WATER TREATMENT PLANT |  | 2424 | 158 | NAVARRO MILLS LAKE/RESERVOIR | C | 999 | RESERVOIR | 8 | TRINITY | 0 | SURFACE WATER | 1 | NO WATER QUALITY IMPROVEMENTS |  | 4734 | 1 | Water treatment plant - new | 697 | DAWSON | C | WUG | MUNICIPAL | 855 | CITY |  | N | 2020 | 2020 | 0 | 89000 | 89000 | 89000 | 13000 | 13000 | 1044000 | 30 | 697 | DAWSON | C | WUG | MUNICIPAL | 855 | CITY | C | 175 | NAVARRO | 0 | 56 | 56 | 56 | 56 | 56 | N
432 | WATER TREATMENT PLANT - NEW | Water treatment plant - new | C | 5 | EXISTING SOURCE OR EXPANDED USE OF AN EXISTING SOURCE (SURFACE WATER OR GROUNDWATER) | 5 | OTHER SURFACE WATER | 3 | WATER TREATMENT PLANT |  | 2423 | 157 | RICHLAND CHAMBERS LAKE/RESERVOIR NON-SYSTEM PORTION | C | 999 | RESERVOIR | 8 | TRINITY | 0 | SURFACE WATER | 1 | NO WATER QUALITY IMPROVEMENTS |  | 4739 | 1 | Water treatment plant - new | 35 | CORSICANA | C | BOTH | MUNICIPAL | 137 | CITY |  | N | 2010 | 2020 | 0 | 2496000 | 2496000 | 2496000 | 143000 | 143000 | 32388400 | 30 | 35 | CORSICANA | C | BOTH | MUNICIPAL | 137 | CITY | C | 175 | NAVARRO | 0 | 0 | 0 | 0 | 0 | 0 | N
432 | WATER TREATMENT PLANT - NEW | Water treatment plant - new | C | 5 | EXISTING SOURCE OR EXPANDED USE OF AN EXISTING SOURCE (SURFACE WATER OR GROUNDWATER) | 5 | OTHER SURFACE WATER | 3 | WATER TREATMENT PLANT |  | 2423 | 157 | RICHLAND CHAMBERS LAKE/RESERVOIR NON-SYSTEM PORTION | C | 999 | RESERVOIR | 8 | TRINITY | 0 | SURFACE WATER | 1 | NO WATER QUALITY IMPROVEMENTS |  | 4739 | 1 | Water treatment plant - new | 767 | FAIRFIELD | C | WUG | MUNICIPAL | 196 | CITY |  | N | 2010 | 2040 | 0 | 0 | 0 | 817000 | 817000 | 817000 | 8218000 | 30 | 767 | FAIRFIELD | C | WUG | MUNICIPAL | 196 | CITY | C | 81 | FREESTONE | 0 | 0 | 0 | 0 | 0 | 0 | N
432 | WATER TREATMENT PLANT - NEW | Water treatment plant - new | C | 5 | EXISTING SOURCE OR EXPANDED USE OF AN EXISTING SOURCE (SURFACE WATER OR GROUNDWATER) | 5 | OTHER SURFACE WATER | 3 | WATER TREATMENT PLANT |  | 1142 | 152 | TRWD LAKE/RESERVOIR SYSTEM | C | 999 | RESERVOIR | 8 | TRINITY | 0 | SURFACE WATER | 5 | OTHER WATER QUALITY ENHANCEMENT |  | 4742 | 1 | Water treatment plant - new | 291 | BRIDGEPORT | C | WUG | MUNICIPAL | 76 | CITY |  | N | 2020 | 2020 | 0 | 1097000 | 1097000 | 1097000 | 1097000 | 1097000 | 11576000 | 30 | 291 | BRIDGEPORT | C | WUG | MUNICIPAL | 76 | CITY | C | 249 | WISE | 0 | 43 | 407 | 451 | 494 | 590 | N
432 | WATER TREATMENT PLANT - NEW | Water treatment plant - new | C | 5 | EXISTING SOURCE OR EXPANDED USE OF AN EXISTING SOURCE (SURFACE WATER OR GROUNDWATER) | 5 | OTHER SURFACE WATER | 3 | WATER TREATMENT PLANT |  | 1142 | 152 | TRWD LAKE/RESERVOIR SYSTEM | C | 999 | RESERVOIR | 8 | TRINITY | 0 | SURFACE WATER | 5 | OTHER WATER QUALITY ENHANCEMENT |  | 4743 | 1 | Purchase from water provider (1) - TRWD System | 55 | FORT WORTH | C | BOTH | MUNICIPAL | 213 | CITY | This is New West WTP & new Southwest WTP | N | 2010 | 2020 | 0 | 12036000 | 12036000 | 12036000 | 4727000 | 4727000 | 100617000 | 30 | 55 | FORT WORTH | C | BOTH | MUNICIPAL | 213 | CITY | C | 249 | WISE | 0 | 0 | 0 | 0 | 0 | 0 | N
432 | WATER TREATMENT PLANT - NEW | Water treatment plant - new | C | 5 | EXISTING SOURCE OR EXPANDED USE OF AN EXISTING SOURCE (SURFACE WATER OR GROUNDWATER) | 5 | OTHER SURFACE WATER | 3 | WATER TREATMENT PLANT |  | 1142 | 152 | TRWD LAKE/RESERVOIR SYSTEM | C | 999 | RESERVOIR | 8 | TRINITY | 0 | SURFACE WATER | 5 | OTHER WATER QUALITY ENHANCEMENT |  | 4744 | 1 | Water treatment plant - new | 869 | GUN BARREL CITY | C | WUG | MUNICIPAL | 699 | CITY |  | N | 2010 | 2020 | 0 | 1097000 | 1097000 | 1097000 | 256000 | 256000 | 11576000 | 30 | 869 | GUN BARREL CITY | C | WUG | MUNICIPAL | 699 | CITY | C | 107 | HENDERSON | 0 | 0 | 0 | 0 | 0 | 0 | N
432 | WATER TREATMENT PLANT - NEW | Water treatment plant - new | C | 5 | EXISTING SOURCE OR EXPANDED USE OF AN EXISTING SOURCE (SURFACE WATER OR GROUNDWATER) | 5 | OTHER SURFACE WATER | 3 | WATER TREATMENT PLANT |  | 1142 | 152 | TRWD LAKE/RESERVOIR SYSTEM | C | 999 | RESERVOIR | 8 | TRINITY | 0 | SURFACE WATER | 5 | OTHER WATER QUALITY ENHANCEMENT |  | 4745 | 1 | Water treatment plant - new | 98 | MIDLOTHIAN | C | BOTH | MUNICIPAL | 405 | CITY |  | N | 2010 | 2020 | 0 | 3373200 | 3373200 | 3373200 | 1150540 | 1150540 | 30590000 | 30 | 98 | MIDLOTHIAN | C | BOTH | MUNICIPAL | 405 | CITY | C | 70 | ELLIS | 0 | 0 | 0 | 0 | 0 | 0 | N
432 | WATER TREATMENT PLANT - NEW | Water treatment plant - new | C | 5 | EXISTING SOURCE OR EXPANDED USE OF AN EXISTING SOURCE (SURFACE WATER OR GROUNDWATER) | 5 | OTHER SURFACE WATER | 3 | WATER TREATMENT PLANT |  | 1142 | 152 | TRWD LAKE/RESERVOIR SYSTEM | C | 999 | RESERVOIR | 8 | TRINITY | 0 | SURFACE WATER | 5 | OTHER WATER QUALITY ENHANCEMENT |  | 4746 | 1 | Water treatment plant - new | 2393 | SPRINGTOWN | C | WUG | MUNICIPAL | 574 | CITY |  | N | 2010 | 2020 | 0 | 723000 | 723000 | 723000 | 128000 | 128000 | 8188000 | 30 | 2393 | SPRINGTOWN | C | WUG | MUNICIPAL | 574 | CITY | C | 184 | PARKER | 0 | 0 | 0 | 0 | 0 | 0 | N
432 | WATER TREATMENT PLANT - NEW | Water treatment plant - new | C | 5 | EXISTING SOURCE OR EXPANDED USE OF AN EXISTING SOURCE (SURFACE WATER OR GROUNDWATER) | 5 | OTHER SURFACE WATER | 3 | WATER TREATMENT PLANT |  | 1142 | 152 | TRWD LAKE/RESERVOIR SYSTEM | C | 999 | RESERVOIR | 8 | TRINITY | 0 | SURFACE WATER | 5 | OTHER WATER QUALITY ENHANCEMENT |  | 4747 | 1 | Water treatment plant - new | 153 | WALNUT CREEK SUD | C | BOTH | MUNICIPAL | 4373 | UTILITY |  | N | 2010 | 2030 | 0 | 0 | 1097000 | 1097000 | 1097000 | 256000 | 11576000 | 30 | 153 | WALNUT CREEK SUD | C | BOTH | MUNICIPAL | 4373 | UTILITY | C | 184 | PARKER | 0 | 0 | 0 | 0 | 0 | 0 | N
432 | WATER TREATMENT PLANT - NEW | Water treatment plant - new | C | 5 | EXISTING SOURCE OR EXPANDED USE OF AN EXISTING SOURCE (SURFACE WATER OR GROUNDWATER) | 5 | OTHER SURFACE WATER | 3 | WATER TREATMENT PLANT |  | 1142 | 152 | TRWD LAKE/RESERVOIR SYSTEM | C | 999 | RESERVOIR | 8 | TRINITY | 0 | SURFACE WATER | 5 | OTHER WATER QUALITY ENHANCEMENT |  | 4748 | 1 | Water treatment plant - new | 2604 | WEST WISE RURAL SUD | C | WUG | MUNICIPAL | 4391 | UTILITY |  | N | 2010 | 2030 | 0 | 0 | 418000 | 418000 | 418000 | 64000 | 4871000 | 30 | 2604 | WEST WISE RURAL SUD | C | WUG | MUNICIPAL | 4391 | UTILITY | C | 249 | WISE | 0 | 0 | 0 | 0 | 0 | 0 | N
482 | WEATHER MODIFICATION | Weather Modification | F | 9 | WEATHER MODIFICATION | 11 | OTHER - WEATHER MODIFICATION | 1 | NO INFRASTRUCTURE | Insufficient data to determine amount of reliable water supply made available and the specific WUGs that benefit from strategy. | 1230 | 2206 | WEATHER MODIFICATION | F | 118 | IRION | 14 | COLORADO | 6 | WEATHER MODIFICATION | 1 | NO WATER QUALITY IMPROVEMENTS | WTWMA program | 3215 | 1 | Weather Modification | 1092 | IRRIGATION, IRION | F | WUG | IRRIGATION | 1004 | N/A | Arbitrarily assigning costs to Irion Irrigation. Insufficient data to assign supply to strategy. | N | 2010 | 2010 | 90000 | 90000 | 90000 | 90000 | 90000 | 90000 | 0 | 0 | 1092 | IRRIGATION, IRION | F | WUG | IRRIGATION | 1004 | N/A | F | 118 | IRION | 0 | 0 | 0 | 0 | 0 | 0 | N
482 | WEATHER MODIFICATION | Weather Modification | F | 9 | WEATHER MODIFICATION | 11 | OTHER - WEATHER MODIFICATION | 1 | NO INFRASTRUCTURE | Insufficient data to determine amount of reliable water supply made available and the specific WUGs that benefit from strategy. | 1215 | 2221 | WEATHER MODIFICATION | F | 168 | MITCHELL | 14 | COLORADO | 6 | WEATHER MODIFICATION | 1 | NO WATER QUALITY IMPROVEMENTS | CRMWD program | 3216 | 1 | Weather Modification | 1138 | IRRIGATION, MITCHELL | F | WUG | IRRIGATION | 1004 | N/A | Arbitrarily assigned to Mitchell County Irrigation | N | 2010 | 2010 | 100000 | 100000 | 100000 | 100000 | 100000 | 100000 | 0 | 0 | 1138 | IRRIGATION, MITCHELL | F | WUG | IRRIGATION | 1004 | N/A | F | 168 | MITCHELL | 0 | 0 | 0 | 0 | 0 | 0 | N
482 | WEATHER MODIFICATION | Weather Modification | F | 9 | WEATHER MODIFICATION | 11 | OTHER - WEATHER MODIFICATION | 1 | NO INFRASTRUCTURE | Insufficient data to determine amount of reliable water supply made available and the specific WUGs that benefit from strategy. | 1235 | 2364 | WEATHER MODIFICATION | F | 238 | WARD | 23 | RIO GRANDE | 6 | WEATHER MODIFICATION | 1 | NO WATER QUALITY IMPROVEMENTS | TPWMA program | 6018 | 1 | Weather Modification | 1202 | IRRIGATION, WARD | F | WUG | IRRIGATION | 1004 | N/A | Arbitrarily assigned to Ward County Irrigation. Insufficient data to determine supply from strategy. | N | 2010 | 2010 | 90000 | 90000 | 90000 | 90000 | 90000 | 90000 | 0 | 0 | 1202 | IRRIGATION, WARD | F | WUG | IRRIGATION | 1004 | N/A | F | 238 | WARD | 0 | 0 | 0 | 0 | 0 | 0 | N
800 | WESTERN CANYON WTP EXPANSION | Western Canyon water treatment plant expansion | L | 5 | EXISTING SOURCE OR EXPANDED USE OF AN EXISTING SOURCE (SURFACE WATER OR GROUNDWATER) | 5 | OTHER SURFACE WATER | 3 | WATER TREATMENT PLANT |  | 2186 | 756 | CANYON LAKE/RESERVOIR | L | 999 | RESERVOIR | 18 | GUADALUPE | 0 | SURFACE WATER | 1 | NO WATER QUALITY IMPROVEMENTS |  | 6083 | 1 | Western Canyon water treatment plant expansion | 268 | BOERNE | L | WUG | MUNICIPAL | 63 | CITY |  | Y | 2060 | 2060 | 0 | 0 | 0 | 0 | 0 | 86940 | 0 | 0 | 268 | BOERNE | L | WUG | MUNICIPAL | 63 | CITY | L | 130 | KENDALL | 0 | 0 | 0 | 0 | 0 | 276 | Y
800 | WESTERN CANYON WTP EXPANSION | Western Canyon water treatment plant expansion | L | 5 | EXISTING SOURCE OR EXPANDED USE OF AN EXISTING SOURCE (SURFACE WATER OR GROUNDWATER) | 5 | OTHER SURFACE WATER | 3 | WATER TREATMENT PLANT |  | 2186 | 756 | CANYON LAKE/RESERVOIR | L | 999 | RESERVOIR | 18 | GUADALUPE | 0 | SURFACE WATER | 1 | NO WATER QUALITY IMPROVEMENTS |  | 6083 | 1 | Western Canyon water treatment plant expansion | 541 | COUNTY-OTHER, KENDALL | L | WUG | MUNICIPAL | 757 | COUNTY-OTHER |  | N | 2060 | 2060 | 0 | 0 | 0 | 0 | 0 | 117810 | 0 | 0 | 541 | COUNTY-OTHER, KENDALL | L | WUG | MUNICIPAL | 757 | COUNTY-OTHER | L | 130 | KENDALL | 0 | 0 | 0 | 0 | 0 | 374 | Y
800 | WESTERN CANYON WTP EXPANSION | Western Canyon water treatment plant expansion | L | 5 | EXISTING SOURCE OR EXPANDED USE OF AN EXISTING SOURCE (SURFACE WATER OR GROUNDWATER) | 5 | OTHER SURFACE WATER | 3 | WATER TREATMENT PLANT |  | 2186 | 756 | CANYON LAKE/RESERVOIR | L | 999 | RESERVOIR | 18 | GUADALUPE | 0 | SURFACE WATER | 1 | NO WATER QUALITY IMPROVEMENTS |  | 6083 | 1 | Western Canyon water treatment plant expansion | 65 | GUADALUPE BLANCO RIVER AUTHORITY | L | WWP | WWP | N/A | N/A |  | Y | 2060 | 2060 | 0 | 0 | 0 | 0 | 1764000 | 1764000 | 11727436 | 20 | 268 | BOERNE | L | WUG | MUNICIPAL | 63 | CITY | L | 130 | KENDALL | 0 | 0 | 0 | 0 | 0 | 276 | N
800 | WESTERN CANYON WTP EXPANSION | Western Canyon water treatment plant expansion | L | 5 | EXISTING SOURCE OR EXPANDED USE OF AN EXISTING SOURCE (SURFACE WATER OR GROUNDWATER) | 5 | OTHER SURFACE WATER | 3 | WATER TREATMENT PLANT |  | 2186 | 756 | CANYON LAKE/RESERVOIR | L | 999 | RESERVOIR | 18 | GUADALUPE | 0 | SURFACE WATER | 1 | NO WATER QUALITY IMPROVEMENTS |  | 6083 | 1 | Western Canyon water treatment plant expansion | 65 | GUADALUPE BLANCO RIVER AUTHORITY | L | WWP | WWP | N/A | N/A |  | Y | 2060 | 2060 | 0 | 0 | 0 | 0 | 1764000 | 1764000 | 11727436 | 20 | 541 | COUNTY-OTHER, KENDALL | L | WUG | MUNICIPAL | 757 | COUNTY-OTHER | L | 130 | KENDALL | 0 | 0 | 0 | 0 | 0 | 374 | N
800 | WESTERN CANYON WTP EXPANSION | Western Canyon water treatment plant expansion | L | 5 | EXISTING SOURCE OR EXPANDED USE OF AN EXISTING SOURCE (SURFACE WATER OR GROUNDWATER) | 5 | OTHER SURFACE WATER | 3 | WATER TREATMENT PLANT |  | 2186 | 756 | CANYON LAKE/RESERVOIR | L | 999 | RESERVOIR | 18 | GUADALUPE | 0 | SURFACE WATER | 1 | NO WATER QUALITY IMPROVEMENTS |  | 6083 | 1 | Western Canyon water treatment plant expansion | 65 | GUADALUPE BLANCO RIVER AUTHORITY | L | WWP | WWP | N/A | N/A |  | Y | 2050 | 2050 | 0 | 0 | 0 | 0 | 1764000 | 1764000 | 11727436 | 20 | 65 | GUADALUPE BLANCO RIVER AUTHORITY - FUTURE CUSTOMER/SURPLUS SUPPLY | L | WWP | MUNICIPAL | N/A | N/A | L | 46 | COMAL | 0 | 0 | 0 | 0 | 5600 | 4950 | N
700 | WHCRWA GRP | WHCRWA Groundwater Reduction Plan | H | 5 | EXISTING SOURCE OR EXPANDED USE OF AN EXISTING SOURCE (SURFACE WATER OR GROUNDWATER) | 5 | OTHER SURFACE WATER | 1 | NO INFRASTRUCTURE |  | 1931 | 510 | LIVINGSTON-WALLISVILLE LAKE/RESERVOIR SYSTEM | H | 999 | RESERVOIR | 8 | TRINITY | 0 | SURFACE WATER | 1 | NO WATER QUALITY IMPROVEMENTS |  | 4309 | 2 | Luce Bayou transfer | 158 | WEST HARRIS COUNTY REGIONAL WATER AUTHORITY | H | BOTH | MUNICIPAL | 8002 | CRU |  | Y | 2010 | 2010 | 0 | 0 | 0 | 0 | 0 | 0 | 0 | 0 | 158 | WEST HARRIS COUNTY REGIONAL WATER AUTHORITY | H | BOTH | MUNICIPAL | 8002 | CRU | H | 101 | HARRIS | 21678 | 52274 | 66761 | 73196 | 75985 | 78839 | Y
701 | WHCRWA GRP PARTICIPATION | WHCRWA Groundwater Reduction Plan participation | H | 5 | EXISTING SOURCE OR EXPANDED USE OF AN EXISTING SOURCE (SURFACE WATER OR GROUNDWATER) | 6 | GROUNDWATER | 1 | NO INFRASTRUCTURE |  | 1867 | 1416 | GULF COAST AQUIFER | H | 79 | FORT BEND | 10 | SAN JACINTO | 1 | GROUNDWATER | 1 | NO WATER QUALITY IMPROVEMENTS |  | 1240 | 1 | WHCRWA Groundwater Reduction Plan participation | 1248 | KATY | H | WUG | MUNICIPAL | 312 | CITY |  | N | 2010 | 2010 | 25810 | 90299 | 121109 | 126431 | 154936 | 195000 | 1799642 | 20 | 1248 | KATY | H | WUG | MUNICIPAL | 312 | CITY | H | 79 | FORT BEND | 68 | 238 | 356 | 462 | 601 | 764 | N
701 | WHCRWA GRP PARTICIPATION | WHCRWA Groundwater Reduction Plan participation | H | 5 | EXISTING SOURCE OR EXPANDED USE OF AN EXISTING SOURCE (SURFACE WATER OR GROUNDWATER) | 6 | GROUNDWATER | 1 | NO INFRASTRUCTURE |  | 1868 | 1417 | GULF COAST AQUIFER | H | 101 | HARRIS | 10 | SAN JACINTO | 1 | GROUNDWATER | 1 | NO WATER QUALITY IMPROVEMENTS |  | 1240 | 1 | WHCRWA Groundwater Reduction Plan participation | 890 | HARRIS COUNTY MUD #132 | H | WUG | MUNICIPAL | 4157 | UTILITY |  | N | 2010 | 2010 | 159162 | 520319 | 628836 | 578080 | 614577 | 684044 | 7140215 | 20 | 890 | HARRIS COUNTY MUD #132 | H | WUG | MUNICIPAL | 4157 | UTILITY | H | 101 | HARRIS | 421 | 1393 | 1909 | 2292 | 2667 | 3058 | N
701 | WHCRWA GRP PARTICIPATION | WHCRWA Groundwater Reduction Plan participation | H | 5 | EXISTING SOURCE OR EXPANDED USE OF AN EXISTING SOURCE (SURFACE WATER OR GROUNDWATER) | 6 | GROUNDWATER | 1 | NO INFRASTRUCTURE |  | 1868 | 1417 | GULF COAST AQUIFER | H | 101 | HARRIS | 10 | SAN JACINTO | 1 | GROUNDWATER | 1 | NO WATER QUALITY IMPROVEMENTS |  | 1240 | 1 | WHCRWA Groundwater Reduction Plan participation | 892 | HARRIS COUNTY MUD #151 | H | WUG | MUNICIPAL | 4159 | UTILITY |  | N | 2010 | 2010 | 115908 | 306485 | 289662 | 185972 | 161120 | 161120 | 2188073 | 20 | 892 | HARRIS COUNTY MUD #151 | H | WUG | MUNICIPAL | 4159 | UTILITY | H | 101 | HARRIS | 306 | 811 | 932 | 925 | 925 | 925 | N
701 | WHCRWA GRP PARTICIPATION | WHCRWA Groundwater Reduction Plan participation | H | 5 | EXISTING SOURCE OR EXPANDED USE OF AN EXISTING SOURCE (SURFACE WATER OR GROUNDWATER) | 6 | GROUNDWATER | 1 | NO INFRASTRUCTURE |  | 1868 | 1417 | GULF COAST AQUIFER | H | 101 | HARRIS | 10 | SAN JACINTO | 1 | GROUNDWATER | 1 | NO WATER QUALITY IMPROVEMENTS |  | 1240 | 1 | WHCRWA Groundwater Reduction Plan participation | 893 | HARRIS COUNTY MUD #152 | H | WUG | MUNICIPAL | 4160 | UTILITY |  | N | 2010 | 2010 | 71687 | 245829 | 305194 | 287907 | 315165 | 353888 | 3611948 | 20 | 893 | HARRIS COUNTY MUD #152 | H | WUG | MUNICIPAL | 4160 | UTILITY | H | 101 | HARRIS | 189 | 650 | 909 | 1112 | 1324 | 1536 | N
701 | WHCRWA GRP PARTICIPATION | WHCRWA Groundwater Reduction Plan participation | H | 5 | EXISTING SOURCE OR EXPANDED USE OF AN EXISTING SOURCE (SURFACE WATER OR GROUNDWATER) | 6 | GROUNDWATER | 1 | NO INFRASTRUCTURE |  | 1868 | 1417 | GULF COAST AQUIFER | H | 101 | HARRIS | 10 | SAN JACINTO | 1 | GROUNDWATER | 1 | NO WATER QUALITY IMPROVEMENTS |  | 1240 | 1 | WHCRWA Groundwater Reduction Plan participation | 897 | HARRIS COUNTY MUD #180 | H | WUG | MUNICIPAL | 4170 | UTILITY |  | N | 2010 | 2010 | 56153 | 179978 | 212180 | 189933 | 200073 | 222891 | 2349383 | 20 | 897 | HARRIS COUNTY MUD #180 | H | WUG | MUNICIPAL | 4170 | UTILITY | H | 101 | HARRIS | 148 | 475 | 640 | 758 | 874 | 998 | N
701 | WHCRWA GRP PARTICIPATION | WHCRWA Groundwater Reduction Plan participation | H | 5 | EXISTING SOURCE OR EXPANDED USE OF AN EXISTING SOURCE (SURFACE WATER OR GROUNDWATER) | 6 | GROUNDWATER | 1 | NO INFRASTRUCTURE |  | 1868 | 1417 | GULF COAST AQUIFER | H | 101 | HARRIS | 10 | SAN JACINTO | 1 | GROUNDWATER | 1 | NO WATER QUALITY IMPROVEMENTS |  | 1240 | 1 | WHCRWA Groundwater Reduction Plan participation | 903 | HARRIS COUNTY MUD #46 | H | WUG | MUNICIPAL | 4183 | UTILITY |  | N | 2010 | 2010 | 76230 | 199301 | 185369 | 118382 | 103591 | 103591 | 1407012 | 20 | 903 | HARRIS COUNTY MUD #46 | H | WUG | MUNICIPAL | 4183 | UTILITY | H | 101 | HARRIS | 201 | 526 | 598 | 593 | 593 | 593 | N
701 | WHCRWA GRP PARTICIPATION | WHCRWA Groundwater Reduction Plan participation | H | 5 | EXISTING SOURCE OR EXPANDED USE OF AN EXISTING SOURCE (SURFACE WATER OR GROUNDWATER) | 6 | GROUNDWATER | 1 | NO INFRASTRUCTURE |  | 1868 | 1417 | GULF COAST AQUIFER | H | 101 | HARRIS | 10 | SAN JACINTO | 1 | GROUNDWATER | 1 | NO WATER QUALITY IMPROVEMENTS |  | 1240 | 1 | WHCRWA Groundwater Reduction Plan participation | 1248 | KATY | H | WUG | MUNICIPAL | 312 | CITY | Capital Cost: $12,135,097 (Harris County), $2,279,540 (Waller County) | N | 2010 | 2010 | 307883 | 995230 | 1215757 | 1143922 | 1241326 | 1407590 | 14414637 | 20 | 1248 | KATY | H | WUG | MUNICIPAL | 312 | CITY | H | 101 | HARRIS | 756 | 2462 | 3347 | 3989 | 4619 | 5276 | N
701 | WHCRWA GRP PARTICIPATION | WHCRWA Groundwater Reduction Plan participation | H | 5 | EXISTING SOURCE OR EXPANDED USE OF AN EXISTING SOURCE (SURFACE WATER OR GROUNDWATER) | 6 | GROUNDWATER | 1 | NO INFRASTRUCTURE |  | 1868 | 1417 | GULF COAST AQUIFER | H | 101 | HARRIS | 10 | SAN JACINTO | 1 | GROUNDWATER | 1 | NO WATER QUALITY IMPROVEMENTS |  | 1240 | 1 | WHCRWA Groundwater Reduction Plan participation | 1248 | KATY | H | WUG | MUNICIPAL | 312 | CITY | Capital Cost: $12,135,097 (Harris County), $2,279,540 (Waller County) | N | 2010 | 2010 | 307883 | 995230 | 1215757 | 1143922 | 1241326 | 1407590 | 14414637 | 20 | 1248 | KATY | H | WUG | MUNICIPAL | 312 | CITY | H | 237 | WALLER | 65 | 258 | 409 | 566 | 751 | 968 | N
701 | WHCRWA GRP PARTICIPATION | WHCRWA Groundwater Reduction Plan participation | H | 5 | EXISTING SOURCE OR EXPANDED USE OF AN EXISTING SOURCE (SURFACE WATER OR GROUNDWATER) | 6 | GROUNDWATER | 1 | NO INFRASTRUCTURE |  | 1868 | 1417 | GULF COAST AQUIFER | H | 101 | HARRIS | 10 | SAN JACINTO | 1 | GROUNDWATER | 1 | NO WATER QUALITY IMPROVEMENTS |  | 1240 | 1 | WHCRWA Groundwater Reduction Plan participation | 2534 | TRAIL OF THE LAKES MUD | H | WUG | MUNICIPAL | 4355 | UTILITY |  | N | 2010 | 2010 | 126462 | 330818 | 311313 | 199276 | 172782 | 172782 | 2358060 | 20 | 2534 | TRAIL OF THE LAKES MUD | H | WUG | MUNICIPAL | 4355 | UTILITY | H | 101 | HARRIS | 334 | 876 | 1005 | 986 | 986 | 986 | N
715 | WHCRWA INTERNAL DISTRIBUTION | WHCRWA internal distribution | H | 5 | EXISTING SOURCE OR EXPANDED USE OF AN EXISTING SOURCE (SURFACE WATER OR GROUNDWATER) | 5 | OTHER SURFACE WATER | 2 | PIPELINE |  | 1948 | 510 | LIVINGSTON-WALLISVILLE LAKE/RESERVOIR SYSTEM | H | 999 | RESERVOIR | 8 | TRINITY | 0 | SURFACE WATER | 1 | NO WATER QUALITY IMPROVEMENTS |  | 4309 | 2 | Luce Bayou transfer | 158 | WEST HARRIS COUNTY REGIONAL WATER AUTHORITY | H | BOTH | MUNICIPAL | 8002 | CRU |  | Y | 2010 | 2010 | 13149945 | 46238371 | 41894891 | 12211165 | 5524720 | 5524720 | 552472000 | 20 | 158 | WEST HARRIS COUNTY REGIONAL WATER AUTHORITY | H | BOTH | MUNICIPAL | 8002 | CRU | H | 101 | HARRIS | 21678 | 52274 | 66761 | 73196 | 75985 | 78839 | Y
716 | WHCRWA TRANSMISSION LINE | WHCRWA transmission line | H | 5 | EXISTING SOURCE OR EXPANDED USE OF AN EXISTING SOURCE (SURFACE WATER OR GROUNDWATER) | 5 | OTHER SURFACE WATER | 2 | PIPELINE |  | 1949 | 510 | LIVINGSTON-WALLISVILLE LAKE/RESERVOIR SYSTEM | H | 999 | RESERVOIR | 8 | TRINITY | 0 | SURFACE WATER | 1 | NO WATER QUALITY IMPROVEMENTS |  | 4309 | 2 | Luce Bayou transfer | 158 | WEST HARRIS COUNTY REGIONAL WATER AUTHORITY | H | BOTH | MUNICIPAL | 8002 | CRU |  | Y | 2010 | 2010 | 4384014 | 28191704 | 24258792 | 2900842 | 2900842 | 2900842 | 290084193 | 20 | 158 | WEST HARRIS COUNTY REGIONAL WATER AUTHORITY | H | BOTH | MUNICIPAL | 8002 | CRU | H | 101 | HARRIS | 21678 | 52274 | 66761 | 73196 | 75985 | 78839 | Y
889 | WHOLESALE CUSTOMER CONSERVATION | Wholesale customer conservation | I | 3 | CONSERVATION | 2 | IRRIGATION CONSERVATION | 1 | NO INFRASTRUCTURE | Conservation for customers of WWPs | 2427 | 582 | NECHES RIVER RUN-OF-RIVER PINE ISLAND BAYOU | I | 121 | JASPER | 6 | NECHES | 0 | SURFACE WATER | 1 | NO WATER QUALITY IMPROVEMENTS |  | 2349 | 1 | Wholesale customer conservation | 88 | LOWER NECHES VALLEY AUTHORITY | I | WWP | WWP | N/A | N/A | Capital has already been spent. estimate is based on 10-year replacement program at $140,000 per year. | Y | 2010 | 2010 | 30000 | 30000 | 30000 | 30000 | 30000 | 30000 | 1400000 | 20 | 1095 | IRRIGATION, JEFFERSON | I | WUG | IRRIGATION | 1004 | N/A | I | 123 | JEFFERSON | 20000 | 30000 | 33000 | 35000 | 40000 | 40000 | N
102 | WICHITA BASIN CHLORIDE CONTROL PROJECT | Wichita Basin chloride control project | B | 6 | NEW SURFACE WATER OR NEW GROUNDWATER SOURCE | 5 | OTHER SURFACE WATER | 6 | OTHER INFRASTRUCTURE |  | 649 | 68 | KEMP-DIVERSION LAKE/RESERVOIR SYSTEM | B | 999 | RESERVOIR | 2 | RED | 0 | SURFACE WATER | 5 | OTHER WATER QUALITY ENHANCEMENT |  | 7090 | 1 | Wichita Basin chloride control project | 120 | REGIONAL WATER PROVIDER-WICHITA BASIN CHLORIDE CONTROL PROJECT | B | WWP | WWP | N/A | N/A |  | N | 2010 | 2010 | 7572425 | 7572425 | 7572425 | 7572425 | 1245500 | 1245500 | 95450000 | 40 | 1207 | IRRIGATION, WICHITA | B | WUG | IRRIGATION | 1004 | N/A | B | 243 | WICHITA | 26500 | 26500 | 26500 | 26500 | 26500 | 26500 | Y
817 | WICHITA RIVER DIVERSION | Wichita River diversion | B | 5 | EXISTING SOURCE OR EXPANDED USE OF AN EXISTING SOURCE (SURFACE WATER OR GROUNDWATER) | 5 | OTHER SURFACE WATER | 6 | OTHER INFRASTRUCTURE |  | 2246 | 3978 | RED RIVER RUN-OF-RIVER WCWID #2 | B | 243 | WICHITA | 2 | RED | 0 | SURFACE WATER | 1 | NO WATER QUALITY IMPROVEMENTS |  | 5201 | 1 | Wichita River diversion | 1207 | IRRIGATION, WICHITA | B | WUG | IRRIGATION | 1004 | N/A |  | N | 2040 | 2040 | 0 | 0 | 0 | 644000 | 644000 | 644000 | 5380000 | 20 | 1207 | IRRIGATION, WICHITA | B | WUG | IRRIGATION | 1004 | N/A | B | 243 | WICHITA | 0 | 0 | 0 | 8850 | 8850 | 8850 | N
109 | WIMBERLEY AND WOODCREEK WATER SUPPLY PROJECT | Wimberley and Woodcreek water supply project | L | 6 | NEW SURFACE WATER OR NEW GROUNDWATER SOURCE | 5 | OTHER SURFACE WATER | 4 | PIPELINE AND WATER TREATMENT PLANT |  | 444 | 756 | CANYON LAKE/RESERVOIR | L | 999 | RESERVOIR | 18 | GUADALUPE | 0 | SURFACE WATER | 1 | NO WATER QUALITY IMPROVEMENTS |  | 6186 | 1 | Wimberley and Woodcreek water supply project | 65 | GUADALUPE BLANCO RIVER AUTHORITY | L | WWP | WWP | N/A | N/A |  | N | 2010 | 2010 | 2747360 | 10989440 | 9253000 | 9253000 | 9253000 | 9253000 | 33771000 | 20 | 65 | GUADALUPE BLANCO RIVER AUTHORITY - FUTURE CUSTOMER/SURPLUS SUPPLY | L | WWP | MUNICIPAL | N/A | N/A | L | 46 | COMAL | 112 | 400 | 400 | 400 | 400 | 400 | N
109 | WIMBERLEY AND WOODCREEK WATER SUPPLY PROJECT | Wimberley and Woodcreek water supply project | L | 6 | NEW SURFACE WATER OR NEW GROUNDWATER SOURCE | 5 | OTHER SURFACE WATER | 4 | PIPELINE AND WATER TREATMENT PLANT |  | 444 | 756 | CANYON LAKE/RESERVOIR | L | 999 | RESERVOIR | 18 | GUADALUPE | 0 | SURFACE WATER | 1 | NO WATER QUALITY IMPROVEMENTS |  | 6186 | 1 | Wimberley and Woodcreek water supply project | 65 | GUADALUPE BLANCO RIVER AUTHORITY | L | WWP | WWP | N/A | N/A |  | N | 2010 | 2010 | 2747360 | 10989440 | 9253000 | 9253000 | 9253000 | 9253000 | 33771000 | 20 | 2629 | WIMBERLEY WSC | L | WUG | MUNICIPAL | 4399 | UTILITY | L | 105 | HAYS | 336 | 1425 | 1425 | 1425 | 1425 | 1425 | N
109 | WIMBERLEY AND WOODCREEK WATER SUPPLY PROJECT | Wimberley and Woodcreek water supply project | L | 6 | NEW SURFACE WATER OR NEW GROUNDWATER SOURCE | 5 | OTHER SURFACE WATER | 4 | PIPELINE AND WATER TREATMENT PLANT |  | 444 | 756 | CANYON LAKE/RESERVOIR | L | 999 | RESERVOIR | 18 | GUADALUPE | 0 | SURFACE WATER | 1 | NO WATER QUALITY IMPROVEMENTS |  | 6186 | 1 | Wimberley and Woodcreek water supply project | 65 | GUADALUPE BLANCO RIVER AUTHORITY | L | WWP | WWP | N/A | N/A |  | N | 2010 | 2010 | 2747360 | 10989440 | 9253000 | 9253000 | 9253000 | 9253000 | 33771000 | 20 | 2644 | WOODCREEK UTILITIES INC | L | WUG | MUNICIPAL | 4405 | UTILITY | L | 105 | HAYS | 672 | 2655 | 2655 | 2655 | 2655 | 2655 | N
109 | WIMBERLEY AND WOODCREEK WATER SUPPLY PROJECT | Wimberley and Woodcreek water supply project | L | 6 | NEW SURFACE WATER OR NEW GROUNDWATER SOURCE | 5 | OTHER SURFACE WATER | 4 | PIPELINE AND WATER TREATMENT PLANT |  | 444 | 756 | CANYON LAKE/RESERVOIR | L | 999 | RESERVOIR | 18 | GUADALUPE | 0 | SURFACE WATER | 1 | NO WATER QUALITY IMPROVEMENTS |  | 6186 | 1 | Wimberley and Woodcreek water supply project | 2629 | WIMBERLEY WSC | L | WUG | MUNICIPAL | 4399 | UTILITY |  | N | 2010 | 2010 | 764400 | 3461325 | 3461325 | 2525100 | 2525100 | 2525100 | 0 | 0 | 2629 | WIMBERLEY WSC | L | WUG | MUNICIPAL | 4399 | UTILITY | L | 105 | HAYS | 336 | 1425 | 1425 | 1425 | 1425 | 1425 | Y
109 | WIMBERLEY AND WOODCREEK WATER SUPPLY PROJECT | Wimberley and Woodcreek water supply project | L | 6 | NEW SURFACE WATER OR NEW GROUNDWATER SOURCE | 5 | OTHER SURFACE WATER | 4 | PIPELINE AND WATER TREATMENT PLANT |  | 444 | 756 | CANYON LAKE/RESERVOIR | L | 999 | RESERVOIR | 18 | GUADALUPE | 0 | SURFACE WATER | 1 | NO WATER QUALITY IMPROVEMENTS |  | 6186 | 1 | Wimberley and Woodcreek water supply project | 2642 | WOODCREEK | L | WUG | MUNICIPAL | 995 | CITY |  | N | 2010 | 2010 | 254800 | 971600 | 971600 | 708800 | 708800 | 708800 | 0 | 0 | 2642 | WOODCREEK | L | WUG | MUNICIPAL | 995 | CITY | L | 105 | HAYS | 112 | 400 | 400 | 400 | 400 | 400 | Y
109 | WIMBERLEY AND WOODCREEK WATER SUPPLY PROJECT | Wimberley and Woodcreek water supply project | L | 6 | NEW SURFACE WATER OR NEW GROUNDWATER SOURCE | 5 | OTHER SURFACE WATER | 4 | PIPELINE AND WATER TREATMENT PLANT |  | 444 | 756 | CANYON LAKE/RESERVOIR | L | 999 | RESERVOIR | 18 | GUADALUPE | 0 | SURFACE WATER | 1 | NO WATER QUALITY IMPROVEMENTS |  | 6186 | 1 | Wimberley and Woodcreek water supply project | 2644 | WOODCREEK UTILITIES INC | L | WUG | MUNICIPAL | 4405 | UTILITY |  | N | 2010 | 2010 | 1528800 | 6448995 | 6448995 | 4704660 | 4704660 | 4704660 | 0 | 0 | 2644 | WOODCREEK UTILITIES INC | L | WUG | MUNICIPAL | 4405 | UTILITY | L | 105 | HAYS | 672 | 2655 | 2655 | 2655 | 2655 | 2655 | Y